NJADRE1554456549 | Administratively Determined Incentive Program | NORTH HALEDON | 7508 | 6 | 18.98 | Residential | Behind the Meter | Yes | Net Metered Residential | Pro Custom Solar dba Momentum Solar | None | PSE&G | Accepted | 2023-08-11 | 2023-08-24 | 2024-08-24 | Solar Panels | hanwha | Â Q. PEAK DUO BLK-G10+365 |  | 0.365 | 28 | 184 | 30 |  | Fixed | Roof
NJADRE1554456549 | Administratively Determined Incentive Program | NORTH HALEDON | 7508 | 6 | 18.98 | Residential | Behind the Meter | Yes | Net Metered Residential | Pro Custom Solar dba Momentum Solar | None | PSE&G | Accepted | 2023-08-11 | 2023-08-24 | 2024-08-24 | Inverters | enphase | IQ8PLUS-72-2-US | 290 |  | 52 |  |  | 0.97 |  | Outdoor
NJADRE1554456573 | Administratively Determined Incentive Program | Millville | 8332 | 20 | 528.96 | Commercial | Behind the Meter | No | Small Net-Metered Non-Residential located on Rooftop, Carport, Canopy and Floating Solar | Equinox Renewable Energy, LLC | None | AC Electric | Accepted | 2023-08-27 | 2023-09-19 | 2024-09-19 | Inverters | SMA | Sunny Tripower CORE1 62-US | 62500 |  | 8 |  |  | 0.975 |  | Outdoor
NJADRE1554456573 | Administratively Determined Incentive Program | Millville | 8332 | 20 | 528.96 | Commercial | Behind the Meter | No | Small Net-Metered Non-Residential located on Rooftop, Carport, Canopy and Floating Solar | Equinox Renewable Energy, LLC | None | AC Electric | Accepted | 2023-08-27 | 2023-09-19 | 2024-09-19 | Solar Panels | Trina Solar | TSM-NEG19RC.20 |  | 0.58 | 912 | 175.21Â° | 10 |  | Fixed | Roof
NJADRE1554456573 | Administratively Determined Incentive Program | Millville | 8332 | 20 | 528.96 | Commercial | Behind the Meter | No | Small Net-Metered Non-Residential located on Rooftop, Carport, Canopy and Floating Solar | Equinox Renewable Energy, LLC | None | AC Electric | Accepted | 2023-08-27 | 2023-09-19 | 2024-09-19 | Meters | Accuenergy | Acuvim II 333 mV |  |  | 1 |  |  |  | Yes | Indoor
NJADRE1554456576 | Administratively Determined Incentive Program | Jersey City | 7305 | 8 | 5.2 | Residential | Behind the Meter | Yes | Net Metered Residential | Pro Custom Solar dba Momentum Solar | None | PSE&G | Accepted | 2023-08-11 | 2023-08-24 | 2024-08-24 | Inverters | Enphase | IQ8PLUS-72-2-US | 290 |  | 13 |  |  | 0.97 |  | Outdoor
NJADRE1554456576 | Administratively Determined Incentive Program | Jersey City | 7305 | 8 | 5.2 | Residential | Behind the Meter | Yes | Net Metered Residential | Pro Custom Solar dba Momentum Solar | None | PSE&G | Accepted | 2023-08-11 | 2023-08-24 | 2024-08-24 | Solar Panels | Hanwha | q.peak duo blk ML-g10+400 |  | 0.4 | 13 | 131 | 22 |  | Fixed | Roof
NJADRE1554456579 | Administratively Determined Incentive Program | ERIAL | 8081 | 14 | 5.53 | Residential | Behind the Meter | Yes | Net Metered Residential | Sunrun Installation Services, Inc. | None | AC Electric | Accepted | 2023-08-11 | 2023-08-24 | 2024-08-24 | Inverters | SolarEdge Technologies | SE3800H-USMN | 3800 |  | 1 |  |  | 0.99 |  | Outdoor | Next to the meter
NJADRE1554456579 | Administratively Determined Incentive Program | ERIAL | 8081 | 14 | 5.53 | Residential | Behind the Meter | Yes | Net Metered Residential | Sunrun Installation Services, Inc. | None | AC Electric | Accepted | 2023-08-11 | 2023-08-24 | 2024-08-24 | Solar Panels | Trina Solar | TSM-395DE09C.07 |  | 0.395 | 14 | 254 | 30 |  | Fixed | Roof
NJADRE1554456667 | Administratively Determined Incentive Program | HAMILTON | 8610 | 12 | 7.67 | Residential | Behind the Meter | Yes | Net Metered Residential | SunnyMac, LLC | None | PSE&G | Accepted | 2023-08-11 | 2023-09-01 | 2024-09-01 | Inverters | SolarEdge Technologies Inc. | SE6000H-US000BNI4 (Inverter) | 6000 |  | 1 |  |  | 0.99 |  | Outside
NJADRE1554456667 | Administratively Determined Incentive Program | HAMILTON | 8610 | 12 | 7.67 | Residential | Behind the Meter | Yes | Net Metered Residential | SunnyMac, LLC | None | PSE&G | Accepted | 2023-08-11 | 2023-09-01 | 2024-09-01 | Meters | SolarEdge Technologies Inc. | SolarEdge Built-in Consumption Monitor (BEI4, BNI4, BNC |  |  | 1 |  |  |  | Yes
NJADRE1554456667 | Administratively Determined Incentive Program | HAMILTON | 8610 | 12 | 7.67 | Residential | Behind the Meter | Yes | Net Metered Residential | SunnyMac, LLC | None | PSE&G | Accepted | 2023-08-11 | 2023-09-01 | 2024-09-01 | Solar Panels | Hanwha Q Cells | Q.PEAK DUO BLK-G10+365 |  | 0.365 | 15 | 129 | 46 |  | Fixed | Roof
NJADRE1554456667 | Administratively Determined Incentive Program | HAMILTON | 8610 | 12 | 7.67 | Residential | Behind the Meter | Yes | Net Metered Residential | SunnyMac, LLC | None | PSE&G | Accepted | 2023-08-11 | 2023-09-01 | 2024-09-01 | Solar Panels | Hanwha Q Cells | Q.PEAK DUO BLK-G10+365 |  | 0.365 | 6 | 40 | 6 |  | Fixed | Roof
NJADRE1554456671 | Administratively Determined Incentive Program | East Brunswick Twp | 8816 | 11 | 8.82 | Residential | Behind the Meter | Yes | Net Metered Residential | EMT Renewables | None | PSE&G | Accepted | 2023-08-11 | 2023-08-24 | 2024-08-24 | Inverters | ENPHASE | IQ7x | 315 |  | 21 |  |  | 0.98 |  | Other | UNDER EACH PANEL
NJADRE1554456671 | Administratively Determined Incentive Program | East Brunswick Twp | 8816 | 11 | 8.82 | Residential | Behind the Meter | Yes | Net Metered Residential | EMT Renewables | None | PSE&G | Accepted | 2023-08-11 | 2023-08-24 | 2024-08-24 | Solar Panels | REC ALPHA | REC 420 |  | 0.42 | 13 | 172 | 34 |  | Fixed | Roof
NJADRE1554456671 | Administratively Determined Incentive Program | East Brunswick Twp | 8816 | 11 | 8.82 | Residential | Behind the Meter | Yes | Net Metered Residential | EMT Renewables | None | PSE&G | Accepted | 2023-08-11 | 2023-08-24 | 2024-08-24 | Solar Panels | REC ALPHA | REC 420 |  | 0.42 | 8 | 172 | 35 |  | Fixed | Roof
NJADRE1554456685 | Administratively Determined Incentive Program | Belford | 7718 | 17 | 18.4 | Residential | Behind the Meter | Yes | Net Metered Residential | Power Energy Solutions | None | JCP&L | Accepted | 2023-08-11 | 2023-08-24 | 2024-08-24 | Inverters | SOLAREDGE | SE6000H-US | 12000 |  | 2 |  |  | 0.99 |  | Outside | ROOFTOP
NJADRE1554456685 | Administratively Determined Incentive Program | Belford | 7718 | 17 | 18.4 | Residential | Behind the Meter | Yes | Net Metered Residential | Power Energy Solutions | None | JCP&L | Accepted | 2023-08-11 | 2023-08-24 | 2024-08-24 | Solar Panels | SILFAB SOLAR | SIL-400 H+ |  | 0.4 | 10 | 182 | 20 |  | Fixed | Roof | ROOFTOP
NJADRE1554456685 | Administratively Determined Incentive Program | Belford | 7718 | 17 | 18.4 | Residential | Behind the Meter | Yes | Net Metered Residential | Power Energy Solutions | None | JCP&L | Accepted | 2023-08-11 | 2023-08-24 | 2024-08-24 | Solar Panels | SILFABSOLAR | SIL-400 H+ |  | 0.4 | 9 | 182 | 21 |  | Single Axis | Roof | ROOFTOP
NJADRE1554456685 | Administratively Determined Incentive Program | Belford | 7718 | 17 | 18.4 | Residential | Behind the Meter | Yes | Net Metered Residential | Power Energy Solutions | None | JCP&L | Accepted | 2023-08-11 | 2023-08-24 | 2024-08-24 | Solar Panels | silfab solar | SIL-400 HC+ |  | 0.4 | 12 | 2 | 20 |  | Fixed | Roof | ROOFTOP
NJADRE1554456685 | Administratively Determined Incentive Program | Belford | 7718 | 17 | 18.4 | Residential | Behind the Meter | Yes | Net Metered Residential | Power Energy Solutions | None | JCP&L | Accepted | 2023-08-11 | 2023-08-24 | 2024-08-24 | Solar Panels | SILFAB SOLAR | SIL-400 HC+ |  | 0.4 | 15 | 2 | 21 |  | Fixed | Roof | ROOFTOP
NJADRE1554456699 | Administratively Determined Incentive Program | Jackson | 8527 | 18 | 5.67 | Residential | Behind the Meter | No | Net Metered Residential | Trinity Solar | None | JCP&L | Accepted | 2023-08-11 | 2023-08-24 | 2024-08-24 | Inverters | Solar Edge | SE5000H-US | 5000 |  | 1 |  |  | 0.97 |  | Outside
NJADRE1554456699 | Administratively Determined Incentive Program | Jackson | 8527 | 18 | 5.67 | Residential | Behind the Meter | No | Net Metered Residential | Trinity Solar | None | JCP&L | Accepted | 2023-08-11 | 2023-08-24 | 2024-08-24 | Solar Panels | HANWHA 405 (Q.PEAK DUO BLK ML-G10+ 405) | HANWHA 405 (Q.PEAK DUO BLK ML-G10+ 405) |  | 0.405 | 14 | 195 | 18 |  | Fixed | Roof
NJADRE1554456703 | Administratively Determined Incentive Program | Milford | 8848 | 4 | 14 | Residential | Behind the Meter | Yes | Net Metered Residential | Pro Custom Solar dba Momentum Solar | None | JCP&L | Accepted | 2023-08-11 | 2023-08-24 | 2024-08-24 | Solar Panels | hanwha | Â Q. PEAK DUO BLK-G10+400 |  | 0.4 | 35 | 180 | 20 |  | Fixed | Ground
NJADRE1554456703 | Administratively Determined Incentive Program | Milford | 8848 | 4 | 14 | Residential | Behind the Meter | Yes | Net Metered Residential | Pro Custom Solar dba Momentum Solar | None | JCP&L | Accepted | 2023-08-11 | 2023-08-24 | 2024-08-24 | Inverters | enphase | IQ8PLUS-72-2-US | 290 |  | 35 |  |  | 0.97 |  | Outdoor
NJADRE1554456745 | Administratively Determined Incentive Program | ROCHELLE PARK TWP | 7662 | 7 | 3.16 | Residential | Behind the Meter | Yes | Net Metered Residential | Sunrun Installation Services, Inc. | None | PSE&G | Accepted | 2023-08-11 | 2023-08-24 | 2024-08-24 | Inverters | Delta Electronics | E4-TL-US | 4000 |  | 1 |  |  | 0.98 |  | Indoor | Next to the meter
NJADRE1554456745 | Administratively Determined Incentive Program | ROCHELLE PARK TWP | 7662 | 7 | 3.16 | Residential | Behind the Meter | Yes | Net Metered Residential | Sunrun Installation Services, Inc. | None | PSE&G | Accepted | 2023-08-11 | 2023-08-24 | 2024-08-24 | Solar Panels | Trina Solar | TSM-395DE09C.07 |  | 0.395 | 8 | 218 | 31 |  | Fixed | Roof
NJADRE1554456762 | Administratively Determined Incentive Program | Penns Grove | 8069 | 16 | 3.16 | Residential | Behind the Meter | Yes | Net Metered Residential | Sunrun Installation Services, Inc. | None | AC Electric | Accepted | 2023-08-11 | 2023-08-24 | 2024-08-24 | Inverters | SolarEdge Technologies | SE3800H-USMN | 3800 |  | 1 |  |  | 0.96 |  | Outdoor | Next To Meter
NJADRE1554456762 | Administratively Determined Incentive Program | Penns Grove | 8069 | 16 | 3.16 | Residential | Behind the Meter | Yes | Net Metered Residential | Sunrun Installation Services, Inc. | None | AC Electric | Accepted | 2023-08-11 | 2023-08-24 | 2024-08-24 | Solar Panels | Trina Solar | TSM-395DE09C.07 |  | 0.395 | 4 | 115 | 23 |  | Fixed | Roof
NJADRE1554456762 | Administratively Determined Incentive Program | Penns Grove | 8069 | 16 | 3.16 | Residential | Behind the Meter | Yes | Net Metered Residential | Sunrun Installation Services, Inc. | None | AC Electric | Accepted | 2023-08-11 | 2023-08-24 | 2024-08-24 | Solar Panels | Trina Solar | TSM-395DE09C.07 |  | 0.395 | 4 | 295 | 24 |  | Fixed | Roof
NJADRE1554456762 | Administratively Determined Incentive Program | Penns Grove | 8069 | 16 | 3.16 | Residential | Behind the Meter | Yes | Net Metered Residential | Sunrun Installation Services, Inc. | None | AC Electric | Accepted | 2023-08-11 | 2023-08-24 | 2024-08-24 | Electric Storage Battery | Tesla | Powerwall 2 AC |  |  | 2 |  |  |  | Lithium Ion |  | inside
NJADRE1554456788 | Administratively Determined Incentive Program | Monroe Township | 8831 | 11 | 17.22 | Residential | Behind the Meter | Yes | Net Metered Residential | EMT Renewables | None | JCP&L | Accepted | 2023-08-11 | 2023-08-24 | 2024-08-24 | Inverters | ENPHASE | IQ8+ | 290 |  | 42 |  |  | 0.98 |  | Other | UNDER EACH PANEL
NJADRE1554456788 | Administratively Determined Incentive Program | Monroe Township | 8831 | 11 | 17.22 | Residential | Behind the Meter | Yes | Net Metered Residential | EMT Renewables | None | JCP&L | Accepted | 2023-08-11 | 2023-08-24 | 2024-08-24 | Solar Panels | SEG SOLAR | SIV 410 |  | 0.41 | 3 | 58 | 34 |  | Fixed | Roof
NJADRE1554456788 | Administratively Determined Incentive Program | Monroe Township | 8831 | 11 | 17.22 | Residential | Behind the Meter | Yes | Net Metered Residential | EMT Renewables | None | JCP&L | Accepted | 2023-08-11 | 2023-08-24 | 2024-08-24 | Solar Panels | SEG SOLAR | SIV 410 |  | 0.41 | 13 | 58 | 35 |  | Fixed | Roof
NJADRE1554456788 | Administratively Determined Incentive Program | Monroe Township | 8831 | 11 | 17.22 | Residential | Behind the Meter | Yes | Net Metered Residential | EMT Renewables | None | JCP&L | Accepted | 2023-08-11 | 2023-08-24 | 2024-08-24 | Solar Panels | SEG SOLAR | SIV 410 |  | 0.41 | 2 | 148 | 35 |  | Fixed | Roof
NJADRE1554456788 | Administratively Determined Incentive Program | Monroe Township | 8831 | 11 | 17.22 | Residential | Behind the Meter | Yes | Net Metered Residential | EMT Renewables | None | JCP&L | Accepted | 2023-08-11 | 2023-08-24 | 2024-08-24 | Solar Panels | SEG SOLAR | SIV 410 |  | 0.41 | 9 | 148 | 42 |  | Fixed | Roof
NJADRE1554456788 | Administratively Determined Incentive Program | Monroe Township | 8831 | 11 | 17.22 | Residential | Behind the Meter | Yes | Net Metered Residential | EMT Renewables | None | JCP&L | Accepted | 2023-08-11 | 2023-08-24 | 2024-08-24 | Solar Panels | SEG SOLAR | SIV 410 |  | 0.41 | 15 | 238 | 35 |  | Fixed | Roof
NJADRE1554456800 | Administratively Determined Incentive Program | Deptford | 8096 | 15 | 11.84 | Residential | Behind the Meter | No | Net Metered Residential | Vision Solar LLC | None | PSE&G | Accepted | 2023-08-11 | 2023-08-24 | 2024-08-24 | Inverters | Solaredge | SE11400H-USRGM | 11 |  | 1 |  |  | 0.97 |  | Outdoor | side of house
NJADRE1554456800 | Administratively Determined Incentive Program | Deptford | 8096 | 15 | 11.84 | Residential | Behind the Meter | No | Net Metered Residential | Vision Solar LLC | None | PSE&G | Accepted | 2023-08-11 | 2023-08-24 | 2024-08-24 | Solar Panels | ZNSHINE | ZXM6-NH120-370/M |  | 0.37 | 20 | 217 | 20 |  | Fixed | Roof
NJADRE1554456800 | Administratively Determined Incentive Program | Deptford | 8096 | 15 | 11.84 | Residential | Behind the Meter | No | Net Metered Residential | Vision Solar LLC | None | PSE&G | Accepted | 2023-08-11 | 2023-08-24 | 2024-08-24 | Solar Panels | ZNSHINE | ZXM6-NH120-370/M |  | 0.37 | 12 | 217 | 20 |  | Fixed | Roof
NJADRE1554456846 | Administratively Determined Incentive Program | Pitman | 8071 | 15 | 6.12 | Residential | Behind the Meter | Yes | Net Metered Residential | Bright Planet Solar | None | AC Electric | Accepted | 2023-08-11 | 2023-08-24 | 2024-08-24 | Inverters | Solar Edge | SE5000H-USRGM | 5000 |  | 1 |  |  | 0.98 |  | Outdoor | OUTSIDE
NJADRE1554456846 | Administratively Determined Incentive Program | Pitman | 8071 | 15 | 6.12 | Residential | Behind the Meter | Yes | Net Metered Residential | Bright Planet Solar | None | AC Electric | Accepted | 2023-08-11 | 2023-08-24 | 2024-08-24 | Solar Panels | HANWHA Q-CELLS | Q.PEAK DUO BLK-G10+360 |  | 0.36 | 17 | 233 | 18 |  | Fixed | Roof
NJADRE1554456925 | Administratively Determined Incentive Program | Woodbridge Twp | 8830 | 11 | 7.51 | Residential | Behind the Meter | Yes | Net Metered Residential | Sunrun Installation Services, Inc. | None | PSE&G | Accepted | 2023-08-11 | 2023-08-24 | 2024-08-24 | Inverters | SolarEdge Technologies | SE6000H-USSN | 6000 |  | 1 |  |  | 0.99 |  | Outdoor | Next to the meter
NJADRE1554456925 | Administratively Determined Incentive Program | Woodbridge Twp | 8830 | 11 | 7.51 | Residential | Behind the Meter | Yes | Net Metered Residential | Sunrun Installation Services, Inc. | None | PSE&G | Accepted | 2023-08-11 | 2023-08-24 | 2024-08-24 | Solar Panels | Trina Solar | TSM-395DE09C.07 |  | 0.395 | 7 | 193 | 31 |  | Fixed | Roof
NJADRE1554456925 | Administratively Determined Incentive Program | Woodbridge Twp | 8830 | 11 | 7.51 | Residential | Behind the Meter | Yes | Net Metered Residential | Sunrun Installation Services, Inc. | None | PSE&G | Accepted | 2023-08-11 | 2023-08-24 | 2024-08-24 | Solar Panels | Trina Solar | TSM-395DE09C.07 |  | 0.395 | 12 | 13 | 17 |  | Fixed | Roof
NJADRE1554456947 | Administratively Determined Incentive Program | Newark | 7106 | 9 | 5.27 | Residential | Behind the Meter | Yes | Net Metered Residential | Trinity Solar | None | PSE&G | Accepted | 2023-08-11 | 2023-08-24 | 2024-08-24 | Solar Panels | HANWHA 405 (Q.PEAK DUO BLK ML-G10+ 405 | HANWHA 405 (Q.PEAK DUO BLK ML-G10+ 405 |  | 0.405 | 13 | 301 | 5 |  | Fixed | Roof
NJADRE1554456947 | Administratively Determined Incentive Program | Newark | 7106 | 9 | 5.27 | Residential | Behind the Meter | Yes | Net Metered Residential | Trinity Solar | None | PSE&G | Accepted | 2023-08-11 | 2023-08-24 | 2024-08-24 | Inverters | Solar Edge | SE5000H-US | 5000 |  | 1 |  |  | 0.97 |  | Outside
NJADRE1554456948 | Administratively Determined Incentive Program | Newark, | 7107 | 9 | 5.92 | Residential | Behind the Meter | No | Net Metered Residential | Vision Solar LLC | None | PSE&G | Accepted | 2023-08-11 | 2023-08-24 | 2024-08-24 | Inverters | Solaredge | SE6000H-USRGM | 6 |  | 1 |  |  | 0.97 |  | Outdoor
NJADRE1554456948 | Administratively Determined Incentive Program | Newark, | 7107 | 9 | 5.92 | Residential | Behind the Meter | No | Net Metered Residential | Vision Solar LLC | None | PSE&G | Accepted | 2023-08-11 | 2023-08-24 | 2024-08-24 | Solar Panels | ZNSHINE | ZXM6-NH120-370/M |  | 0.37 | 16 | 207 | 28 |  | Fixed | Roof
NJADRE1554456952 | Administratively Determined Incentive Program | Williamstown | 8094 | 15 | 8.69 | Residential | Behind the Meter | Yes | Net Metered Residential | Sunrun Installation Services, Inc. | None | AC Electric | Accepted | 2023-08-11 | 2023-08-24 | 2024-08-24 | Inverters | SolarEdge Technologies | SE6000H-USSN | 6000 |  | 1 |  |  | 0.99 |  | Outdoor | Next to the meter
NJADRE1554456952 | Administratively Determined Incentive Program | Williamstown | 8094 | 15 | 8.69 | Residential | Behind the Meter | Yes | Net Metered Residential | Sunrun Installation Services, Inc. | None | AC Electric | Accepted | 2023-08-11 | 2023-08-24 | 2024-08-24 | Solar Panels | Trina Solar | TSM-395DE09C.07 |  | 0.395 | 9 | 180 | 32 |  | Fixed | Roof
NJADRE1554456952 | Administratively Determined Incentive Program | Williamstown | 8094 | 15 | 8.69 | Residential | Behind the Meter | Yes | Net Metered Residential | Sunrun Installation Services, Inc. | None | AC Electric | Accepted | 2023-08-11 | 2023-08-24 | 2024-08-24 | Solar Panels | Trina Solar | TSM-395DE09C.07 |  | 0.395 | 13 | 90 | 33 |  | Fixed | Roof
NJADRE1554457034 | Administratively Determined Incentive Program | Passaic City | 7055 | 6 | 8.8 | Residential | Behind the Meter | Yes | Net Metered Residential | SunnyMac LLC | None | PSE&G | Accepted | 2023-08-11 | 2023-08-24 | 2024-08-24 | Solar Panels | HANWHA | Q.PEAK DUO BLK ML-G10+400 |  | 0.4 | 8 | 37 | 15 |  | Fixed | Roof
NJADRE1554457034 | Administratively Determined Incentive Program | Passaic City | 7055 | 6 | 8.8 | Residential | Behind the Meter | Yes | Net Metered Residential | SunnyMac LLC | None | PSE&G | Accepted | 2023-08-11 | 2023-08-24 | 2024-08-24 | Solar Panels | HANWHA | Q.PEAK DUO BLK ML-G10+400 |  | 0.4 | 3 | 37 | 30 |  | Fixed | Roof
NJADRE1554457034 | Administratively Determined Incentive Program | Passaic City | 7055 | 6 | 8.8 | Residential | Behind the Meter | Yes | Net Metered Residential | SunnyMac LLC | None | PSE&G | Accepted | 2023-08-11 | 2023-08-24 | 2024-08-24 | Solar Panels | HANWHA | Q.PEAK DUO BLK ML-G10+400 |  | 0.4 | 11 | 217 | 2 |  | Fixed | Roof
NJADRE1554457034 | Administratively Determined Incentive Program | Passaic City | 7055 | 6 | 8.8 | Residential | Behind the Meter | Yes | Net Metered Residential | SunnyMac LLC | None | PSE&G | Accepted | 2023-08-11 | 2023-08-24 | 2024-08-24 | Inverters | SOLAREDGE | SE 3000H-US | 3000 |  | 1 |  |  | 0.99 |  | Outdoor | NEXT TO METER
NJADRE1554457034 | Administratively Determined Incentive Program | Passaic City | 7055 | 6 | 8.8 | Residential | Behind the Meter | Yes | Net Metered Residential | SunnyMac LLC | None | PSE&G | Accepted | 2023-08-11 | 2023-08-24 | 2024-08-24 | Inverters | SOLAREDGE | SE 3800H-US | 3800 |  | 1 |  |  | 0.99 |  | Outdoor | NEXT TO METER
NJADRE1554457034 | Administratively Determined Incentive Program | Passaic City | 7055 | 6 | 8.8 | Residential | Behind the Meter | Yes | Net Metered Residential | SunnyMac LLC | None | PSE&G | Accepted | 2023-08-11 | 2023-08-24 | 2024-08-24 | Meters | SE-RGMTR-1D-240C-B | Solaredge |  |  | 1 |  |  |  | Yes | Outdoor
NJADRE1554457303 | Administratively Determined Incentive Program | South Bound Brook Boro | 8880 | 5 | 5.88 | Residential | Behind the Meter | No | Net Metered Residential | EMT Renewables | None | PSE&G | Accepted | 2023-08-11 | 2023-08-24 | 2024-08-24 | Inverters | ENPHASE | IQ7x | 315 |  | 14 |  |  | 0.98 |  | Other | under each panel
NJADRE1554457303 | Administratively Determined Incentive Program | South Bound Brook Boro | 8880 | 5 | 5.88 | Residential | Behind the Meter | No | Net Metered Residential | EMT Renewables | None | PSE&G | Accepted | 2023-08-11 | 2023-08-24 | 2024-08-24 | Solar Panels | REC ALPHA | REC 420 |  | 0.42 | 8 | 152 | 29 |  | Fixed | Roof
NJADRE1554457303 | Administratively Determined Incentive Program | South Bound Brook Boro | 8880 | 5 | 5.88 | Residential | Behind the Meter | No | Net Metered Residential | EMT Renewables | None | PSE&G | Accepted | 2023-08-11 | 2023-08-24 | 2024-08-24 | Solar Panels | REC ALPHA | REC 420 |  | 0.42 | 6 | 151 | 29 |  | Fixed | Roof
NJADRE1554457307 | Administratively Determined Incentive Program | Newark | 7106 | 9 | 2.03 | Residential | Behind the Meter | Yes | Net Metered Residential | Trinity Solar | None | PSE&G | Accepted | 2023-08-11 | 2023-08-24 | 2024-08-24 | Solar Panels | HANWHA 405 (Q.PEAK DUO BLK ML-G10+ 405) | HANWHA 405 (Q.PEAK DUO BLK ML-G10+ 405) |  | 0.405 | 5 | 301 | 5 |  | Fixed | Roof
NJADRE1554457307 | Administratively Determined Incentive Program | Newark | 7106 | 9 | 2.03 | Residential | Behind the Meter | Yes | Net Metered Residential | Trinity Solar | None | PSE&G | Accepted | 2023-08-11 | 2023-08-24 | 2024-08-24 | Inverters | Enphase | ENPHASE IQ8PLUS MICROINVERTERS (IQ8PLUS-72-2-US ) | 290 |  | 5 |  |  | 0.97 |  | Outside
NJADRE1554457343 | Administratively Determined Incentive Program | Little Egg Harbor Township | 8087 | 18 | 8.91 | Residential | Behind the Meter | No | Net Metered Residential | NJ Solar Power | None | AC Electric | Accepted | 2023-08-14 | 2023-08-25 | 2024-08-25 | Solar Panels | Rec | 405 AA Pure Black |  | 0.405 | 6 | 320 | 34 |  | Fixed | Roof | Roof 1
NJADRE1554457343 | Administratively Determined Incentive Program | Little Egg Harbor Township | 8087 | 18 | 8.91 | Residential | Behind the Meter | No | Net Metered Residential | NJ Solar Power | None | AC Electric | Accepted | 2023-08-14 | 2023-08-25 | 2024-08-25 | Solar Panels | REC | 405 AA Pure Black |  | 0.405 | 5 | 320 | 14 |  | Fixed | Roof | Roof 2
NJADRE1554457343 | Administratively Determined Incentive Program | Little Egg Harbor Township | 8087 | 18 | 8.91 | Residential | Behind the Meter | No | Net Metered Residential | NJ Solar Power | None | AC Electric | Accepted | 2023-08-14 | 2023-08-25 | 2024-08-25 | Solar Panels | Rec | 405 AA Pure Black |  | 0.405 | 5 | 140 | 14 |  | Fixed | Roof | Roof 3
NJADRE1554457343 | Administratively Determined Incentive Program | Little Egg Harbor Township | 8087 | 18 | 8.91 | Residential | Behind the Meter | No | Net Metered Residential | NJ Solar Power | None | AC Electric | Accepted | 2023-08-14 | 2023-08-25 | 2024-08-25 | Solar Panels | REC | 405 AA Pure Black |  | 0.405 | 6 | 140 | 34 |  | Fixed | Roof | Roof 4
NJADRE1554457343 | Administratively Determined Incentive Program | Little Egg Harbor Township | 8087 | 18 | 8.91 | Residential | Behind the Meter | No | Net Metered Residential | NJ Solar Power | None | AC Electric | Accepted | 2023-08-14 | 2023-08-25 | 2024-08-25 | Inverters | Solaredge | SE6000H-US | 6000 |  | 1 |  |  | 0.99 |  | Outdoor
NJADRE1554457343 | Administratively Determined Incentive Program | Little Egg Harbor Township | 8087 | 18 | 8.91 | Residential | Behind the Meter | No | Net Metered Residential | NJ Solar Power | None | AC Electric | Accepted | 2023-08-14 | 2023-08-25 | 2024-08-25 | Meters | SolarEdge | SE6000H-US |  |  | 1 |  |  |  | Yes
NJADRE1554457396 | Administratively Determined Incentive Program | Pennsauken TWP | 8109 | 14 | 2.77 | Residential | Behind the Meter | Yes | Net Metered Residential | Sunrun Installation Services, Inc. | None | PSE&G | Accepted | 2023-08-11 | 2023-08-25 | 2024-08-25 | Solar Panels | TRINA SOLAR | TSM-395DE09C.07 |  | 0.395 | 7 | 222 | 26 |  | Fixed | Roof
NJADRE1554457396 | Administratively Determined Incentive Program | Pennsauken TWP | 8109 | 14 | 2.77 | Residential | Behind the Meter | Yes | Net Metered Residential | Sunrun Installation Services, Inc. | None | PSE&G | Accepted | 2023-08-11 | 2023-08-25 | 2024-08-25 | Inverters | DELTA ELECTRONICS | E4-TL-US | 4000 |  | 1 |  |  | 0.975 |  | Outdoor | next to meter
NJADRE1554460958 | Administratively Determined Incentive Program | Manahawkin | 8050 | 18 | 3.56 | Residential | Behind the Meter | Yes | Net Metered Residential | Sunrun Installation Services, Inc. | None | AC Electric | Accepted | 2023-08-12 | 2023-08-25 | 2024-08-25 | Inverters | Delta Electronics | E4-TL-US | 3840 |  | 1 |  |  | 0.96 |  | Outdoor | Next To Meter
NJADRE1554460958 | Administratively Determined Incentive Program | Manahawkin | 8050 | 18 | 3.56 | Residential | Behind the Meter | Yes | Net Metered Residential | Sunrun Installation Services, Inc. | None | AC Electric | Accepted | 2023-08-12 | 2023-08-25 | 2024-08-25 | Solar Panels | Trina Solar | TSM-395DE09C.07 |  | 0.395 | 9 | 49 | 36 |  | Fixed | Roof
NJADRE1554463031 | Administratively Determined Incentive Program | Vineland, | 8360 | 20 | 5.6 | Residential | Behind the Meter | Yes | Net Metered Residential | Suntuity Solar LLC | None | Vineland Muni Electric | Accepted | 2023-08-14 | 2023-08-25 | 2024-08-25 | Inverters | ENPHASE | IQ8PLUS-72-2-US | 290 |  | 13 |  |  | 0.97 |  | Outdoor | Behind the PV modules
NJADRE1554463031 | Administratively Determined Incentive Program | Vineland, | 8360 | 20 | 5.6 | Residential | Behind the Meter | Yes | Net Metered Residential | Suntuity Solar LLC | None | Vineland Muni Electric | Accepted | 2023-08-14 | 2023-08-25 | 2024-08-25 | Solar Panels | SILFAB PRIME | SIL-400 HC+ |  | 0.4 | 7 | 94 | 24 |  | Fixed | Roof
NJADRE1554463031 | Administratively Determined Incentive Program | Vineland, | 8360 | 20 | 5.6 | Residential | Behind the Meter | Yes | Net Metered Residential | Suntuity Solar LLC | None | Vineland Muni Electric | Accepted | 2023-08-14 | 2023-08-25 | 2024-08-25 | Solar Panels | SILFAB PRIME | SIL-400 HC+ |  | 0.4 | 3 | 4 | 24 |  | Fixed | Roof
NJADRE1554463031 | Administratively Determined Incentive Program | Vineland, | 8360 | 20 | 5.6 | Residential | Behind the Meter | Yes | Net Metered Residential | Suntuity Solar LLC | None | Vineland Muni Electric | Accepted | 2023-08-14 | 2023-08-25 | 2024-08-25 | Solar Panels | SILFAB PRIME | SIL-400 HC+ |  | 0.4 | 4 | 274 | 24 |  | Fixed | Roof
NJADRE1554463038 | Administratively Determined Incentive Program | Bridgeton, New Jersey | 8302 | 20 | 16 | Residential | Behind the Meter | Yes | Net Metered Residential | Suntuity Solar LLC | None | AC Electric | Accepted | 2023-08-14 | 2023-08-25 | 2024-08-25 | Inverters | (40) ENPHASE | IQ8PLUS-72-2-US | 290 |  | 40 |  |  | 0.97 |  | Outdoor | Behind the PV modules
NJADRE1554463038 | Administratively Determined Incentive Program | Bridgeton, New Jersey | 8302 | 20 | 16 | Residential | Behind the Meter | Yes | Net Metered Residential | Suntuity Solar LLC | None | AC Electric | Accepted | 2023-08-14 | 2023-08-25 | 2024-08-25 | Solar Panels | (40) SILFAB | PRIME SIL-400 HC+ |  | 0.4 | 9 | 215 | 24 |  | Fixed | Roof
NJADRE1554463038 | Administratively Determined Incentive Program | Bridgeton, New Jersey | 8302 | 20 | 16 | Residential | Behind the Meter | Yes | Net Metered Residential | Suntuity Solar LLC | None | AC Electric | Accepted | 2023-08-14 | 2023-08-25 | 2024-08-25 | Solar Panels | (40) SILFAB | PRIME SIL-400 HC+ |  | 0.4 | 9 | 35 | 24 |  | Fixed | Roof
NJADRE1554463038 | Administratively Determined Incentive Program | Bridgeton, New Jersey | 8302 | 20 | 16 | Residential | Behind the Meter | Yes | Net Metered Residential | Suntuity Solar LLC | None | AC Electric | Accepted | 2023-08-14 | 2023-08-25 | 2024-08-25 | Solar Panels | (40) SILFAB | PRIME SIL-400 HC+ |  | 0.4 | 6 | 36 | 27 |  | Fixed | Roof
NJADRE1554463038 | Administratively Determined Incentive Program | Bridgeton, New Jersey | 8302 | 20 | 16 | Residential | Behind the Meter | Yes | Net Metered Residential | Suntuity Solar LLC | None | AC Electric | Accepted | 2023-08-14 | 2023-08-25 | 2024-08-25 | Solar Panels | (40) SILFAB | PRIME SIL-400 HC+ |  | 0.4 | 11 | 216 | 27 |  | Fixed | Roof
NJADRE1554463038 | Administratively Determined Incentive Program | Bridgeton, New Jersey | 8302 | 20 | 16 | Residential | Behind the Meter | Yes | Net Metered Residential | Suntuity Solar LLC | None | AC Electric | Accepted | 2023-08-14 | 2023-08-25 | 2024-08-25 | Solar Panels | (40) SILFAB | PRIME SIL-400 HC+ |  | 0.4 | 3 | 216 | 27 |  | Fixed | Roof
NJADRE1554463038 | Administratively Determined Incentive Program | Bridgeton, New Jersey | 8302 | 20 | 16 | Residential | Behind the Meter | Yes | Net Metered Residential | Suntuity Solar LLC | None | AC Electric | Accepted | 2023-08-14 | 2023-08-25 | 2024-08-25 | Solar Panels | (40) SILFAB | PRIME SIL-400 HC+ |  | 0.4 | 2 | 305 | 12 |  | Fixed | Roof
NJADRE1554463039 | Administratively Determined Incentive Program | Princeton | 8540 | 12 | 13.33 | Residential | Behind the Meter | No | Net Metered Residential | Arsenal Solar | None | PSE&G | Accepted | 2023-08-16 | 2023-08-29 | 2024-08-29 | Solar Panels | Hanwha | Q.PEAK DUO XL-G10.3/BFG480 |  | 0.48 | 8 | 239.74 | 1 |  | Fixed | Roof
NJADRE1554463039 | Administratively Determined Incentive Program | Princeton | 8540 | 12 | 13.33 | Residential | Behind the Meter | No | Net Metered Residential | Arsenal Solar | None | PSE&G | Accepted | 2023-08-16 | 2023-08-29 | 2024-08-29 | Solar Panels | Hanwha | Q.PEAK DUO BLK-G10.a+ 365 |  | 0.365 | 26 | 239.45 | 28 |  | Fixed | Roof
NJADRE1554463039 | Administratively Determined Incentive Program | Princeton | 8540 | 12 | 13.33 | Residential | Behind the Meter | No | Net Metered Residential | Arsenal Solar | None | PSE&G | Accepted | 2023-08-16 | 2023-08-29 | 2024-08-29 | Inverters | Enphase | IQ8PLUS-72-2-US | 290 |  | 34 |  |  | 0.97 |  | Outdoor
NJADRE1554463050 | Administratively Determined Incentive Program | Morristown | 7960 | 3 | 9.2 | Residential | Behind the Meter | Yes | Net Metered Residential | Sunny Mac LLC | None | JCP&L | Accepted | 2023-08-14 | 2023-08-25 | 2024-08-25 | Solar Panels | HANWHA | Q.PEAK DUO BLK ML-G10+400 |  | 0.4 | 12 | 127 | 32 |  | Fixed | Roof
NJADRE1554463050 | Administratively Determined Incentive Program | Morristown | 7960 | 3 | 9.2 | Residential | Behind the Meter | Yes | Net Metered Residential | Sunny Mac LLC | None | JCP&L | Accepted | 2023-08-14 | 2023-08-25 | 2024-08-25 | Solar Panels | HANWHA | Q.PEAK DUO BLK ML-G10+400 |  | 0.4 | 11 | 307 | 32 |  | Fixed | Roof
NJADRE1554463050 | Administratively Determined Incentive Program | Morristown | 7960 | 3 | 9.2 | Residential | Behind the Meter | Yes | Net Metered Residential | Sunny Mac LLC | None | JCP&L | Accepted | 2023-08-14 | 2023-08-25 | 2024-08-25 | Inverters | SOLAREDGE | SE6000H-US | 6000 |  | 1 |  |  | 0.99 |  | Outdoor | next to meter
NJADRE1554463050 | Administratively Determined Incentive Program | Morristown | 7960 | 3 | 9.2 | Residential | Behind the Meter | Yes | Net Metered Residential | Sunny Mac LLC | None | JCP&L | Accepted | 2023-08-14 | 2023-08-25 | 2024-08-25 | Meters | SE-RGMTR-1D-240C-B | Solaredge |  |  | 1 |  |  |  | Yes | Outdoor
NJADRE1554463066 | Administratively Determined Incentive Program | Cherry Hill Twp. | 8002 | 14 | 7.1 | Residential | Behind the Meter | No | Net Metered Residential | Solar Energy World | None | PSE&G | Accepted | 2023-08-14 | 2023-08-25 | 2024-08-25 | Solar Panels | LONGi Green Energy | LR4-60HPB-355M |  | 0.355 | 5 | 310 | 23 |  | Fixed | Roof
NJADRE1554463066 | Administratively Determined Incentive Program | Cherry Hill Twp. | 8002 | 14 | 7.1 | Residential | Behind the Meter | No | Net Metered Residential | Solar Energy World | None | PSE&G | Accepted | 2023-08-14 | 2023-08-25 | 2024-08-25 | Solar Panels | LONGi Green Energy | LR4-60HPB-355M |  | 0.355 | 10 | 130 | 23 |  | Fixed | Roof
NJADRE1554463066 | Administratively Determined Incentive Program | Cherry Hill Twp. | 8002 | 14 | 7.1 | Residential | Behind the Meter | No | Net Metered Residential | Solar Energy World | None | PSE&G | Accepted | 2023-08-14 | 2023-08-25 | 2024-08-25 | Solar Panels | LONGi Green Energy | LR4-60HPB-355M |  | 0.355 | 5 | 310 | 23 |  | Fixed | Roof
NJADRE1554463066 | Administratively Determined Incentive Program | Cherry Hill Twp. | 8002 | 14 | 7.1 | Residential | Behind the Meter | No | Net Metered Residential | Solar Energy World | None | PSE&G | Accepted | 2023-08-14 | 2023-08-25 | 2024-08-25 | Inverters | Enphase Energy | IQ7-60-M-US | 270 |  | 20 |  |  | 0.97 |  | Outside
NJADRE1554463076 | Administratively Determined Incentive Program | West Orange Twp | 7052 | 9 | 12.18 | Residential | Behind the Meter | Yes | Net Metered Residential | EMT Renewables | None | PSE&G | Accepted | 2023-08-14 | 2023-08-25 | 2024-08-25 | Inverters | ENPHASE | IQ7x | 315 |  | 29 |  |  | 0.98 |  | Other | UNDER EACH PANEL
NJADRE1554463076 | Administratively Determined Incentive Program | West Orange Twp | 7052 | 9 | 12.18 | Residential | Behind the Meter | Yes | Net Metered Residential | EMT Renewables | None | PSE&G | Accepted | 2023-08-14 | 2023-08-25 | 2024-08-25 | Solar Panels | REC ALPHA | REC 420 |  | 0.42 | 6 | 118 | 29 |  | Fixed | Roof
NJADRE1554463076 | Administratively Determined Incentive Program | West Orange Twp | 7052 | 9 | 12.18 | Residential | Behind the Meter | Yes | Net Metered Residential | EMT Renewables | None | PSE&G | Accepted | 2023-08-14 | 2023-08-25 | 2024-08-25 | Solar Panels | REC ALPHA | REC 420 |  | 0.42 | 6 | 118 | 20 |  | Fixed | Roof
NJADRE1554463076 | Administratively Determined Incentive Program | West Orange Twp | 7052 | 9 | 12.18 | Residential | Behind the Meter | Yes | Net Metered Residential | EMT Renewables | None | PSE&G | Accepted | 2023-08-14 | 2023-08-25 | 2024-08-25 | Solar Panels | REC ALPHA | REC 420 |  | 0.42 | 6 | 298 | 20 |  | Fixed | Roof
NJADRE1554463076 | Administratively Determined Incentive Program | West Orange Twp | 7052 | 9 | 12.18 | Residential | Behind the Meter | Yes | Net Metered Residential | EMT Renewables | None | PSE&G | Accepted | 2023-08-14 | 2023-08-25 | 2024-08-25 | Solar Panels | REC ALPHA | REC 420 |  | 0.42 | 3 | 208 | 29 |  | Fixed | Roof
NJADRE1554463076 | Administratively Determined Incentive Program | West Orange Twp | 7052 | 9 | 12.18 | Residential | Behind the Meter | Yes | Net Metered Residential | EMT Renewables | None | PSE&G | Accepted | 2023-08-14 | 2023-08-25 | 2024-08-25 | Solar Panels | REC ALPHA | REC 420 |  | 0.42 | 4 | 298 | 29 |  | Fixed | Roof
NJADRE1554463076 | Administratively Determined Incentive Program | West Orange Twp | 7052 | 9 | 12.18 | Residential | Behind the Meter | Yes | Net Metered Residential | EMT Renewables | None | PSE&G | Accepted | 2023-08-14 | 2023-08-25 | 2024-08-25 | Solar Panels | REC ALPHA | REC 420 |  | 0.42 | 2 | 28 | 29 |  | Fixed | Roof
NJADRE1554463076 | Administratively Determined Incentive Program | West Orange Twp | 7052 | 9 | 12.18 | Residential | Behind the Meter | Yes | Net Metered Residential | EMT Renewables | None | PSE&G | Accepted | 2023-08-14 | 2023-08-25 | 2024-08-25 | Solar Panels | REC ALPHA | REC 420 |  | 0.42 | 2 | 119 | 42 |  | Fixed | Roof
NJADRE1554463104 | Administratively Determined Incentive Program | Newark | 7106 | 9 | 3.24 | Residential | Behind the Meter | Yes | Net Metered Residential | Trinity Solar Inc. | None | PSE&G | Accepted | 2023-08-14 | 2023-08-25 | 2024-08-25 | Solar Panels | HANWHA 405 (Q.PEAK DUO BLK ML-G10+ 405 | HANWHA 405 (Q.PEAK DUO BLK ML-G10+ 405 |  | 0.405 | 8 | 301 | 5 |  | Fixed | Roof
NJADRE1554463104 | Administratively Determined Incentive Program | Newark | 7106 | 9 | 3.24 | Residential | Behind the Meter | Yes | Net Metered Residential | Trinity Solar Inc. | None | PSE&G | Accepted | 2023-08-14 | 2023-08-25 | 2024-08-25 | Inverters | Solar Edge | SE3000H-US | 3000 |  | 1 |  |  | 0.97 |  | Outside
NJADRE1554463105 | Administratively Determined Incentive Program | Milltown | 8816 | 11 | 7.14 | Residential | Behind the Meter | No | Net Metered Residential | Tesla Energy Operations Inc | None | PSE&G | Accepted | 2023-08-14 | 2023-08-23 | 2024-08-23 | Inverters | SolarEdge Technologies | SE7600H-US | 7600 |  | 1 |  |  | 0.99 |  | Indoor
NJADRE1554463105 | Administratively Determined Incentive Program | Milltown | 8816 | 11 | 7.14 | Residential | Behind the Meter | No | Net Metered Residential | Tesla Energy Operations Inc | None | PSE&G | Accepted | 2023-08-14 | 2023-08-23 | 2024-08-23 | Solar Panels | Hanwha | Hanwha Q-CELLS # Q.Peak DUO BLK-G6+ 340 |  | 0.34 | 6 | 39 | 21 |  | Fixed | Roof
NJADRE1554463105 | Administratively Determined Incentive Program | Milltown | 8816 | 11 | 7.14 | Residential | Behind the Meter | No | Net Metered Residential | Tesla Energy Operations Inc | None | PSE&G | Accepted | 2023-08-14 | 2023-08-23 | 2024-08-23 | Solar Panels | Hanwha | Hanwha Q-CELLS # Q.Peak DUO BLK-G6+ 340 |  | 0.34 | 15 | 219 | 21 |  | Fixed | Roof
NJADRE1554463110 | Administratively Determined Incentive Program | Robbinsville | 8691 | 12 | 14.8 | Residential | Behind the Meter | Yes | Net Metered Residential | Pro Custom Solar dba Momentum Solar | None | PSE&G | Accepted | 2023-08-14 | 2023-08-25 | 2024-08-25 | Solar Panels | hanwha | Â Q. PEAK DUO BLK-G10+400 |  | 0.4 | 4 | 205 | 30 |  | Fixed | Roof
NJADRE1554463110 | Administratively Determined Incentive Program | Robbinsville | 8691 | 12 | 14.8 | Residential | Behind the Meter | Yes | Net Metered Residential | Pro Custom Solar dba Momentum Solar | None | PSE&G | Accepted | 2023-08-14 | 2023-08-25 | 2024-08-25 | Solar Panels | hanwha | Â Q. PEAK DUO BLK-G10+400 |  | 0.4 | 4 | 205 | 41 |  | Fixed | Roof
NJADRE1554463110 | Administratively Determined Incentive Program | Robbinsville | 8691 | 12 | 14.8 | Residential | Behind the Meter | Yes | Net Metered Residential | Pro Custom Solar dba Momentum Solar | None | PSE&G | Accepted | 2023-08-14 | 2023-08-25 | 2024-08-25 | Solar Panels | hanwha | Â Q. PEAK DUO BLK-G10+400 |  | 0.4 | 12 | 295 | 31 |  | Fixed | Roof
NJADRE1554463110 | Administratively Determined Incentive Program | Robbinsville | 8691 | 12 | 14.8 | Residential | Behind the Meter | Yes | Net Metered Residential | Pro Custom Solar dba Momentum Solar | None | PSE&G | Accepted | 2023-08-14 | 2023-08-25 | 2024-08-25 | Solar Panels | hanwha | Â Q. PEAK DUO BLK-G10+400 |  | 0.4 | 4 | 25 | 31 |  | Fixed | Roof
NJADRE1554463110 | Administratively Determined Incentive Program | Robbinsville | 8691 | 12 | 14.8 | Residential | Behind the Meter | Yes | Net Metered Residential | Pro Custom Solar dba Momentum Solar | None | PSE&G | Accepted | 2023-08-14 | 2023-08-25 | 2024-08-25 | Solar Panels | hanwha | Â Q. PEAK DUO BLK-G10+400 |  | 0.4 | 2 | 115 | 30 |  | Fixed | Roof
NJADRE1554463110 | Administratively Determined Incentive Program | Robbinsville | 8691 | 12 | 14.8 | Residential | Behind the Meter | Yes | Net Metered Residential | Pro Custom Solar dba Momentum Solar | None | PSE&G | Accepted | 2023-08-14 | 2023-08-25 | 2024-08-25 | Solar Panels | hanwha | Â Q. PEAK DUO BLK-G10+400 |  | 0.4 | 11 | 115 | 31 |  | Fixed | Roof
NJADRE1554463110 | Administratively Determined Incentive Program | Robbinsville | 8691 | 12 | 14.8 | Residential | Behind the Meter | Yes | Net Metered Residential | Pro Custom Solar dba Momentum Solar | None | PSE&G | Accepted | 2023-08-14 | 2023-08-25 | 2024-08-25 | Inverters | enphase | IQ8PLUS-72-2-US | 290 |  | 37 |  |  | 0.97 |  | Outdoor
NJADRE1554463129 | Administratively Determined Incentive Program | SOMERSET | 8873 | 5 | 3.2 | Residential | Behind the Meter | No | Net Metered Residential | Big Wave Roofing and Solar LLC | None | PSE&G | Accepted | 2023-08-14 | 2023-08-25 | 2024-08-25 | Inverters | Enphase Energy Inc | IQ7PLUS-72-2-US | 290 |  | 9 |  |  | 0.98 |  | Outside
NJADRE1554463129 | Administratively Determined Incentive Program | SOMERSET | 8873 | 5 | 3.2 | Residential | Behind the Meter | No | Net Metered Residential | Big Wave Roofing and Solar LLC | None | PSE&G | Accepted | 2023-08-14 | 2023-08-25 | 2024-08-25 | Solar Panels | Silfab | SIL-400HC+ |  | 0.4 | 3 | 232 | 32 |  | Fixed | Roof
NJADRE1554463129 | Administratively Determined Incentive Program | SOMERSET | 8873 | 5 | 3.2 | Residential | Behind the Meter | No | Net Metered Residential | Big Wave Roofing and Solar LLC | None | PSE&G | Accepted | 2023-08-14 | 2023-08-25 | 2024-08-25 | Solar Panels | Silfab | SIL-400HC+ |  | 0.4 | 5 | 52 | 32 |  | Fixed | Roof
NJADRE1554463177 | Administratively Determined Incentive Program | Lake Hiawatha | 7034 | 3 | 6.4 | Residential | Behind the Meter | Yes | Net Metered Residential | Pro Custom Solar dba Momentum Solar | None | JCP&L | Accepted | 2023-08-14 | 2023-08-25 | 2024-08-25 | Inverters | Enphase | IQ8PLUS-72-2-US | 290 |  | 16 |  |  | 0.97 |  | Outdoor
NJADRE1554463177 | Administratively Determined Incentive Program | Lake Hiawatha | 7034 | 3 | 6.4 | Residential | Behind the Meter | Yes | Net Metered Residential | Pro Custom Solar dba Momentum Solar | None | JCP&L | Accepted | 2023-08-14 | 2023-08-25 | 2024-08-25 | Solar Panels | Hanwha | q.peak duo blk ML-g10+400 |  | 0.4 | 12 | 153 | 18 |  | Fixed | Roof
NJADRE1554463177 | Administratively Determined Incentive Program | Lake Hiawatha | 7034 | 3 | 6.4 | Residential | Behind the Meter | Yes | Net Metered Residential | Pro Custom Solar dba Momentum Solar | None | JCP&L | Accepted | 2023-08-14 | 2023-08-25 | 2024-08-25 | Solar Panels | Hanwha | q.peak duo blk ML-g10+400 |  | 0.4 | 4 | 333 | 18 |  | Fixed | Pole
NJADRE1554463233 | Administratively Determined Incentive Program | Sicklerville | 8081 | 14 | 3.95 | Residential | Behind the Meter | Yes | Net Metered Residential | Sunrun Installation Services, Inc. | None | AC Electric | Accepted | 2023-08-14 | 2023-08-25 | 2024-08-25 | Solar Panels | TRINA SOLAR | TSM-395DE09C.07 |  | 0.395 | 10 | 358 | 30 |  | Fixed | Roof
NJADRE1554463233 | Administratively Determined Incentive Program | Sicklerville | 8081 | 14 | 3.95 | Residential | Behind the Meter | Yes | Net Metered Residential | Sunrun Installation Services, Inc. | None | AC Electric | Accepted | 2023-08-14 | 2023-08-25 | 2024-08-25 | Inverters | DELTA ELECTRONICS | E4-TL-US | 4000 |  | 1 |  |  | 0.975 |  | Outdoor | next to meter
NJADRE1554463255 | Administratively Determined Incentive Program | Woodlynne Boro | 8107 | 14 | 4.92 | Residential | Behind the Meter | No | Net Metered Residential | EMT Renewables | None | PSE&G | Accepted | 2023-08-14 | 2023-08-25 | 2024-08-25 | Inverters | ENPHASE | IQ8+ | 290 |  | 12 |  |  | 0.98 |  | Other | UNDER EACH PANEL
NJADRE1554463255 | Administratively Determined Incentive Program | Woodlynne Boro | 8107 | 14 | 4.92 | Residential | Behind the Meter | No | Net Metered Residential | EMT Renewables | None | PSE&G | Accepted | 2023-08-14 | 2023-08-25 | 2024-08-25 | Solar Panels | SEG SOLAR | SIV 410 |  | 0.41 | 12 | 89 | 2 |  | Fixed | Roof
NJADRE1554463274 | Administratively Determined Incentive Program | Bridgewater | 8807 | 5 | 6.21 | Residential | Behind the Meter | No | Net Metered Residential | Power Home Remodeling | None | PSE&G | Accepted | 2023-08-14 | 2023-08-25 | 2024-08-25 | Inverters | SolarEdge | SE5000H-US | 5000 |  | 1 |  |  | 0.99 |  | Outdoor
NJADRE1554463274 | Administratively Determined Incentive Program | Bridgewater | 8807 | 5 | 6.21 | Residential | Behind the Meter | No | Net Metered Residential | Power Home Remodeling | None | PSE&G | Accepted | 2023-08-14 | 2023-08-25 | 2024-08-25 | Meters | SolarEdge | Revenue Grade Data Ansi C12.20 |  |  | 1 |  |  |  | Yes | Outdoor
NJADRE1554463274 | Administratively Determined Incentive Program | Bridgewater | 8807 | 5 | 6.21 | Residential | Behind the Meter | No | Net Metered Residential | Power Home Remodeling | None | PSE&G | Accepted | 2023-08-14 | 2023-08-25 | 2024-08-25 | Solar Panels | Hyundai | HiS-S365XG(BK) |  | 0.365 | 17 | 172 | 26 |  | Fixed | Roof
NJADRE1554463312 | Administratively Determined Incentive Program | Trenton | 8618 | 12 | 3.16 | Residential | Behind the Meter | Yes | Net Metered Residential | Sunrun Installation Services, Inc. | None | PSE&G | Accepted | 2023-08-14 | 2023-08-28 | 2024-08-28 | Inverters | SolarEdge Technologies | SE3800H-USMN | 3800 |  | 1 |  |  | 0.96 |  | Outdoor | Next To Meter
NJADRE1554463312 | Administratively Determined Incentive Program | Trenton | 8618 | 12 | 3.16 | Residential | Behind the Meter | Yes | Net Metered Residential | Sunrun Installation Services, Inc. | None | PSE&G | Accepted | 2023-08-14 | 2023-08-28 | 2024-08-28 | Solar Panels | Trina Solar | TSM-395DE09C.07 |  | 0.395 | 4 | 44 | 32 |  | Fixed | Roof
NJADRE1554463312 | Administratively Determined Incentive Program | Trenton | 8618 | 12 | 3.16 | Residential | Behind the Meter | Yes | Net Metered Residential | Sunrun Installation Services, Inc. | None | PSE&G | Accepted | 2023-08-14 | 2023-08-28 | 2024-08-28 | Solar Panels | Trina Solar | TSM-395DE09C.07 |  | 0.395 | 4 | 44 | 4 |  | Fixed | Roof
NJADRE1554463312 | Administratively Determined Incentive Program | Trenton | 8618 | 12 | 3.16 | Residential | Behind the Meter | Yes | Net Metered Residential | Sunrun Installation Services, Inc. | None | PSE&G | Accepted | 2023-08-14 | 2023-08-28 | 2024-08-28 | Electric Storage Battery | LG Chem | RESU 10H Prime |  |  | 1 |  |  |  | Lithium Ion |  | inside
NJADRE1554463326 | Administratively Determined Incentive Program | Verona | 7044 | 9 | 14.06 | Residential | Behind the Meter | Yes | Net Metered Residential | Freedom Forever New Jersey LLC | None | PSE&G | Accepted | 2023-08-14 | 2023-08-25 | 2024-08-25 | Inverters | Solar Edge | SE10000H-USRGM | 10000 |  | 1 |  |  | 0.99 |  | Outdoor
NJADRE1554463326 | Administratively Determined Incentive Program | Verona | 7044 | 9 | 14.06 | Residential | Behind the Meter | Yes | Net Metered Residential | Freedom Forever New Jersey LLC | None | PSE&G | Accepted | 2023-08-14 | 2023-08-25 | 2024-08-25 | Solar Panels | JInko Solar | JKM380M-6RL3-B |  | 0.38 | 3 | 101 | 18 |  | Fixed | Roof
NJADRE1554463326 | Administratively Determined Incentive Program | Verona | 7044 | 9 | 14.06 | Residential | Behind the Meter | Yes | Net Metered Residential | Freedom Forever New Jersey LLC | None | PSE&G | Accepted | 2023-08-14 | 2023-08-25 | 2024-08-25 | Solar Panels | Jinko Solar | JKM380M-6RL3-B |  | 0.38 | 7 | 191 | 18 |  | Fixed | Roof
NJADRE1554463326 | Administratively Determined Incentive Program | Verona | 7044 | 9 | 14.06 | Residential | Behind the Meter | Yes | Net Metered Residential | Freedom Forever New Jersey LLC | None | PSE&G | Accepted | 2023-08-14 | 2023-08-25 | 2024-08-25 | Solar Panels | JInko Solar | JKM380M-6RL3-B |  | 0.38 | 9 | 281 | 18 |  | Fixed | Roof
NJADRE1554463326 | Administratively Determined Incentive Program | Verona | 7044 | 9 | 14.06 | Residential | Behind the Meter | Yes | Net Metered Residential | Freedom Forever New Jersey LLC | None | PSE&G | Accepted | 2023-08-14 | 2023-08-25 | 2024-08-25 | Solar Panels | Jinko Solar | JKM380M-6RL3-B |  | 0.38 | 4 | 11 | 18 |  | Fixed | Roof
NJADRE1554463326 | Administratively Determined Incentive Program | Verona | 7044 | 9 | 14.06 | Residential | Behind the Meter | Yes | Net Metered Residential | Freedom Forever New Jersey LLC | None | PSE&G | Accepted | 2023-08-14 | 2023-08-25 | 2024-08-25 | Solar Panels | JInko Solar | JKM380M-6RL3-B |  | 0.38 | 8 | 101 | 18 |  | Fixed | Roof
NJADRE1554463326 | Administratively Determined Incentive Program | Verona | 7044 | 9 | 14.06 | Residential | Behind the Meter | Yes | Net Metered Residential | Freedom Forever New Jersey LLC | None | PSE&G | Accepted | 2023-08-14 | 2023-08-25 | 2024-08-25 | Solar Panels | JInko Solar | JKM380M-6RL3-B |  | 0.38 | 6 | 281 | 10 |  | Fixed | Roof
NJADRE1554463331 | Administratively Determined Incentive Program | Gloucester | 8081 | 14 | 8.4 | Residential | Behind the Meter | Yes | Net Metered Residential | Sunny Mac LLC | None | AC Electric | Accepted | 2023-08-14 | 2023-08-25 | 2024-08-25 | Solar Panels | HANWHA | Q.PEAK DUO BLK ML-G10+400 |  | 0.4 | 13 | 262 | 33 |  | Fixed | Roof
NJADRE1554463331 | Administratively Determined Incentive Program | Gloucester | 8081 | 14 | 8.4 | Residential | Behind the Meter | Yes | Net Metered Residential | Sunny Mac LLC | None | AC Electric | Accepted | 2023-08-14 | 2023-08-25 | 2024-08-25 | Solar Panels | HANWHA | Q.PEAK DUO BLK ML-G10+400 |  | 0.4 | 2 | 82 | 33 |  | Fixed | Roof
NJADRE1554463331 | Administratively Determined Incentive Program | Gloucester | 8081 | 14 | 8.4 | Residential | Behind the Meter | Yes | Net Metered Residential | Sunny Mac LLC | None | AC Electric | Accepted | 2023-08-14 | 2023-08-25 | 2024-08-25 | Solar Panels | HANWHA | Q.PEAK DUO BLK ML-G10+400 |  | 0.4 | 6 | 262 | 33 |  | Fixed | Roof
NJADRE1554463331 | Administratively Determined Incentive Program | Gloucester | 8081 | 14 | 8.4 | Residential | Behind the Meter | Yes | Net Metered Residential | Sunny Mac LLC | None | AC Electric | Accepted | 2023-08-14 | 2023-08-25 | 2024-08-25 | Inverters | SOLAREDGE | SE6000H-US | 6000 |  | 1 |  |  | 0.99 |  | Outdoor | NEXT TO METER
NJADRE1554463350 | Administratively Determined Incentive Program | Bargaintown | 8234 | 19 | 12.25 | Residential | Behind the Meter | Yes | Net Metered Residential | Sunrun Installation Services, Inc. | None | AC Electric | Accepted | 2023-08-14 | 2023-08-25 | 2024-08-25 | Inverters | Delta Electronics | E6-TL-US | 5760 |  | 2 |  |  | 0.96 |  | Outdoor | Next To Meter
NJADRE1554463350 | Administratively Determined Incentive Program | Bargaintown | 8234 | 19 | 12.25 | Residential | Behind the Meter | Yes | Net Metered Residential | Sunrun Installation Services, Inc. | None | AC Electric | Accepted | 2023-08-14 | 2023-08-25 | 2024-08-25 | Solar Panels | Trina Solar | TSM-395DE09C.07 |  | 0.395 | 7 | 273 | 23 |  | Fixed | Roof
NJADRE1554463350 | Administratively Determined Incentive Program | Bargaintown | 8234 | 19 | 12.25 | Residential | Behind the Meter | Yes | Net Metered Residential | Sunrun Installation Services, Inc. | None | AC Electric | Accepted | 2023-08-14 | 2023-08-25 | 2024-08-25 | Solar Panels | Trina Solar | TSM-395DE09C.07 |  | 0.395 | 6 | 273 | 23 |  | Fixed | Roof
NJADRE1554463350 | Administratively Determined Incentive Program | Bargaintown | 8234 | 19 | 12.25 | Residential | Behind the Meter | Yes | Net Metered Residential | Sunrun Installation Services, Inc. | None | AC Electric | Accepted | 2023-08-14 | 2023-08-25 | 2024-08-25 | Solar Panels | Trina Solar | TSM-395DE09C.07 |  | 0.395 | 5 | 93 | 23 |  | Fixed | Roof
NJADRE1554463350 | Administratively Determined Incentive Program | Bargaintown | 8234 | 19 | 12.25 | Residential | Behind the Meter | Yes | Net Metered Residential | Sunrun Installation Services, Inc. | None | AC Electric | Accepted | 2023-08-14 | 2023-08-25 | 2024-08-25 | Solar Panels | Trina Solar | TSM-395DE09C.07 |  | 0.395 | 7 | 184 | 18 |  | Fixed | Roof
NJADRE1554463350 | Administratively Determined Incentive Program | Bargaintown | 8234 | 19 | 12.25 | Residential | Behind the Meter | Yes | Net Metered Residential | Sunrun Installation Services, Inc. | None | AC Electric | Accepted | 2023-08-14 | 2023-08-25 | 2024-08-25 | Solar Panels | Trina Solar | TSM-395DE09C.07 |  | 0.395 | 6 | 184 | 18 |  | Fixed | Roof
NJADRE1554463433 | Administratively Determined Incentive Program | EAST ORANGE CITY | 7018 | 9 | 3.69 | Residential | Behind the Meter | No | Net Metered Residential | Freedom Forever New Jersey LLC | None | PSE&G | Accepted | 2023-08-14 | 2023-08-25 | 2024-08-25 | Inverters | Solar Edge | SE3800H-USRGM | 3800 |  | 1 |  |  | 0.99 |  | Outdoor
NJADRE1554463433 | Administratively Determined Incentive Program | EAST ORANGE CITY | 7018 | 9 | 3.69 | Residential | Behind the Meter | No | Net Metered Residential | Freedom Forever New Jersey LLC | None | PSE&G | Accepted | 2023-08-14 | 2023-08-25 | 2024-08-25 | Solar Panels | Rec Solar | REC410AA PURE-R |  | 0.41 | 9 | 110 | 40 |  | Fixed | Roof
NJADRE1554463453 | Administratively Determined Incentive Program | Hillsborough Twp | 8844 | 5 | 5.88 | Residential | Behind the Meter | No | Net Metered Residential | EMT Renewables | None | PSE&G | Accepted | 2023-08-14 | 2023-08-25 | 2024-08-25 | Inverters | ENPHASE | IQ7x | 315 |  | 14 |  |  | 0.98 |  | Other | UNDER EACH PANEL
NJADRE1554463453 | Administratively Determined Incentive Program | Hillsborough Twp | 8844 | 5 | 5.88 | Residential | Behind the Meter | No | Net Metered Residential | EMT Renewables | None | PSE&G | Accepted | 2023-08-14 | 2023-08-25 | 2024-08-25 | Solar Panels | REC ALPHA | REC 420 |  | 0.42 | 6 | 275 | 23 |  | Fixed | Roof
NJADRE1554463453 | Administratively Determined Incentive Program | Hillsborough Twp | 8844 | 5 | 5.88 | Residential | Behind the Meter | No | Net Metered Residential | EMT Renewables | None | PSE&G | Accepted | 2023-08-14 | 2023-08-25 | 2024-08-25 | Solar Panels | REC ALPHA | REC 420 |  | 0.42 | 8 | 95 | 23 |  | Fixed | Roof
NJADRE1554463468 | Administratively Determined Incentive Program | Atco | 8004 | 14 | 9.1 | Residential | Behind the Meter | Yes | Net Metered Residential | Bright Planet Solar | None | AC Electric | Accepted | 2023-08-14 | 2023-08-25 | 2024-08-25 | Inverters | Solar Edge | SE7600H-USRGM | 7600 |  | 1 |  |  | 0.98 |  | Outdoor | OUTSIDE
NJADRE1554463468 | Administratively Determined Incentive Program | Atco | 8004 | 14 | 9.1 | Residential | Behind the Meter | Yes | Net Metered Residential | Bright Planet Solar | None | AC Electric | Accepted | 2023-08-14 | 2023-08-25 | 2024-08-25 | Solar Panels | Longi | LR4-60HPB-350M |  | 0.35 | 20 | 132 | 23 |  | Fixed | Roof
NJADRE1554463468 | Administratively Determined Incentive Program | Atco | 8004 | 14 | 9.1 | Residential | Behind the Meter | Yes | Net Metered Residential | Bright Planet Solar | None | AC Electric | Accepted | 2023-08-14 | 2023-08-25 | 2024-08-25 | Solar Panels | Longi | LR4-60HPB-350M |  | 0.35 | 6 | 132 | 23 |  | Fixed | Roof
NJADRE1554463583 | Administratively Determined Incentive Program | Burlington TWP | 8016 | 13 | 3.56 | Residential | Behind the Meter | Yes | Net Metered Residential | Sunrun Installation Services, Inc. | None | PSE&G | Accepted | 2023-08-14 | 2023-08-25 | 2024-08-25 | Inverters | SolarEdge Technologies | SE3800H-USMN | 3800 |  | 1 |  |  | 0.992 |  | Outdoor | next to meter
NJADRE1554463583 | Administratively Determined Incentive Program | Burlington TWP | 8016 | 13 | 3.56 | Residential | Behind the Meter | Yes | Net Metered Residential | Sunrun Installation Services, Inc. | None | PSE&G | Accepted | 2023-08-14 | 2023-08-25 | 2024-08-25 | Solar Panels | TRINA SOLAR | TSM-395DE09C.07 |  | 0.395 | 9 | 1 | 18 |  | Fixed | Roof
NJADRE1554463670 | Administratively Determined Incentive Program | Hamilton TWP MER | 8619 | 12 | 3.16 | Residential | Behind the Meter | Yes | Net Metered Residential | Sunrun Installation Services, Inc. | None | PSE&G | Accepted | 2023-08-14 | 2023-08-25 | 2024-08-25 | Inverters | SolarEdge Technologies | SE3800H-USSN | 3800 |  | 1 |  |  | 0.992 |  | Outdoor | next to meter
NJADRE1554463670 | Administratively Determined Incentive Program | Hamilton TWP MER | 8619 | 12 | 3.16 | Residential | Behind the Meter | Yes | Net Metered Residential | Sunrun Installation Services, Inc. | None | PSE&G | Accepted | 2023-08-14 | 2023-08-25 | 2024-08-25 | Solar Panels | TRINA SOLAR | TSM-395DE09C.07 |  | 0.395 | 4 | 353 | 18 |  | Fixed | Roof
NJADRE1554463670 | Administratively Determined Incentive Program | Hamilton TWP MER | 8619 | 12 | 3.16 | Residential | Behind the Meter | Yes | Net Metered Residential | Sunrun Installation Services, Inc. | None | PSE&G | Accepted | 2023-08-14 | 2023-08-25 | 2024-08-25 | Solar Panels | TRINA SOLAR | TSM-395DE09C.07 |  | 0.395 | 4 | 352 | 22 |  | Fixed | Roof
NJADRE1554463727 | Administratively Determined Incentive Program | Newark | 7104 | 9 | 4.4 | Residential | Behind the Meter | Yes | Net Metered Residential | Pro Custom Solar dba Momentum Solar | None | PSE&G | Accepted | 2023-08-14 | 2023-08-25 | 2024-08-25 | Inverters | Enphase | IQ8PLUS-72-2-US | 290 |  | 11 |  |  | 0.97 |  | Outdoor
NJADRE1554463727 | Administratively Determined Incentive Program | Newark | 7104 | 9 | 4.4 | Residential | Behind the Meter | Yes | Net Metered Residential | Pro Custom Solar dba Momentum Solar | None | PSE&G | Accepted | 2023-08-14 | 2023-08-25 | 2024-08-25 | Solar Panels | Hanwha | q.peak duo blk ML-g10+400 |  | 0.4 | 11 | 112 | 6 |  | Fixed | Roof
NJADRE1554463745 | Administratively Determined Incentive Program | Hamilton | 8690 | 12 | 7.51 | Residential | Behind the Meter | Yes | Net Metered Residential | Sunrun Installation Services, Inc. | None | PSE&G | Accepted | 2023-08-14 | 2023-08-25 | 2024-08-25 | Inverters | Delta Electronics | E6-TL-US | 5760 |  | 1 |  |  | 0.96 |  | Outdoor | Next To Meter
NJADRE1554463745 | Administratively Determined Incentive Program | Hamilton | 8690 | 12 | 7.51 | Residential | Behind the Meter | Yes | Net Metered Residential | Sunrun Installation Services, Inc. | None | PSE&G | Accepted | 2023-08-14 | 2023-08-25 | 2024-08-25 | Solar Panels | Trina Solar | TSM-395DE09C.07 |  | 0.395 | 19 | 204 | 23 |  | Fixed | Roof
NJADRE1554473899 | Administratively Determined Incentive Program | NEWARK | 7108 | 9 | 199.58 | School Public K-12 | Behind the Meter | Yes | Small Net-Metered Non-Residential located on Rooftop, Carport, Canopy and Floating Solar-PUBLIC | DAN RUSSO ELECTRICAL CONTRACTORS, LLC | None | PSE&G | Accepted | 2023-08-15 | 2023-08-28 | 2024-08-28 | Solar Panels | ZNSHINE | ZXMY-SHLDD144-540/M |  | 0.54 | 70 | 285 | 25 |  | Fixed | Roof | OUTSIDE
NJADRE1554473899 | Administratively Determined Incentive Program | NEWARK | 7108 | 9 | 199.58 | School Public K-12 | Behind the Meter | Yes | Small Net-Metered Non-Residential located on Rooftop, Carport, Canopy and Floating Solar-PUBLIC | DAN RUSSO ELECTRICAL CONTRACTORS, LLC | None | PSE&G | Accepted | 2023-08-15 | 2023-08-28 | 2024-08-28 | Solar Panels | ZNSHINE | ZXM7-SHLDD144-540/M |  | 0.54 | 84 | 105 | 25 |  | Fixed | Roof | OUTSIDE
NJADRE1554473899 | Administratively Determined Incentive Program | NEWARK | 7108 | 9 | 199.58 | School Public K-12 | Behind the Meter | Yes | Small Net-Metered Non-Residential located on Rooftop, Carport, Canopy and Floating Solar-PUBLIC | DAN RUSSO ELECTRICAL CONTRACTORS, LLC | None | PSE&G | Accepted | 2023-08-15 | 2023-08-28 | 2024-08-28 | Solar Panels | ZNSHINE | ZXM7-SHLDD144-540/M |  | 0.54 | 20 | 195 | 25 |  | Fixed | Roof | OUTSIDE
NJADRE1554473899 | Administratively Determined Incentive Program | NEWARK | 7108 | 9 | 199.58 | School Public K-12 | Behind the Meter | Yes | Small Net-Metered Non-Residential located on Rooftop, Carport, Canopy and Floating Solar-PUBLIC | DAN RUSSO ELECTRICAL CONTRACTORS, LLC | None | PSE&G | Accepted | 2023-08-15 | 2023-08-28 | 2024-08-28 | Solar Panels | ZNSHINE | ZXM7-SHLDD144-540/M |  | 0.54 | 163 | 195 | 5 |  | Fixed | Roof | OUTSIDE
NJADRE1554473899 | Administratively Determined Incentive Program | NEWARK | 7108 | 9 | 199.58 | School Public K-12 | Behind the Meter | Yes | Small Net-Metered Non-Residential located on Rooftop, Carport, Canopy and Floating Solar-PUBLIC | DAN RUSSO ELECTRICAL CONTRACTORS, LLC | None | PSE&G | Accepted | 2023-08-15 | 2023-08-28 | 2024-08-28 | Solar Panels | JINKO SOLAR | JKM440M-72HLM |  | 0.44 | 40 | 195 | 25 |  | Fixed | Roof | OUTSIDE
NJADRE1554473899 | Administratively Determined Incentive Program | NEWARK | 7108 | 9 | 199.58 | School Public K-12 | Behind the Meter | Yes | Small Net-Metered Non-Residential located on Rooftop, Carport, Canopy and Floating Solar-PUBLIC | DAN RUSSO ELECTRICAL CONTRACTORS, LLC | None | PSE&G | Accepted | 2023-08-15 | 2023-08-28 | 2024-08-28 | Meters | ACUVIM IIR | D-5A-P1V3 |  |  | 1 |  |  |  | Yes | Outdoor
NJADRE1554473899 | Administratively Determined Incentive Program | NEWARK | 7108 | 9 | 199.58 | School Public K-12 | Behind the Meter | Yes | Small Net-Metered Non-Residential located on Rooftop, Carport, Canopy and Floating Solar-PUBLIC | DAN RUSSO ELECTRICAL CONTRACTORS, LLC | None | PSE&G | Accepted | 2023-08-15 | 2023-08-28 | 2024-08-28 | Inverters | SOLAREDGE | SE43.2KUS | 43200 |  | 3 |  |  | 0.97 |  | Outdoor | GROUND
NJADRE1554473899 | Administratively Determined Incentive Program | NEWARK | 7108 | 9 | 199.58 | School Public K-12 | Behind the Meter | Yes | Small Net-Metered Non-Residential located on Rooftop, Carport, Canopy and Floating Solar-PUBLIC | DAN RUSSO ELECTRICAL CONTRACTORS, LLC | None | PSE&G | Accepted | 2023-08-15 | 2023-08-28 | 2024-08-28 | Inverters | SOLAREDGE | SE17.3KUS | 17300 |  | 1 |  |  | 0.975 |  | Outdoor | GROUND
NJADRE1554473920 | Administratively Determined Incentive Program | Ewing Township | 8638 | 12 | 13.87 | Residential | Behind the Meter | Yes | Net Metered Residential | SunnyMac LLC | None | PSE&G | Accepted | 2023-08-15 | 2023-08-30 | 2024-08-30 | Solar Panels | PHONO SOLAR | 365 TWINLPLUS |  | 0.365 | 8 | 71 | 29 |  | Fixed | Roof
NJADRE1554473920 | Administratively Determined Incentive Program | Ewing Township | 8638 | 12 | 13.87 | Residential | Behind the Meter | Yes | Net Metered Residential | SunnyMac LLC | None | PSE&G | Accepted | 2023-08-15 | 2023-08-30 | 2024-08-30 | Solar Panels | PHONO SOLAR | 365 TWINLPLUS |  | 0.365 | 12 | 251 | 29 |  | Fixed | Roof
NJADRE1554473920 | Administratively Determined Incentive Program | Ewing Township | 8638 | 12 | 13.87 | Residential | Behind the Meter | Yes | Net Metered Residential | SunnyMac LLC | None | PSE&G | Accepted | 2023-08-15 | 2023-08-30 | 2024-08-30 | Solar Panels | PHONO SOLAR | 365 TWINLPLUS |  | 0.365 | 8 | 71 | 15 |  | Fixed | Roof
NJADRE1554473920 | Administratively Determined Incentive Program | Ewing Township | 8638 | 12 | 13.87 | Residential | Behind the Meter | Yes | Net Metered Residential | SunnyMac LLC | None | PSE&G | Accepted | 2023-08-15 | 2023-08-30 | 2024-08-30 | Solar Panels | PHONO SOLAR 3 | 365 TWINLPLUS |  | 0.365 | 10 | 251 | 13 |  | Fixed | Roof
NJADRE1554473920 | Administratively Determined Incentive Program | Ewing Township | 8638 | 12 | 13.87 | Residential | Behind the Meter | Yes | Net Metered Residential | SunnyMac LLC | None | PSE&G | Accepted | 2023-08-15 | 2023-08-30 | 2024-08-30 | Inverters | Solaredge | SE10000H-US | 10000 |  | 1 |  |  | 0.99 |  | Outdoor | next to meter
NJADRE1554473930 | Administratively Determined Incentive Program | Monroe Township | 8831 | 11 | 12 | Residential | Behind the Meter | Yes | Net Metered Residential | Morgan Associates and Consulting | None | JCP&L | Accepted | 2023-08-15 | 2023-08-28 | 2024-08-28 | Solar Panels | HANWHA QCELLS | QPEAKDUO |  | 0.4 | 15 | 175 | 33 |  | Fixed | Roof
NJADRE1554473930 | Administratively Determined Incentive Program | Monroe Township | 8831 | 11 | 12 | Residential | Behind the Meter | Yes | Net Metered Residential | Morgan Associates and Consulting | None | JCP&L | Accepted | 2023-08-15 | 2023-08-28 | 2024-08-28 | Solar Panels | HANWHA QCELLS | QPEAKDUO |  | 0.4 | 15 | 265 | 33 |  | Fixed | Roof
NJADRE1554473930 | Administratively Determined Incentive Program | Monroe Township | 8831 | 11 | 12 | Residential | Behind the Meter | Yes | Net Metered Residential | Morgan Associates and Consulting | None | JCP&L | Accepted | 2023-08-15 | 2023-08-28 | 2024-08-28 | Inverters | ENPHASE | IQ7PLUS | 290 |  | 30 |  |  | 0.98 |  | Outdoor
NJADRE1554473935 | Administratively Determined Incentive Program | Roselle | 7203 | 10 | 6.48 | Residential | Behind the Meter | Yes | Net Metered Residential | Trinity Solar Inc. | None | PSE&G | Accepted | 2023-08-15 | 2023-08-28 | 2024-08-28 | Inverters | Solar Edge | SE5000H-US | 5000 |  | 1 |  |  | 0.97 |  | Outside
NJADRE1554473935 | Administratively Determined Incentive Program | Roselle | 7203 | 10 | 6.48 | Residential | Behind the Meter | Yes | Net Metered Residential | Trinity Solar Inc. | None | PSE&G | Accepted | 2023-08-15 | 2023-08-28 | 2024-08-28 | Solar Panels | HANWHA 405 (Q.PEAK DUO BLK ML-G10+ 405) | HANWHA 405 (Q.PEAK DUO BLK ML-G10+ 405) |  | 0.405 | 11 | 142 | 14 |  | Fixed | Roof
NJADRE1554473935 | Administratively Determined Incentive Program | Roselle | 7203 | 10 | 6.48 | Residential | Behind the Meter | Yes | Net Metered Residential | Trinity Solar Inc. | None | PSE&G | Accepted | 2023-08-15 | 2023-08-28 | 2024-08-28 | Solar Panels | HANWHA 405 (Q.PEAK DUO BLK ML-G10+ 405) | HANWHA 405 (Q.PEAK DUO BLK ML-G10+ 405) |  | 0.405 | 5 | 142 | 23 |  | Fixed | Roof
NJADRE1554473981 | Administratively Determined Incentive Program | Nutley Town | 7110 | 9 | 10.92 | Residential | Behind the Meter | No | Net Metered Residential | EMT Renewables | None | PSE&G | Accepted | 2023-08-15 | 2023-08-28 | 2024-08-28 | Inverters | ENPHASE | IQ7x | 315 |  | 26 |  |  | 0.98 |  | Other | UNDER EACH PANEL
NJADRE1554473981 | Administratively Determined Incentive Program | Nutley Town | 7110 | 9 | 10.92 | Residential | Behind the Meter | No | Net Metered Residential | EMT Renewables | None | PSE&G | Accepted | 2023-08-15 | 2023-08-28 | 2024-08-28 | Solar Panels | REC ALPHA | REC 420 |  | 0.42 | 12 | 125 | 15 |  | Fixed | Roof
NJADRE1554473981 | Administratively Determined Incentive Program | Nutley Town | 7110 | 9 | 10.92 | Residential | Behind the Meter | No | Net Metered Residential | EMT Renewables | None | PSE&G | Accepted | 2023-08-15 | 2023-08-28 | 2024-08-28 | Solar Panels | REC ALPHA | REC 420 |  | 0.42 | 11 | 305 | 15 |  | Fixed | Roof
NJADRE1554473981 | Administratively Determined Incentive Program | Nutley Town | 7110 | 9 | 10.92 | Residential | Behind the Meter | No | Net Metered Residential | EMT Renewables | None | PSE&G | Accepted | 2023-08-15 | 2023-08-28 | 2024-08-28 | Solar Panels | REC ALPHA | REC 420 |  | 0.42 | 3 | 125 | 16 |  | Fixed | Roof
NJADRE1554474009 | Administratively Determined Incentive Program | Little Egg Harbor | 8087 | 18 | 4.34 | Residential | Behind the Meter | Yes | Net Metered Residential | Solar Energy World | None | AC Electric | Accepted | 2023-08-15 | 2023-08-28 | 2024-08-28 | Solar Panels | LONGi Green Energy | LR6-60PE-310M |  | 0.31 | 14 | 120 | 29 |  | Fixed | Roof
NJADRE1554474009 | Administratively Determined Incentive Program | Little Egg Harbor | 8087 | 18 | 4.34 | Residential | Behind the Meter | Yes | Net Metered Residential | Solar Energy World | None | AC Electric | Accepted | 2023-08-15 | 2023-08-28 | 2024-08-28 | Inverters | SolarEdge | SE3800H-USRGM | 3800 |  | 1 |  |  | 0.99 |  | Outside
NJADRE1554474010 | Administratively Determined Incentive Program | Secaucus Town | 7094 | 8 | 11.2 | Residential | Behind the Meter | No | Net Metered Residential | Geoscape Solar | None | PSE&G | Accepted | 2023-08-15 | 2023-08-28 | 2024-08-28 | Solar Panels | Hanwha Q Cell | Q PEAK DUO BLK ML-G10+ |  | 0.4 | 10 | 210 | 30 |  | Fixed | Roof
NJADRE1554474010 | Administratively Determined Incentive Program | Secaucus Town | 7094 | 8 | 11.2 | Residential | Behind the Meter | No | Net Metered Residential | Geoscape Solar | None | PSE&G | Accepted | 2023-08-15 | 2023-08-28 | 2024-08-28 | Solar Panels | Hanwha Q Cell | Q PEAK DUO BLK ML-G10+ |  | 0.4 | 10 | 30 | 30 |  | Fixed | Roof
NJADRE1554474010 | Administratively Determined Incentive Program | Secaucus Town | 7094 | 8 | 11.2 | Residential | Behind the Meter | No | Net Metered Residential | Geoscape Solar | None | PSE&G | Accepted | 2023-08-15 | 2023-08-28 | 2024-08-28 | Solar Panels | Hanwha Q Cell | Q PEAK DUO BLK ML-G10+ |  | 0.4 | 8 | 300 | 30 |  | Fixed | Roof
NJADRE1554474010 | Administratively Determined Incentive Program | Secaucus Town | 7094 | 8 | 11.2 | Residential | Behind the Meter | No | Net Metered Residential | Geoscape Solar | None | PSE&G | Accepted | 2023-08-15 | 2023-08-28 | 2024-08-28 | Inverters | Solaredge | SE10000H-US | 10000 |  | 1 |  |  | 0.99 |  | Outside
NJADRE1554474021 | Administratively Determined Incentive Program | Roselle | 7203 | 10 | 4.38 | Residential | Behind the Meter | No | Net Metered Residential | Power Home Remodeling | None | PSE&G | Accepted | 2023-08-15 | 2023-08-28 | 2024-08-28 | Inverters | SolarEdge | SE3800H-US | 3800 |  | 1 |  |  | 0.99 |  | Outdoor
NJADRE1554474021 | Administratively Determined Incentive Program | Roselle | 7203 | 10 | 4.38 | Residential | Behind the Meter | No | Net Metered Residential | Power Home Remodeling | None | PSE&G | Accepted | 2023-08-15 | 2023-08-28 | 2024-08-28 | Meters | SolarEdge | Revenue Grade Data Ansi C12.20 |  |  | 1 |  |  |  | Yes | Outdoor
NJADRE1554474021 | Administratively Determined Incentive Program | Roselle | 7203 | 10 | 4.38 | Residential | Behind the Meter | No | Net Metered Residential | Power Home Remodeling | None | PSE&G | Accepted | 2023-08-15 | 2023-08-28 | 2024-08-28 | Solar Panels | Hyundai | HiS-S365XG(BK) |  | 0.365 | 12 | 79 | 45 |  | Fixed | Roof
NJADRE1554474038 | Administratively Determined Incentive Program | Nutley | 7110 | 9 | 3.2 | Residential | Behind the Meter | Yes | Net Metered Residential | Big Wave Roofing and Solar LLC | None | PSE&G | Accepted | 2023-08-15 | 2023-08-28 | 2024-08-28 | Inverters | Enphase Energy Inc | IQ7PLUS-72-2-US | 290 |  | 8 |  |  | 0.98 |  | Outdoor
NJADRE1554474038 | Administratively Determined Incentive Program | Nutley | 7110 | 9 | 3.2 | Residential | Behind the Meter | Yes | Net Metered Residential | Big Wave Roofing and Solar LLC | None | PSE&G | Accepted | 2023-08-15 | 2023-08-28 | 2024-08-28 | Solar Panels | Hanwha Q Cells | Q.PEAK DUO BLK ML-G10+ 400 |  | 0.4 | 6 | 116 | 32 |  | Fixed | Roof
NJADRE1554474038 | Administratively Determined Incentive Program | Nutley | 7110 | 9 | 3.2 | Residential | Behind the Meter | Yes | Net Metered Residential | Big Wave Roofing and Solar LLC | None | PSE&G | Accepted | 2023-08-15 | 2023-08-28 | 2024-08-28 | Solar Panels | Hanwha Q Cells | Q.PEAK DUO BLK ML-G10+ 400 |  | 0.4 | 2 | 205 | 32 |  | Fixed | Roof
NJADRE1554474103 | Administratively Determined Incentive Program | Hillside Township | 7205 | 10 | 3.42 | Residential | Behind the Meter | Yes | Net Metered Residential | Freedom Forever New Jersey LLC | None | PSE&G | Accepted | 2023-08-15 | 2023-08-28 | 2024-08-28 | Inverters | Enphase | IQ8PLUS-72-2-US | 290 |  | 9 |  |  | 0.99 |  | Outdoor
NJADRE1554474103 | Administratively Determined Incentive Program | Hillside Township | 7205 | 10 | 3.42 | Residential | Behind the Meter | Yes | Net Metered Residential | Freedom Forever New Jersey LLC | None | PSE&G | Accepted | 2023-08-15 | 2023-08-28 | 2024-08-28 | Solar Panels | JInko Solar | JKM380M-6RL3-B |  | 0.38 | 9 | 219 | 37 |  | Fixed | Roof
NJADRE1554474111 | Administratively Determined Incentive Program | BRIDGETON | 8302 | 20 | 10.4 | Residential | Behind the Meter | Yes | Net Metered Residential | Big Wave Roofing and Solar LLC | None | AC Electric | Accepted | 2023-08-15 | 2023-08-28 | 2024-08-28 | Inverters | Enphase Energy Inc | IQ7PLUS-72-2-US | 290 |  | 26 |  |  | 0.98 |  | Outside
NJADRE1554474111 | Administratively Determined Incentive Program | BRIDGETON | 8302 | 20 | 10.4 | Residential | Behind the Meter | Yes | Net Metered Residential | Big Wave Roofing and Solar LLC | None | AC Electric | Accepted | 2023-08-15 | 2023-08-28 | 2024-08-28 | Solar Panels | Silfab | SIL-400HC+ |  | 0.4 | 15 | 343 | 5 |  | Fixed | Roof
NJADRE1554474111 | Administratively Determined Incentive Program | BRIDGETON | 8302 | 20 | 10.4 | Residential | Behind the Meter | Yes | Net Metered Residential | Big Wave Roofing and Solar LLC | None | AC Electric | Accepted | 2023-08-15 | 2023-08-28 | 2024-08-28 | Solar Panels | Silfab | SIL-400HC+ |  | 0.4 | 3 | 163 | 41 |  | Fixed | Roof
NJADRE1554474111 | Administratively Determined Incentive Program | BRIDGETON | 8302 | 20 | 10.4 | Residential | Behind the Meter | Yes | Net Metered Residential | Big Wave Roofing and Solar LLC | None | AC Electric | Accepted | 2023-08-15 | 2023-08-28 | 2024-08-28 | Solar Panels | Silfab | SIL-400HC+ |  | 0.4 | 1 | 74 | 22 |  | Fixed | Roof
NJADRE1554474111 | Administratively Determined Incentive Program | BRIDGETON | 8302 | 20 | 10.4 | Residential | Behind the Meter | Yes | Net Metered Residential | Big Wave Roofing and Solar LLC | None | AC Electric | Accepted | 2023-08-15 | 2023-08-28 | 2024-08-28 | Solar Panels | Silfab | SIL-400HC+ |  | 0.4 | 1 | 74 | 22 |  | Fixed | Roof
NJADRE1554474111 | Administratively Determined Incentive Program | BRIDGETON | 8302 | 20 | 10.4 | Residential | Behind the Meter | Yes | Net Metered Residential | Big Wave Roofing and Solar LLC | None | AC Electric | Accepted | 2023-08-15 | 2023-08-28 | 2024-08-28 | Solar Panels | Silfab | SIL-400HC+ |  | 0.4 | 3 | 343 | 13 |  | Fixed | Roof
NJADRE1554474111 | Administratively Determined Incentive Program | BRIDGETON | 8302 | 20 | 10.4 | Residential | Behind the Meter | Yes | Net Metered Residential | Big Wave Roofing and Solar LLC | None | AC Electric | Accepted | 2023-08-15 | 2023-08-28 | 2024-08-28 | Solar Panels | Silfab | SIL-400HC+ |  | 0.4 | 3 | 343 | 40 |  | Fixed | Roof
NJADRE1554474152 | Administratively Determined Incentive Program | WILLINGBORO | 8046 | 13 | 12.05 | Residential | Behind the Meter | Yes | Net Metered Residential | SunnyMac, LLC | None | PSE&G | Accepted | 2023-09-14 | 2023-09-19 | 2024-09-19 | Inverters | SolarEdge Technologies Inc. | SE10000H-US000BEI4 (Inverter w/CAT5e) | 10000 |  | 1 |  |  | 0.99 |  | Outside
NJADRE1554474152 | Administratively Determined Incentive Program | WILLINGBORO | 8046 | 13 | 12.05 | Residential | Behind the Meter | Yes | Net Metered Residential | SunnyMac, LLC | None | PSE&G | Accepted | 2023-09-14 | 2023-09-19 | 2024-09-19 | Meters | SolarEdge Technologies Inc. | SolarEdge Built-in Consumption Monitor (BEI4, BNI4, BNC |  |  | 1 |  |  |  | Yes
NJADRE1554474152 | Administratively Determined Incentive Program | WILLINGBORO | 8046 | 13 | 12.05 | Residential | Behind the Meter | Yes | Net Metered Residential | SunnyMac, LLC | None | PSE&G | Accepted | 2023-09-14 | 2023-09-19 | 2024-09-19 | Solar Panels | REC Solar | REC360TP4 Black |  | 0.365 | 16 | 160 | 28 |  | Fixed | Roof
NJADRE1554474152 | Administratively Determined Incentive Program | WILLINGBORO | 8046 | 13 | 12.05 | Residential | Behind the Meter | Yes | Net Metered Residential | SunnyMac, LLC | None | PSE&G | Accepted | 2023-09-14 | 2023-09-19 | 2024-09-19 | Solar Panels | Hanwha Q Cells | Q.PEAK DUO BLK-G10+365 |  | 0.365 | 13 | 340 | 28 |  | Fixed | Roof
NJADRE1554474152 | Administratively Determined Incentive Program | WILLINGBORO | 8046 | 13 | 12.05 | Residential | Behind the Meter | Yes | Net Metered Residential | SunnyMac, LLC | None | PSE&G | Accepted | 2023-09-14 | 2023-09-19 | 2024-09-19 | Solar Panels | Hanwha Q Cells | Q.PEAK DUO BLK-G10+365 |  | 0.365 | 4 | 161 | 20 |  | Fixed | Roof
NJADRE1554474162 | Administratively Determined Incentive Program | Union city | 7087 | 8 | 4.75 | Residential | Behind the Meter | Yes | Net Metered Residential | Pro Custom Solar dba Momentum Solar | None | PSE&G | Accepted | 2023-08-15 | 2023-08-28 | 2024-08-28 | Solar Panels | hanwha | Â Q. PEAK DUO BLK-G10+365 |  | 0.365 | 9 | 295 | 6 |  | Fixed | Roof
NJADRE1554474162 | Administratively Determined Incentive Program | Union city | 7087 | 8 | 4.75 | Residential | Behind the Meter | Yes | Net Metered Residential | Pro Custom Solar dba Momentum Solar | None | PSE&G | Accepted | 2023-08-15 | 2023-08-28 | 2024-08-28 | Solar Panels | hanwha | Â Q. PEAK DUO BLK-G10+365 |  | 0.365 | 4 | 116 | 4 |  | Fixed | Roof
NJADRE1554474162 | Administratively Determined Incentive Program | Union city | 7087 | 8 | 4.75 | Residential | Behind the Meter | Yes | Net Metered Residential | Pro Custom Solar dba Momentum Solar | None | PSE&G | Accepted | 2023-08-15 | 2023-08-28 | 2024-08-28 | Inverters | enphase | IQ8PLUS-72-2-US | 290 |  | 13 |  |  | 0.97 |  | Outdoor
NJADRE1554474168 | Administratively Determined Incentive Program | NEWARK | 7105 | 9 | 5.6 | Residential | Behind the Meter | Yes | Net Metered Residential | Big Wave Roofing and Solar LLC | None | PSE&G | Accepted | 2023-08-15 | 2023-08-28 | 2024-08-28 | Inverters | Enphase Energy Inc | IQ7PLUS-72-2-US | 290 |  | 14 |  |  | 0.98 |  | Outside
NJADRE1554474168 | Administratively Determined Incentive Program | NEWARK | 7105 | 9 | 5.6 | Residential | Behind the Meter | Yes | Net Metered Residential | Big Wave Roofing and Solar LLC | None | PSE&G | Accepted | 2023-08-15 | 2023-08-28 | 2024-08-28 | Solar Panels | Silfab | SIL-400HC+ |  | 0.4 | 3 | 28 | 27 |  | Fixed | Roof
NJADRE1554474168 | Administratively Determined Incentive Program | NEWARK | 7105 | 9 | 5.6 | Residential | Behind the Meter | Yes | Net Metered Residential | Big Wave Roofing and Solar LLC | None | PSE&G | Accepted | 2023-08-15 | 2023-08-28 | 2024-08-28 | Solar Panels | Silfab | SIL-400HC+ |  | 0.4 | 11 | 298 | 26 |  | Fixed | Roof
NJADRE1554474179 | Administratively Determined Incentive Program | Berlin | 8009 | 14 | 12.3 | Residential | Behind the Meter | No | Net Metered Residential | EMT Renewables | None | AC Electric | Accepted | 2023-08-15 | 2023-08-28 | 2024-08-28 | Inverters | ENPHASE | IQ8+ | 290 |  | 30 |  |  | 0.98 |  | Other | UNDER EACH PANEL
NJADRE1554474179 | Administratively Determined Incentive Program | Berlin | 8009 | 14 | 12.3 | Residential | Behind the Meter | No | Net Metered Residential | EMT Renewables | None | AC Electric | Accepted | 2023-08-15 | 2023-08-28 | 2024-08-28 | Solar Panels | SEG SOLAR | SIV 410 |  | 0.41 | 20 | 88 | 23 |  | Fixed | Roof
NJADRE1554474179 | Administratively Determined Incentive Program | Berlin | 8009 | 14 | 12.3 | Residential | Behind the Meter | No | Net Metered Residential | EMT Renewables | None | AC Electric | Accepted | 2023-08-15 | 2023-08-28 | 2024-08-28 | Solar Panels | SEG SOLAR | SIV 410 |  | 0.41 | 10 | 268 | 23 |  | Fixed | Roof
NJADRE1554474183 | Administratively Determined Incentive Program | Lawnside | 8045 | 14 | 12.64 | Residential | Behind the Meter | Yes | Net Metered Residential | Sunrun Installation Services, Inc. | None | PSE&G | Accepted | 2023-08-15 | 2023-08-28 | 2024-08-28 | Inverters | Delta Electronics | E10-TL-US | 9600 |  | 1 |  |  | 0.96 |  | Outdoor | Next To Meter
NJADRE1554474183 | Administratively Determined Incentive Program | Lawnside | 8045 | 14 | 12.64 | Residential | Behind the Meter | Yes | Net Metered Residential | Sunrun Installation Services, Inc. | None | PSE&G | Accepted | 2023-08-15 | 2023-08-28 | 2024-08-28 | Solar Panels | Trina Solar | TSM-395DE09C.07 |  | 0.395 | 6 | 173 | 22 |  | Fixed | Roof
NJADRE1554474183 | Administratively Determined Incentive Program | Lawnside | 8045 | 14 | 12.64 | Residential | Behind the Meter | Yes | Net Metered Residential | Sunrun Installation Services, Inc. | None | PSE&G | Accepted | 2023-08-15 | 2023-08-28 | 2024-08-28 | Solar Panels | Trina Solar | TSM-395DE09C.07 |  | 0.395 | 26 | 263 | 22 |  | Fixed | Roof
NJADRE1554474225 | Administratively Determined Incentive Program | Jersey City | 7307 | 8 | 9.2 | Residential | Behind the Meter | Yes | Net Metered Residential | SunnyMac LLC | None | PSE&G | Accepted | 2023-08-15 | 2023-08-28 | 2024-08-28 | Solar Panels | HANWHA | Q.PEAK DUO BLK ML-G10+400 |  | 0.4 | 23 | 296 | 5 |  | Fixed | Roof
NJADRE1554474225 | Administratively Determined Incentive Program | Jersey City | 7307 | 8 | 9.2 | Residential | Behind the Meter | Yes | Net Metered Residential | SunnyMac LLC | None | PSE&G | Accepted | 2023-08-15 | 2023-08-28 | 2024-08-28 | Inverters | Solaredge | SE 7600H-US | 7600 |  | 1 |  |  | 0.99 |  | Outdoor | NEXT TO METER
NJADRE1554474266 | Administratively Determined Incentive Program | Kendall Park | 8824 | 11 | 3.2 | Residential | Behind the Meter | Yes | Net Metered Residential | Pro Custom Solar dba Momentum Solar | None | PSE&G | Accepted | 2023-08-15 | 2023-08-28 | 2024-08-28 | Inverters | Enphase | IQ8PLUS-72-2-US | 290 |  | 8 |  |  | 0.97 |  | Outdoor
NJADRE1554474266 | Administratively Determined Incentive Program | Kendall Park | 8824 | 11 | 3.2 | Residential | Behind the Meter | Yes | Net Metered Residential | Pro Custom Solar dba Momentum Solar | None | PSE&G | Accepted | 2023-08-15 | 2023-08-28 | 2024-08-28 | Solar Panels | Hanwha | q.peak duo blk ML-g10+400 |  | 0.4 | 8 | 219 | 18 |  | Fixed | Roof
NJADRE1554474543 | Administratively Determined Incentive Program | Elizabeth | 7201 | 10 | 10.53 | Residential | Behind the Meter | Yes | Net Metered Residential | Skyline Solar LLC | None | PSE&G | Accepted | 2023-08-15 | 2023-08-29 | 2024-08-29 | Solar Panels | Q CELLS | Q.PEAK DUO ML-G10.A+ |  | 0.405 | 13 | 21 | 34 |  | Fixed | Roof
NJADRE1554474543 | Administratively Determined Incentive Program | Elizabeth | 7201 | 10 | 10.53 | Residential | Behind the Meter | Yes | Net Metered Residential | Skyline Solar LLC | None | PSE&G | Accepted | 2023-08-15 | 2023-08-29 | 2024-08-29 | Solar Panels | Q CELLS | Q.PEAK DUO ML-G10.A+ |  | 0.405 | 13 | 21 | 49 |  | Fixed | Roof
NJADRE1554474543 | Administratively Determined Incentive Program | Elizabeth | 7201 | 10 | 10.53 | Residential | Behind the Meter | Yes | Net Metered Residential | Skyline Solar LLC | None | PSE&G | Accepted | 2023-08-15 | 2023-08-29 | 2024-08-29 | Inverters | SOLAREDGE | SE7600H-US | 7600 |  | 1 |  |  | 0.992 |  | Outdoor
NJADRE1554474554 | Administratively Determined Incentive Program | NEWARK | 7105 | 9 | 14 | Residential | Behind the Meter | Yes | Net Metered Residential | Big Wave Roofing and Solar LLC | None | PSE&G | Accepted | 2023-08-15 | 2023-08-28 | 2024-08-28 | Inverters | Enphase Energy Inc | IQ7PLUS-72-2-US | 290 |  | 35 |  |  | 0.98 |  | Outside
NJADRE1554474554 | Administratively Determined Incentive Program | NEWARK | 7105 | 9 | 14 | Residential | Behind the Meter | Yes | Net Metered Residential | Big Wave Roofing and Solar LLC | None | PSE&G | Accepted | 2023-08-15 | 2023-08-28 | 2024-08-28 | Solar Panels | Silfab | SIL-400HC+ |  | 0.4 | 3 | 207 | 27 |  | Fixed | Roof
NJADRE1554474554 | Administratively Determined Incentive Program | NEWARK | 7105 | 9 | 14 | Residential | Behind the Meter | Yes | Net Metered Residential | Big Wave Roofing and Solar LLC | None | PSE&G | Accepted | 2023-08-15 | 2023-08-28 | 2024-08-28 | Solar Panels | Silfab | SIL-400HC+ |  | 0.4 | 22 | 118 | 26 |  | Fixed | Roof
NJADRE1554474554 | Administratively Determined Incentive Program | NEWARK | 7105 | 9 | 14 | Residential | Behind the Meter | Yes | Net Metered Residential | Big Wave Roofing and Solar LLC | None | PSE&G | Accepted | 2023-08-15 | 2023-08-28 | 2024-08-28 | Solar Panels | Silfab | SIL-400HC+ |  | 0.4 | 10 | 298 | 26 |  | Fixed | Roof
NJADRE1554474571 | Administratively Determined Incentive Program | Denville | 7834 | 3 | 14 | Residential | Behind the Meter | Yes | Net Metered Residential | Pro Custom Solar dba Momentum Solar | None | JCP&L | Accepted | 2023-08-15 | 2023-08-28 | 2024-08-28 | Solar Panels | hanwha | Â Q. PEAK DUO BLK-G10+400 |  | 0.4 | 12 | 187 | 34 |  | Fixed | Roof
NJADRE1554474571 | Administratively Determined Incentive Program | Denville | 7834 | 3 | 14 | Residential | Behind the Meter | Yes | Net Metered Residential | Pro Custom Solar dba Momentum Solar | None | JCP&L | Accepted | 2023-08-15 | 2023-08-28 | 2024-08-28 | Solar Panels | hanwha | Â Q. PEAK DUO BLK-G10+400` |  | 0.4 | 9 | 187 | 34 |  | Fixed | Roof
NJADRE1554474571 | Administratively Determined Incentive Program | Denville | 7834 | 3 | 14 | Residential | Behind the Meter | Yes | Net Metered Residential | Pro Custom Solar dba Momentum Solar | None | JCP&L | Accepted | 2023-08-15 | 2023-08-28 | 2024-08-28 | Solar Panels | hanwha | Â Q. PEAK DUO BLK-G10+400 |  | 0.4 | 14 | 7 | 34 |  | Fixed | Roof
NJADRE1554474571 | Administratively Determined Incentive Program | Denville | 7834 | 3 | 14 | Residential | Behind the Meter | Yes | Net Metered Residential | Pro Custom Solar dba Momentum Solar | None | JCP&L | Accepted | 2023-08-15 | 2023-08-28 | 2024-08-28 | Inverters | enphase | IQ8PLUS-72-2-US | 290 |  | 35 |  |  | 0.97 |  | Outdoor
NJADRE1554474578 | Administratively Determined Incentive Program | Mantua | 8051 | 15 | 13.14 | Residential | Behind the Meter | Yes | Net Metered Residential | Power Energy Solutions | None | AC Electric | Accepted | 2023-08-15 | 2023-08-28 | 2024-08-28 | Solar Panels | HANWNA Q.PEAK | DUO BLK ML-G10+365 |  | 0.365 | 14 | 144 | 23 |  | Fixed | Roof | ROOFTOP
NJADRE1554474578 | Administratively Determined Incentive Program | Mantua | 8051 | 15 | 13.14 | Residential | Behind the Meter | Yes | Net Metered Residential | Power Energy Solutions | None | AC Electric | Accepted | 2023-08-15 | 2023-08-28 | 2024-08-28 | Solar Panels | HANWNA Q.PEAK | DUO BLK ML-G10+365 |  | 0.365 | 22 | 324 | 23 |  | Fixed | Roof | ROOFTOP
NJADRE1554474578 | Administratively Determined Incentive Program | Mantua | 8051 | 15 | 13.14 | Residential | Behind the Meter | Yes | Net Metered Residential | Power Energy Solutions | None | AC Electric | Accepted | 2023-08-15 | 2023-08-28 | 2024-08-28 | Inverters | ENPHASE | IQ7HS-66-M-US | 13824 |  | 36 |  |  | 0.99 |  | Outside | ROOFTOP
NJADRE1554474588 | Administratively Determined Incentive Program | Union Twp | 7083 | 10 | 10.67 | Residential | Behind the Meter | Yes | Net Metered Residential | Bright Planet Solar | None | PSE&G | Accepted | 2023-08-15 | 2023-08-28 | 2024-08-28 | Inverters | Solar Edge | Se7600H-USRGM | 7600 |  | 1 |  |  | 0.98 |  | Outdoor | OUTSIDE
NJADRE1554474588 | Administratively Determined Incentive Program | Union Twp | 7083 | 10 | 10.67 | Residential | Behind the Meter | Yes | Net Metered Residential | Bright Planet Solar | None | PSE&G | Accepted | 2023-08-15 | 2023-08-28 | 2024-08-28 | Solar Panels | HANWHA Q-CELLS | Q.PEAK DUO BLK ML-G10.a+395 |  | 0.395 | 6 | 139 | 18 |  | Fixed | Roof
NJADRE1554474588 | Administratively Determined Incentive Program | Union Twp | 7083 | 10 | 10.67 | Residential | Behind the Meter | Yes | Net Metered Residential | Bright Planet Solar | None | PSE&G | Accepted | 2023-08-15 | 2023-08-28 | 2024-08-28 | Solar Panels | HANWHA Q-CELLS | Q.PEAK DUO BLK ML-G10.a+395 |  | 0.395 | 4 | 319 | 14 |  | Fixed | Roof
NJADRE1554474588 | Administratively Determined Incentive Program | Union Twp | 7083 | 10 | 10.67 | Residential | Behind the Meter | Yes | Net Metered Residential | Bright Planet Solar | None | PSE&G | Accepted | 2023-08-15 | 2023-08-28 | 2024-08-28 | Solar Panels | HANWHA Q-CELLS | Q.PEAK DUO BLK ML-G10.a+395 |  | 0.395 | 5 | 139 | 30 |  | Fixed | Roof
NJADRE1554474588 | Administratively Determined Incentive Program | Union Twp | 7083 | 10 | 10.67 | Residential | Behind the Meter | Yes | Net Metered Residential | Bright Planet Solar | None | PSE&G | Accepted | 2023-08-15 | 2023-08-28 | 2024-08-28 | Solar Panels | HANWHA Q-CELLS | Q.PEAK DUO BLK ML-G10.a+395 |  | 0.395 | 4 | 317 | 9 |  | Fixed | Roof
NJADRE1554474588 | Administratively Determined Incentive Program | Union Twp | 7083 | 10 | 10.67 | Residential | Behind the Meter | Yes | Net Metered Residential | Bright Planet Solar | None | PSE&G | Accepted | 2023-08-15 | 2023-08-28 | 2024-08-28 | Solar Panels | HANWHA Q-CELLS | Q.PEAK DUO BLK ML-G10.a+395 |  | 0.395 | 8 | 317 | 9 |  | Fixed | Roof
NJADRE1554474618 | Administratively Determined Incentive Program | Turnersville | 8012 | 14 | 11.76 | Residential | Behind the Meter | No | Net Metered Residential | EMT Renewables | None | AC Electric | Accepted | 2023-08-15 | 2023-08-28 | 2024-08-28 | Inverters | ENPHASE | IQ7x | 315 |  | 28 |  |  | 0.98 |  | Other | UNDER EACH PANEL
NJADRE1554474618 | Administratively Determined Incentive Program | Turnersville | 8012 | 14 | 11.76 | Residential | Behind the Meter | No | Net Metered Residential | EMT Renewables | None | AC Electric | Accepted | 2023-08-15 | 2023-08-28 | 2024-08-28 | Solar Panels | REC ALPHA | REC 420 |  | 0.42 | 4 | 225 | 30 |  | Fixed | Roof
NJADRE1554474618 | Administratively Determined Incentive Program | Turnersville | 8012 | 14 | 11.76 | Residential | Behind the Meter | No | Net Metered Residential | EMT Renewables | None | AC Electric | Accepted | 2023-08-15 | 2023-08-28 | 2024-08-28 | Solar Panels | REC ALPHA | REC 420 |  | 0.42 | 12 | 45 | 30 |  | Fixed | Roof
NJADRE1554474618 | Administratively Determined Incentive Program | Turnersville | 8012 | 14 | 11.76 | Residential | Behind the Meter | No | Net Metered Residential | EMT Renewables | None | AC Electric | Accepted | 2023-08-15 | 2023-08-28 | 2024-08-28 | Solar Panels | REC ALPHA | REC 420 |  | 0.42 | 3 | 135 | 39 |  | Fixed | Roof
NJADRE1554474618 | Administratively Determined Incentive Program | Turnersville | 8012 | 14 | 11.76 | Residential | Behind the Meter | No | Net Metered Residential | EMT Renewables | None | AC Electric | Accepted | 2023-08-15 | 2023-08-28 | 2024-08-28 | Solar Panels | REC ALPHA | REC 420 |  | 0.42 | 9 | 225 | 33 |  | Fixed | Roof
NJADRE1554474632 | Administratively Determined Incentive Program | Paterson City | 7514 | 6 | 3.2 | Residential | Behind the Meter | Yes | Net Metered Residential | SunnyMac LLC | None | PSE&G | Accepted | 2023-08-15 | 2023-08-28 | 2024-08-28 | Solar Panels | HANWHA | Q.PEAK DUO BLK ML-G10+400 |  | 0.4 | 3 | 188 | 28 |  | Fixed | Roof
NJADRE1554474632 | Administratively Determined Incentive Program | Paterson City | 7514 | 6 | 3.2 | Residential | Behind the Meter | Yes | Net Metered Residential | SunnyMac LLC | None | PSE&G | Accepted | 2023-08-15 | 2023-08-28 | 2024-08-28 | Solar Panels | HANWHA | Q.PEAK DUO BLK ML-G10+400 |  | 0.4 | 3 | 278 | 28 |  | Fixed | Roof
NJADRE1554474632 | Administratively Determined Incentive Program | Paterson City | 7514 | 6 | 3.2 | Residential | Behind the Meter | Yes | Net Metered Residential | SunnyMac LLC | None | PSE&G | Accepted | 2023-08-15 | 2023-08-28 | 2024-08-28 | Solar Panels | HANWHA | Q.PEAK DUO BLK ML-G10+400 |  | 0.4 | 2 | 98 | 28 |  | Fixed | Roof
NJADRE1554474632 | Administratively Determined Incentive Program | Paterson City | 7514 | 6 | 3.2 | Residential | Behind the Meter | Yes | Net Metered Residential | SunnyMac LLC | None | PSE&G | Accepted | 2023-08-15 | 2023-08-28 | 2024-08-28 | Inverters | Solaredge | SE 3000H-US | 3000 |  | 1 |  |  | 0.99 |  | Outdoor | NEXT TO METER
NJADRE1554474662 | Administratively Determined Incentive Program | Bayonne | 7002 | 8 | 2.4 | Residential | Behind the Meter | Yes | Net Metered Residential | Pro Custom Solar dba Momentum Solar | None | PSE&G | Accepted | 2023-08-15 | 2023-08-28 | 2024-08-28 | Inverters | Enphase | IQ8PLUS-72-2-US | 290 |  | 6 |  |  | 0.97 |  | Outdoor
NJADRE1554474662 | Administratively Determined Incentive Program | Bayonne | 7002 | 8 | 2.4 | Residential | Behind the Meter | Yes | Net Metered Residential | Pro Custom Solar dba Momentum Solar | None | PSE&G | Accepted | 2023-08-15 | 2023-08-28 | 2024-08-28 | Solar Panels | Hanwha | q.peak duo blk ML-g10+400 |  | 0.4 | 3 | 91 | 37 |  | Fixed | Roof
NJADRE1554474662 | Administratively Determined Incentive Program | Bayonne | 7002 | 8 | 2.4 | Residential | Behind the Meter | Yes | Net Metered Residential | Pro Custom Solar dba Momentum Solar | None | PSE&G | Accepted | 2023-08-15 | 2023-08-28 | 2024-08-28 | Solar Panels | Hanwha | q.peak duo blk ML-g10+400 |  | 0.4 | 3 | 271 | 37 |  | Fixed | Roof
NJADRE1554474678 | Administratively Determined Incentive Program | Ewing Township | 8618 | 12 | 4.86 | Residential | Behind the Meter | Yes | Net Metered Residential | Trinity Solar | None | PSE&G | Accepted | 2023-08-15 | 2023-08-28 | 2024-08-28 | Inverters | Solar Edge | SE3800H-US000BEi4 | 3800 |  | 1 |  |  | 0.97 |  | Outdoor
NJADRE1554474678 | Administratively Determined Incentive Program | Ewing Township | 8618 | 12 | 4.86 | Residential | Behind the Meter | Yes | Net Metered Residential | Trinity Solar | None | PSE&G | Accepted | 2023-08-15 | 2023-08-28 | 2024-08-28 | Solar Panels | Hanwha | Q.PEAK DUO BLK ML-G10+ 405 |  | 0.405 | 12 | 163 | 18 |  | Fixed | Roof
NJADRE1554474679 | Administratively Determined Incentive Program | Bergenfield | 7621 | 7 | 5.93 | Residential | Behind the Meter | Yes | Net Metered Residential | Bright Planet Solar | None | PSE&G | Accepted | 2023-08-15 | 2023-08-28 | 2024-08-28 | Inverters | Solar Edge | SE5000H-USRGM | 5000 |  | 1 |  |  | 0.98 |  | Outdoor | OUTSIDE
NJADRE1554474679 | Administratively Determined Incentive Program | Bergenfield | 7621 | 7 | 5.93 | Residential | Behind the Meter | Yes | Net Metered Residential | Bright Planet Solar | None | PSE&G | Accepted | 2023-08-15 | 2023-08-28 | 2024-08-28 | Solar Panels | HANWHA Q-CELLS | Q.PEAK DUO BLK ML-G10+395 |  | 0.395 | 5 | 271 | 34 |  | Fixed | Roof
NJADRE1554474679 | Administratively Determined Incentive Program | Bergenfield | 7621 | 7 | 5.93 | Residential | Behind the Meter | Yes | Net Metered Residential | Bright Planet Solar | None | PSE&G | Accepted | 2023-08-15 | 2023-08-28 | 2024-08-28 | Solar Panels | HANWHA Q-CELLS | Q.PEAK DUO BLK ML-G10+395 |  | 0.395 | 10 | 90 | 34 |  | Fixed | Roof
NJADRE1554474730 | Administratively Determined Incentive Program | Morris Plains | 7950 | 3 | 19.74 | Residential | Behind the Meter | No | Net Metered Residential | EMT Renewables | None | JCP&L | Accepted | 2023-08-15 | 2023-08-29 | 2024-08-29 | Inverters | ENPHASE | IQ7x | 315 |  | 47 |  |  | 0.98 |  | Other | UNDER EACH PANEL
NJADRE1554474730 | Administratively Determined Incentive Program | Morris Plains | 7950 | 3 | 19.74 | Residential | Behind the Meter | No | Net Metered Residential | EMT Renewables | None | JCP&L | Accepted | 2023-08-15 | 2023-08-29 | 2024-08-29 | Solar Panels | REC ALPHA | REC 420 |  | 0.42 | 20 | 288 | 19 |  | Fixed | Roof
NJADRE1554474730 | Administratively Determined Incentive Program | Morris Plains | 7950 | 3 | 19.74 | Residential | Behind the Meter | No | Net Metered Residential | EMT Renewables | None | JCP&L | Accepted | 2023-08-15 | 2023-08-29 | 2024-08-29 | Solar Panels | REC ALPHA | REC 420 |  | 0.42 | 27 | 108 | 19 |  | Fixed | Roof
NJADRE1554474816 | Administratively Determined Incentive Program | Jersey City | 7304 | 8 | 6.8 | Residential | Behind the Meter | Yes | Net Metered Residential | Pro Custom Solar dba Momentum Solar | None | PSE&G | Accepted | 2023-08-15 | 2023-08-28 | 2024-08-28 | Inverters | Enphase | IQ8PLUS-72-2-US | 290 |  | 17 |  |  | 0.97 |  | Outdoor
NJADRE1554474816 | Administratively Determined Incentive Program | Jersey City | 7304 | 8 | 6.8 | Residential | Behind the Meter | Yes | Net Metered Residential | Pro Custom Solar dba Momentum Solar | None | PSE&G | Accepted | 2023-08-15 | 2023-08-28 | 2024-08-28 | Solar Panels | Hanwha | q.peak duo blk ML-g10+400 |  | 0.4 | 17 | 35 | 7 |  | Fixed | Roof
NJADRE1554475598 | Administratively Determined Incentive Program | Williamstown | 8094 | 15 | 12.25 | Residential | Behind the Meter | Yes | Net Metered Residential | Sunrun Installation Services, Inc. | None | AC Electric | Accepted | 2023-08-15 | 2023-09-01 | 2024-09-01 | Inverters | SolarEdge Technologies | SE3800H-USMN | 3800 |  | 1 |  |  | 0.96 |  | Outdoor | Next To Meter
NJADRE1554475598 | Administratively Determined Incentive Program | Williamstown | 8094 | 15 | 12.25 | Residential | Behind the Meter | Yes | Net Metered Residential | Sunrun Installation Services, Inc. | None | AC Electric | Accepted | 2023-08-15 | 2023-09-01 | 2024-09-01 | Inverters | SolarEdge Technologies | SE6000H-USSN | 6000 |  | 1 |  |  | 0.96 |  | Outdoor | Next To Meter
NJADRE1554475598 | Administratively Determined Incentive Program | Williamstown | 8094 | 15 | 12.25 | Residential | Behind the Meter | Yes | Net Metered Residential | Sunrun Installation Services, Inc. | None | AC Electric | Accepted | 2023-08-15 | 2023-09-01 | 2024-09-01 | Solar Panels | Trina Solar | TSM-395DE09C.07 |  | 0.395 | 14 | 267 | 16 |  | Fixed | Roof
NJADRE1554475598 | Administratively Determined Incentive Program | Williamstown | 8094 | 15 | 12.25 | Residential | Behind the Meter | Yes | Net Metered Residential | Sunrun Installation Services, Inc. | None | AC Electric | Accepted | 2023-08-15 | 2023-09-01 | 2024-09-01 | Solar Panels | Trina Solar | TSM-395DE09C.07 |  | 0.395 | 4 | 267 | 16 |  | Fixed | Roof
NJADRE1554475598 | Administratively Determined Incentive Program | Williamstown | 8094 | 15 | 12.25 | Residential | Behind the Meter | Yes | Net Metered Residential | Sunrun Installation Services, Inc. | None | AC Electric | Accepted | 2023-08-15 | 2023-09-01 | 2024-09-01 | Solar Panels | Trina Solar | TSM-395DE09C.07 |  | 0.395 | 13 | 87 | 16 |  | Fixed | Roof
NJADRE1554475633 | Administratively Determined Incentive Program | Oxford | 7863 | 2 | 18.06 | Residential | Behind the Meter | No | Net Metered Residential | EMT Renewables | None | JCP&L | Accepted | 2023-08-15 | 2023-08-29 | 2024-08-29 | Inverters | ENPHASE | IQ7x | 315 |  | 43 |  |  | 0.98 |  | Other | UNDER EACH PANEL
NJADRE1554475633 | Administratively Determined Incentive Program | Oxford | 7863 | 2 | 18.06 | Residential | Behind the Meter | No | Net Metered Residential | EMT Renewables | None | JCP&L | Accepted | 2023-08-15 | 2023-08-29 | 2024-08-29 | Solar Panels | REC ALPHA | REC 420 |  | 0.42 | 21 | 320 | 16 |  | Fixed | Roof
NJADRE1554475633 | Administratively Determined Incentive Program | Oxford | 7863 | 2 | 18.06 | Residential | Behind the Meter | No | Net Metered Residential | EMT Renewables | None | JCP&L | Accepted | 2023-08-15 | 2023-08-29 | 2024-08-29 | Solar Panels | REC ALPHA | REC 420 |  | 0.42 | 18 | 140 | 16 |  | Fixed | Roof
NJADRE1554475633 | Administratively Determined Incentive Program | Oxford | 7863 | 2 | 18.06 | Residential | Behind the Meter | No | Net Metered Residential | EMT Renewables | None | JCP&L | Accepted | 2023-08-15 | 2023-08-29 | 2024-08-29 | Solar Panels | REC ALPHA | REC 420 |  | 0.42 | 4 | 230 | 20 |  | Fixed | Roof
NJADRE1554475681 | Administratively Determined Incentive Program | Upper Deerfield | 8302 | 20 | 10.67 | Residential | Behind the Meter | No | Net Metered Residential | Sunwise Energy LLC | None | AC Electric | Accepted | 2023-08-15 | 2023-08-29 | 2024-08-29 | Solar Panels | HANWHA Q CELLS | Q.PEAK DUO XL-G10.3 |  | 0.485 | 22 | 170 | 25 |  | Fixed | Ground
NJADRE1554475681 | Administratively Determined Incentive Program | Upper Deerfield | 8302 | 20 | 10.67 | Residential | Behind the Meter | No | Net Metered Residential | Sunwise Energy LLC | None | AC Electric | Accepted | 2023-08-15 | 2023-08-29 | 2024-08-29 | Inverters | ENPHASE ENERGY | IQ8A-72-2-US | 349 |  | 22 |  |  | 0.977 |  | Outside
NJADRE1554475716 | Administratively Determined Incentive Program | Toms River | 8757 | 18 | 4.56 | Residential | Behind the Meter | Yes | Net Metered Residential | Freedom Forever New Jersey LLC | None | JCP&L | Accepted | 2023-08-15 | 2023-08-29 | 2024-08-29 | Inverters | Solar Edge | SE3800H-USRGM | 3800 |  | 1 |  |  | 0.99 |  | Outdoor
NJADRE1554475716 | Administratively Determined Incentive Program | Toms River | 8757 | 18 | 4.56 | Residential | Behind the Meter | Yes | Net Metered Residential | Freedom Forever New Jersey LLC | None | JCP&L | Accepted | 2023-08-15 | 2023-08-29 | 2024-08-29 | Solar Panels | Jinko Solar | JKM380M-6RL3-B |  | 0.38 | 12 | 224 | 19 |  | Fixed | Roof
NJADRE1554475738 | Administratively Determined Incentive Program | Millville | 8332 | 20 | 6.72 | Residential | Behind the Meter | Yes | Net Metered Residential | Bright Planet Solar | None | AC Electric | Accepted | 2023-08-17 | 2023-08-30 | 2024-08-30 | Inverters | Solar Edge | SE5000H-USRGM | 5000 |  | 1 |  |  | 0.98 |  | Outdoor | OUTSIDE
NJADRE1554475738 | Administratively Determined Incentive Program | Millville | 8332 | 20 | 6.72 | Residential | Behind the Meter | Yes | Net Metered Residential | Bright Planet Solar | None | AC Electric | Accepted | 2023-08-17 | 2023-08-30 | 2024-08-30 | Solar Panels | HANWHA Q-CELLS | Q.PEAK DUO BLK ML-G10.a+395 |  | 0.395 | 3 | 104 | 30 |  | Fixed | Roof
NJADRE1554475738 | Administratively Determined Incentive Program | Millville | 8332 | 20 | 6.72 | Residential | Behind the Meter | Yes | Net Metered Residential | Bright Planet Solar | None | AC Electric | Accepted | 2023-08-17 | 2023-08-30 | 2024-08-30 | Solar Panels | HANWHA Q-CELLS | Q.PEAK DUO BLK ML-G10.a+395 |  | 0.395 | 2 | 105 | 14 |  | Fixed | Roof
NJADRE1554475738 | Administratively Determined Incentive Program | Millville | 8332 | 20 | 6.72 | Residential | Behind the Meter | Yes | Net Metered Residential | Bright Planet Solar | None | AC Electric | Accepted | 2023-08-17 | 2023-08-30 | 2024-08-30 | Solar Panels | HANWHA Q-CELLS | Q.PEAK DUO BLK ML-G10.a+395 |  | 0.395 | 3 | 280 | 14 |  | Fixed | Roof
NJADRE1554475738 | Administratively Determined Incentive Program | Millville | 8332 | 20 | 6.72 | Residential | Behind the Meter | Yes | Net Metered Residential | Bright Planet Solar | None | AC Electric | Accepted | 2023-08-17 | 2023-08-30 | 2024-08-30 | Solar Panels | HANWHA Q-CELLS | Q.PEAK DUO BLK ML-G10.a+395 |  | 0.395 | 4 | 281 | 30 |  | Fixed | Roof
NJADRE1554475738 | Administratively Determined Incentive Program | Millville | 8332 | 20 | 6.72 | Residential | Behind the Meter | Yes | Net Metered Residential | Bright Planet Solar | None | AC Electric | Accepted | 2023-08-17 | 2023-08-30 | 2024-08-30 | Solar Panels | HANWHA Q-CELLS | Q.PEAK DUO BLK ML-G10.a+395 |  | 0.395 | 5 | 15 | 14 |  | Fixed | Roof
NJADRE1554479273 | Administratively Determined Incentive Program | Wall Township | 7719 | 17 | 3.16 | Residential | Behind the Meter | Yes | Net Metered Residential | Sunrun Installation Services, Inc. | None | JCP&L | Accepted | 2023-08-16 | 2023-08-30 | 2024-08-30 | Electric Storage Battery | Tesla | Powerwall 2 AC |  |  | 1 |  |  |  | Lithium Ion |  | outside
NJADRE1554479273 | Administratively Determined Incentive Program | Wall Township | 7719 | 17 | 3.16 | Residential | Behind the Meter | Yes | Net Metered Residential | Sunrun Installation Services, Inc. | None | JCP&L | Accepted | 2023-08-16 | 2023-08-30 | 2024-08-30 | Inverters | SolarEdge Technologies | SE3800H-USMN | 3800 |  | 1 |  |  | 0.96 |  | Outdoor | Next To Meter
NJADRE1554479273 | Administratively Determined Incentive Program | Wall Township | 7719 | 17 | 3.16 | Residential | Behind the Meter | Yes | Net Metered Residential | Sunrun Installation Services, Inc. | None | JCP&L | Accepted | 2023-08-16 | 2023-08-30 | 2024-08-30 | Solar Panels | Trina Solar | TSM-395DE09C.07 |  | 0.395 | 8 | 268 | 22 |  | Fixed | Roof
NJADRE1554479277 | Administratively Determined Incentive Program | Williamstown, New Jersey | 8094 | 15 | 9.6 | Residential | Behind the Meter | Yes | Net Metered Residential | Suntuity Solar LLC | None | AC Electric | Accepted | 2023-08-16 | 2023-08-29 | 2024-08-29 | Inverters | (24) ENPHASE | IQ8PLUS-72-2-US | 290 |  | 24 |  |  | 0.97 |  | Outdoor | Behind the PV modules
NJADRE1554479277 | Administratively Determined Incentive Program | Williamstown, New Jersey | 8094 | 15 | 9.6 | Residential | Behind the Meter | Yes | Net Metered Residential | Suntuity Solar LLC | None | AC Electric | Accepted | 2023-08-16 | 2023-08-29 | 2024-08-29 | Solar Panels | (24) SILFAB | PRIME SIL-400 HC+ |  | 0.4 | 15 | 200 | 40 |  | Fixed | Roof
NJADRE1554479277 | Administratively Determined Incentive Program | Williamstown, New Jersey | 8094 | 15 | 9.6 | Residential | Behind the Meter | Yes | Net Metered Residential | Suntuity Solar LLC | None | AC Electric | Accepted | 2023-08-16 | 2023-08-29 | 2024-08-29 | Solar Panels | (24) SILFAB | PRIME SIL-400 HC+ |  | 0.4 | 5 | 20 | 19 |  | Fixed | Roof
NJADRE1554479277 | Administratively Determined Incentive Program | Williamstown, New Jersey | 8094 | 15 | 9.6 | Residential | Behind the Meter | Yes | Net Metered Residential | Suntuity Solar LLC | None | AC Electric | Accepted | 2023-08-16 | 2023-08-29 | 2024-08-29 | Solar Panels | (24) SILFAB | PRIME SIL-400 HC+ |  | 0.4 | 4 | 200 | 40 |  | Fixed | Roof
NJADRE1554479320 | Administratively Determined Incentive Program | Burlington, | 8016 | 13 | 7.2 | Residential | Behind the Meter | Yes | Net Metered Residential | Suntuity Solar LLC | None | PSE&G | Accepted | 2023-08-16 | 2023-08-29 | 2024-08-29 | Inverters | ENPHASE | IQ8PLUS-72-2-US | 290 |  | 18 |  |  | 0.97 |  | Outdoor | Behind the PV modules
NJADRE1554479320 | Administratively Determined Incentive Program | Burlington, | 8016 | 13 | 7.2 | Residential | Behind the Meter | Yes | Net Metered Residential | Suntuity Solar LLC | None | PSE&G | Accepted | 2023-08-16 | 2023-08-29 | 2024-08-29 | Solar Panels | SILFAB PRIME | SIL-400 HC+ |  | 0.4 | 7 | 94 | 19 |  | Fixed | Roof
NJADRE1554479320 | Administratively Determined Incentive Program | Burlington, | 8016 | 13 | 7.2 | Residential | Behind the Meter | Yes | Net Metered Residential | Suntuity Solar LLC | None | PSE&G | Accepted | 2023-08-16 | 2023-08-29 | 2024-08-29 | Solar Panels | SILFAB PRIME | SIL-400 HC+ |  | 0.4 | 6 | 184 | 19 |  | Fixed | Roof
NJADRE1554479320 | Administratively Determined Incentive Program | Burlington, | 8016 | 13 | 7.2 | Residential | Behind the Meter | Yes | Net Metered Residential | Suntuity Solar LLC | None | PSE&G | Accepted | 2023-08-16 | 2023-08-29 | 2024-08-29 | Solar Panels | SILFAB PRIME | SIL-400 HC+ |  | 0.4 | 5 | 274 | 19 |  | Fixed | Roof
NJADRE1554479323 | Administratively Determined Incentive Program | Voorhees Twp | 8043 | 14 | 10 | Residential | Behind the Meter | Yes | Net Metered Residential | Sunny Mac LLC | None | PSE&G | Accepted | 2023-08-16 | 2023-08-29 | 2024-08-29 | Solar Panels | HANWHA | Q.PEAK DUO BLK ML-G10+400 |  | 0.4 | 19 | 151 | 39 |  | Fixed | Roof
NJADRE1554479323 | Administratively Determined Incentive Program | Voorhees Twp | 8043 | 14 | 10 | Residential | Behind the Meter | Yes | Net Metered Residential | Sunny Mac LLC | None | PSE&G | Accepted | 2023-08-16 | 2023-08-29 | 2024-08-29 | Solar Panels | HANWHA | Q.PEAK DUO BLK ML-G10+400 |  | 0.4 | 3 | 151 | 40 |  | Fixed | Roof
NJADRE1554479323 | Administratively Determined Incentive Program | Voorhees Twp | 8043 | 14 | 10 | Residential | Behind the Meter | Yes | Net Metered Residential | Sunny Mac LLC | None | PSE&G | Accepted | 2023-08-16 | 2023-08-29 | 2024-08-29 | Solar Panels | HANWHA | Q.PEAK DUO BLK ML-G10+400 |  | 0.4 | 3 | 241 | 40 |  | Fixed | Roof
NJADRE1554479323 | Administratively Determined Incentive Program | Voorhees Twp | 8043 | 14 | 10 | Residential | Behind the Meter | Yes | Net Metered Residential | Sunny Mac LLC | None | PSE&G | Accepted | 2023-08-16 | 2023-08-29 | 2024-08-29 | Inverters | SOLAREDGE | SE 7600H-US | 7600 |  | 1 |  |  | 0.99 |  | Outdoor | NEXT TO METER
NJADRE1554479323 | Administratively Determined Incentive Program | Voorhees Twp | 8043 | 14 | 10 | Residential | Behind the Meter | Yes | Net Metered Residential | Sunny Mac LLC | None | PSE&G | Accepted | 2023-08-16 | 2023-08-29 | 2024-08-29 | Meters | SE-RGMTR-1D-240C-B | Solaredge |  |  | 1 |  |  |  | Yes | Outdoor
NJADRE1554479334 | Administratively Determined Incentive Program | Perth Amboy | 8861 | 11 | 4.62 | Residential | Behind the Meter | No | Net Metered Residential | New Jersey Suntech | None | PSE&G | Accepted | 2023-08-16 | 2023-08-29 | 2024-08-29 | Inverters | Enphase | IQ7HS | 5760 |  | 14 |  |  | 0.98 |  | Outside
NJADRE1554479334 | Administratively Determined Incentive Program | Perth Amboy | 8861 | 11 | 4.62 | Residential | Behind the Meter | No | Net Metered Residential | New Jersey Suntech | None | PSE&G | Accepted | 2023-08-16 | 2023-08-29 | 2024-08-29 | Solar Panels | Trina Solar | TSM330 |  | 0.33 | 11 | 194 | 40 |  | Fixed | Roof
NJADRE1554479334 | Administratively Determined Incentive Program | Perth Amboy | 8861 | 11 | 4.62 | Residential | Behind the Meter | No | Net Metered Residential | New Jersey Suntech | None | PSE&G | Accepted | 2023-08-16 | 2023-08-29 | 2024-08-29 | Solar Panels | Trina Solar | TSM330 |  | 0.33 | 3 | 194 | 20 |  | Fixed | Roof
NJADRE1554479334 | Administratively Determined Incentive Program | Perth Amboy | 8861 | 11 | 4.62 | Residential | Behind the Meter | No | Net Metered Residential | New Jersey Suntech | None | PSE&G | Accepted | 2023-08-16 | 2023-08-29 | 2024-08-29 | Meters | Enphase | X2-IQ-AM1-240-4 |  |  | 1 |  |  |  | Yes | Outdoor
NJADRE1554479414 | Administratively Determined Incentive Program | Brick | 8723 | 18 | 4.4 | Residential | Behind the Meter | Yes | Net Metered Residential | Sunny Mac LLC | None | JCP&L | Accepted | 2023-08-16 | 2023-08-29 | 2024-08-29 | Solar Panels | HANWHA | Q.PEAK DUO BLK ML-G10+400 |  | 0.4 | 5 | 276 | 24 |  | Fixed | Roof
NJADRE1554479414 | Administratively Determined Incentive Program | Brick | 8723 | 18 | 4.4 | Residential | Behind the Meter | Yes | Net Metered Residential | Sunny Mac LLC | None | JCP&L | Accepted | 2023-08-16 | 2023-08-29 | 2024-08-29 | Solar Panels | HANWHA | Q.PEAK DUO BLK ML-G10+400 |  | 0.4 | 4 | 96 | 24 |  | Fixed | Roof
NJADRE1554479414 | Administratively Determined Incentive Program | Brick | 8723 | 18 | 4.4 | Residential | Behind the Meter | Yes | Net Metered Residential | Sunny Mac LLC | None | JCP&L | Accepted | 2023-08-16 | 2023-08-29 | 2024-08-29 | Solar Panels | HANWHA | Q.PEAK DUO BLK ML-G10+400 |  | 0.4 | 2 | 276 | 19 |  | Fixed | Roof
NJADRE1554479414 | Administratively Determined Incentive Program | Brick | 8723 | 18 | 4.4 | Residential | Behind the Meter | Yes | Net Metered Residential | Sunny Mac LLC | None | JCP&L | Accepted | 2023-08-16 | 2023-08-29 | 2024-08-29 | Inverters | Solaredge | SE3000H-US | 3000 |  | 1 |  |  | 0.99 |  | Outdoor | NEXT TO METER
NJADRE1554479414 | Administratively Determined Incentive Program | Brick | 8723 | 18 | 4.4 | Residential | Behind the Meter | Yes | Net Metered Residential | Sunny Mac LLC | None | JCP&L | Accepted | 2023-08-16 | 2023-08-29 | 2024-08-29 | Meters | SE-RGMTR-1D-240C-B | Solaredge |  |  | 1 |  |  |  | Yes | Outdoor
NJADRE1554479426 | Administratively Determined Incentive Program | Newton | 7860 | 1 | 30.78 | Residential | Behind the Meter | Yes | Net Metered Residential | Trinity Solar | None | JCP&L | Accepted | 2023-08-29 | 2023-09-15 | 2024-09-15 | Inverters | Solar Edge | SE11400H-US | 11400 |  | 2 |  |  | 0.97 |  | Outside
NJADRE1554479426 | Administratively Determined Incentive Program | Newton | 7860 | 1 | 30.78 | Residential | Behind the Meter | Yes | Net Metered Residential | Trinity Solar | None | JCP&L | Accepted | 2023-08-29 | 2023-09-15 | 2024-09-15 | Solar Panels | HANWHA 405 (Q.PEAK DUO BLK ML-G10+ 405) | HANWHA 405 (Q.PEAK DUO BLK ML-G10+ 405) |  | 0.405 | 41 | 41 | 18 |  | Fixed | Roof
NJADRE1554479426 | Administratively Determined Incentive Program | Newton | 7860 | 1 | 30.78 | Residential | Behind the Meter | Yes | Net Metered Residential | Trinity Solar | None | JCP&L | Accepted | 2023-08-29 | 2023-09-15 | 2024-09-15 | Solar Panels | HANWHA 405 (Q.PEAK DUO BLK ML-G10+ 405) | HANWHA 405 (Q.PEAK DUO BLK ML-G10+ 405) |  | 0.405 | 35 | 221 | 18 |  | Fixed | Roof
NJADRE1554479441 | Administratively Determined Incentive Program | Morganville | 7751 | 17 | 11.6 | Residential | Behind the Meter | Yes | Net Metered Residential | Pro Custom Solar dba Momentum Solar | None | JCP&L | Accepted | 2023-08-16 | 2023-08-29 | 2024-08-29 | Solar Panels | hanwha | Â Q. PEAK DUO BLK-G10+400 |  | 0.4 | 9 | 151 | 30 |  | Fixed | Roof
NJADRE1554479441 | Administratively Determined Incentive Program | Morganville | 7751 | 17 | 11.6 | Residential | Behind the Meter | Yes | Net Metered Residential | Pro Custom Solar dba Momentum Solar | None | JCP&L | Accepted | 2023-08-16 | 2023-08-29 | 2024-08-29 | Solar Panels | hanwha | Â Q. PEAK DUO BLK-G10+400 |  | 0.4 | 20 | 152 | 29 |  | Fixed | Roof
NJADRE1554479441 | Administratively Determined Incentive Program | Morganville | 7751 | 17 | 11.6 | Residential | Behind the Meter | Yes | Net Metered Residential | Pro Custom Solar dba Momentum Solar | None | JCP&L | Accepted | 2023-08-16 | 2023-08-29 | 2024-08-29 | Inverters | enphase | IQ8PLUS-72-2-US | 290 |  | 29 |  |  | 0.97 |  | Outdoor
NJADRE1554479499 | Administratively Determined Incentive Program | Paterson | 7502 | 6 | 10.4 | Residential | Behind the Meter | No | Net Metered Residential | Big Wave Roofing and Solar LLC | None | PSE&G | Accepted | 2023-08-16 | 2023-08-29 | 2024-08-29 | Inverters | Enphase Energy Inc | IQ7PLUS-72-2-US | 290 |  | 26 |  |  | 0.98 |  | Outside
NJADRE1554479499 | Administratively Determined Incentive Program | Paterson | 7502 | 6 | 10.4 | Residential | Behind the Meter | No | Net Metered Residential | Big Wave Roofing and Solar LLC | None | PSE&G | Accepted | 2023-08-16 | 2023-08-29 | 2024-08-29 | Solar Panels | Silfab | SIL-400HC+ |  | 0.4 | 6 | 139 | 12 |  | Fixed | Roof
NJADRE1554479499 | Administratively Determined Incentive Program | Paterson | 7502 | 6 | 10.4 | Residential | Behind the Meter | No | Net Metered Residential | Big Wave Roofing and Solar LLC | None | PSE&G | Accepted | 2023-08-16 | 2023-08-29 | 2024-08-29 | Solar Panels | Silfab | SIL-400HC+ |  | 0.4 | 7 | 320 | 39 |  | Fixed | Roof
NJADRE1554479499 | Administratively Determined Incentive Program | Paterson | 7502 | 6 | 10.4 | Residential | Behind the Meter | No | Net Metered Residential | Big Wave Roofing and Solar LLC | None | PSE&G | Accepted | 2023-08-16 | 2023-08-29 | 2024-08-29 | Solar Panels | Silfab | SIL-400HC+ |  | 0.4 | 10 | 140 | 9 |  | Fixed | Roof
NJADRE1554479499 | Administratively Determined Incentive Program | Paterson | 7502 | 6 | 10.4 | Residential | Behind the Meter | No | Net Metered Residential | Big Wave Roofing and Solar LLC | None | PSE&G | Accepted | 2023-08-16 | 2023-08-29 | 2024-08-29 | Solar Panels | Silfab | SIL-400HC+ |  | 0.4 | 3 | 139 | 36 |  | Fixed | Roof
NJADRE1554479518 | Administratively Determined Incentive Program | Flemington | 8822 | 4 | 8.69 | Residential | Behind the Meter | Yes | Net Metered Residential | Sunrun Installation Services, Inc. | None | JCP&L | Accepted | 2023-08-16 | 2023-08-29 | 2024-08-29 | Inverters | SolarEdge Technologies | SE6000H-USSN | 6000 |  | 1 |  |  | 0.96 |  | Outdoor | Next To Meter
NJADRE1554479518 | Administratively Determined Incentive Program | Flemington | 8822 | 4 | 8.69 | Residential | Behind the Meter | Yes | Net Metered Residential | Sunrun Installation Services, Inc. | None | JCP&L | Accepted | 2023-08-16 | 2023-08-29 | 2024-08-29 | Solar Panels | Trina Solar | TSM-395DE09C.07 |  | 0.395 | 10 | 240 | 26 |  | Fixed | Roof
NJADRE1554479518 | Administratively Determined Incentive Program | Flemington | 8822 | 4 | 8.69 | Residential | Behind the Meter | Yes | Net Metered Residential | Sunrun Installation Services, Inc. | None | JCP&L | Accepted | 2023-08-16 | 2023-08-29 | 2024-08-29 | Solar Panels | Trina Solar | TSM-395DE09C.07 |  | 0.395 | 12 | 151 | 30 |  | Fixed | Roof
NJADRE1554479531 | Administratively Determined Incentive Program | ELIZABETH | 7201 | 10 | 6.8 | Residential | Behind the Meter | Yes | Net Metered Residential | Big Wave Roofing and Solar LLC | None | PSE&G | Accepted | 2023-08-16 | 2023-08-29 | 2024-08-29 | Inverters | Enphase Energy Inc | IQ7PLUS-72-2-US | 290 |  | 17 |  |  | 0.98 |  | Outside
NJADRE1554479531 | Administratively Determined Incentive Program | ELIZABETH | 7201 | 10 | 6.8 | Residential | Behind the Meter | Yes | Net Metered Residential | Big Wave Roofing and Solar LLC | None | PSE&G | Accepted | 2023-08-16 | 2023-08-29 | 2024-08-29 | Solar Panels | Silfab | SIL-400HC+ |  | 0.4 | 17 | 201 | 22 |  | Fixed | Roof
NJADRE1554479564 | Administratively Determined Incentive Program | Jackson | 8527 | 18 | 13.37 | Residential | Behind the Meter | Yes | Net Metered Residential | Trinity Solar | None | JCP&L | Accepted | 2023-08-16 | 2023-08-29 | 2024-08-29 | Inverters | Solar Edge | SE10000H-US | 10 |  | 1 |  |  | 0.97 |  | Outdoor
NJADRE1554479564 | Administratively Determined Incentive Program | Jackson | 8527 | 18 | 13.37 | Residential | Behind the Meter | Yes | Net Metered Residential | Trinity Solar | None | JCP&L | Accepted | 2023-08-16 | 2023-08-29 | 2024-08-29 | Electric Storage Battery | Tesla Powerwall 2 | Tesla Powerwall 2 |  |  | 3 |  |  |  | Lithium Ion |  | Inside
NJADRE1554479564 | Administratively Determined Incentive Program | Jackson | 8527 | 18 | 13.37 | Residential | Behind the Meter | Yes | Net Metered Residential | Trinity Solar | None | JCP&L | Accepted | 2023-08-16 | 2023-08-29 | 2024-08-29 | Solar Panels | HANWHA 405 (Q.PEAK DUO BLK ML-G10+ 405) | HANWHA 405 (Q.PEAK DUO BLK ML-G10+ 405) |  | 0.405 | 16 | 40 | 37 |  | Fixed | Roof
NJADRE1554479564 | Administratively Determined Incentive Program | Jackson | 8527 | 18 | 13.37 | Residential | Behind the Meter | Yes | Net Metered Residential | Trinity Solar | None | JCP&L | Accepted | 2023-08-16 | 2023-08-29 | 2024-08-29 | Solar Panels | HANWHA 405 (Q.PEAK DUO BLK ML-G10+ 405) | HANWHA 405 (Q.PEAK DUO BLK ML-G10+ 405) |  | 0.405 | 13 | 310 | 37 |  | Fixed | Roof
NJADRE1554479564 | Administratively Determined Incentive Program | Jackson | 8527 | 18 | 13.37 | Residential | Behind the Meter | Yes | Net Metered Residential | Trinity Solar | None | JCP&L | Accepted | 2023-08-16 | 2023-08-29 | 2024-08-29 | Solar Panels | HANWHA 405 (Q.PEAK DUO BLK ML-G10+ 405) | HANWHA 405 (Q.PEAK DUO BLK ML-G10+ 405) |  | 0.405 | 4 | 130 | 37 |  | Fixed | Roof
NJADRE1554479767 | Administratively Determined Incentive Program | WEST ORANGE TWP | 7052 | 9 | 4.56 | Residential | Behind the Meter | Yes | Net Metered Residential | Freedom Forever New Jersey LLC | None | PSE&G | Accepted | 2023-08-16 | 2023-08-29 | 2024-08-29 | Inverters | Solar Edge | SE3800H-USRGM | 3800 |  | 1 |  |  | 0.99 |  | Other
NJADRE1554479767 | Administratively Determined Incentive Program | WEST ORANGE TWP | 7052 | 9 | 4.56 | Residential | Behind the Meter | Yes | Net Metered Residential | Freedom Forever New Jersey LLC | None | PSE&G | Accepted | 2023-08-16 | 2023-08-29 | 2024-08-29 | Solar Panels | Jinko Solar | JKM380M-6RL3-B |  | 0.38 | 10 | 205 | 25 |  | Fixed | Roof
NJADRE1554479767 | Administratively Determined Incentive Program | WEST ORANGE TWP | 7052 | 9 | 4.56 | Residential | Behind the Meter | Yes | Net Metered Residential | Freedom Forever New Jersey LLC | None | PSE&G | Accepted | 2023-08-16 | 2023-08-29 | 2024-08-29 | Solar Panels | JInko Solar | JKM380M-6RL3-B |  | 0.38 | 2 | 25 | 25 |  | Fixed | Roof
NJADRE1554480187 | Administratively Determined Incentive Program | South River | 8882 | 11 | 7.2 | Residential | Behind the Meter | No | Net Metered Residential | Venture Home Solar, LLC | None | South River | Accepted | 2023-08-16 | 2023-08-29 | 2024-08-29 | Solar Panels | Hanwha | Q.PEAK DUO BLK ML-G10+ 400 |  | 0.4 | 4 | 130 | 34 |  | Fixed | Roof
NJADRE1554480187 | Administratively Determined Incentive Program | South River | 8882 | 11 | 7.2 | Residential | Behind the Meter | No | Net Metered Residential | Venture Home Solar, LLC | None | South River | Accepted | 2023-08-16 | 2023-08-29 | 2024-08-29 | Solar Panels | Hanwha | Q.PEAK DUO BLK ML-G10+ 400 |  | 0.4 | 12 | 130 | 34 |  | Fixed | Roof
NJADRE1554480187 | Administratively Determined Incentive Program | South River | 8882 | 11 | 7.2 | Residential | Behind the Meter | No | Net Metered Residential | Venture Home Solar, LLC | None | South River | Accepted | 2023-08-16 | 2023-08-29 | 2024-08-29 | Solar Panels | Hanwha | Q.PEAK DUO BLK ML-G10+ 400 |  | 0.4 | 2 | 310 | 34 |  | Fixed | Roof
NJADRE1554480187 | Administratively Determined Incentive Program | South River | 8882 | 11 | 7.2 | Residential | Behind the Meter | No | Net Metered Residential | Venture Home Solar, LLC | None | South River | Accepted | 2023-08-16 | 2023-08-29 | 2024-08-29 | Inverters | Enphase | IQ8PLUS-72-2-US (240V) | 290 |  | 18 |  |  | 0.98 |  | Outdoor | Roof
NJADRE1554480832 | Administratively Determined Incentive Program | Ewing | 8618 | 12 | 7.11 | Residential | Behind the Meter | Yes | Net Metered Residential | Sunrun Installation Services, Inc. | None | PSE&G | Accepted | 2023-08-16 | 2023-08-29 | 2024-08-29 | Inverters | SolarEdge Technologies | SE6000H-USSN | 6000 |  | 1 |  |  | 0.96 |  | Outdoor | Next To Meter
NJADRE1554480832 | Administratively Determined Incentive Program | Ewing | 8618 | 12 | 7.11 | Residential | Behind the Meter | Yes | Net Metered Residential | Sunrun Installation Services, Inc. | None | PSE&G | Accepted | 2023-08-16 | 2023-08-29 | 2024-08-29 | Solar Panels | Trina Solar | TSM-395DE09C.07 |  | 0.395 | 3 | 315 | 36 |  | Fixed | Roof
NJADRE1554480832 | Administratively Determined Incentive Program | Ewing | 8618 | 12 | 7.11 | Residential | Behind the Meter | Yes | Net Metered Residential | Sunrun Installation Services, Inc. | None | PSE&G | Accepted | 2023-08-16 | 2023-08-29 | 2024-08-29 | Solar Panels | Trina Solar | TSM-395DE09C.07 |  | 0.395 | 4 | 315 | 27 |  | Fixed | Roof
NJADRE1554480832 | Administratively Determined Incentive Program | Ewing | 8618 | 12 | 7.11 | Residential | Behind the Meter | Yes | Net Metered Residential | Sunrun Installation Services, Inc. | None | PSE&G | Accepted | 2023-08-16 | 2023-08-29 | 2024-08-29 | Solar Panels | Trina Solar | TSM-395DE09C.07 |  | 0.395 | 4 | 225 | 35 |  | Fixed | Roof
NJADRE1554480832 | Administratively Determined Incentive Program | Ewing | 8618 | 12 | 7.11 | Residential | Behind the Meter | Yes | Net Metered Residential | Sunrun Installation Services, Inc. | None | PSE&G | Accepted | 2023-08-16 | 2023-08-29 | 2024-08-29 | Solar Panels | Trina Solar | TSM-395DE09C.07 |  | 0.395 | 7 | 135 | 38 |  | Fixed | Roof
NJADRE1554480832 | Administratively Determined Incentive Program | Ewing | 8618 | 12 | 7.11 | Residential | Behind the Meter | Yes | Net Metered Residential | Sunrun Installation Services, Inc. | None | PSE&G | Accepted | 2023-08-16 | 2023-08-29 | 2024-08-29 | Electric Storage Battery | Tesla | Powerwall 2 AC |  |  | 1 |  |  |  | Lithium Ion |  | inside
NJADRE1554481970 | Administratively Determined Incentive Program | East Orange | 7017 | 9 | 6 | Residential | Behind the Meter | Yes | Net Metered Residential | Bright Planet Solar | None | PSE&G | Accepted | 2023-08-16 | 2023-08-29 | 2024-08-29 | Inverters | Solar Edge | SE5000H-USRGM | 5000 |  | 1 |  |  | 0.98 |  | Outdoor | OUTSIDE
NJADRE1554481970 | Administratively Determined Incentive Program | East Orange | 7017 | 9 | 6 | Residential | Behind the Meter | Yes | Net Metered Residential | Bright Planet Solar | None | PSE&G | Accepted | 2023-08-16 | 2023-08-29 | 2024-08-29 | Solar Panels | HANWHA Q-CELLS | Q.PEAK DUO BLK ML-G10.a+400 |  | 0.4 | 6 | 320 | 34 |  | Fixed | Roof
NJADRE1554481970 | Administratively Determined Incentive Program | East Orange | 7017 | 9 | 6 | Residential | Behind the Meter | Yes | Net Metered Residential | Bright Planet Solar | None | PSE&G | Accepted | 2023-08-16 | 2023-08-29 | 2024-08-29 | Solar Panels | HANWHA Q-CELLS | Q.PEAK DUO BLK ML-G10.a+400 |  | 0.4 | 6 | 140 | 30 |  | Fixed | Roof
NJADRE1554481970 | Administratively Determined Incentive Program | East Orange | 7017 | 9 | 6 | Residential | Behind the Meter | Yes | Net Metered Residential | Bright Planet Solar | None | PSE&G | Accepted | 2023-08-16 | 2023-08-29 | 2024-08-29 | Solar Panels | HANWHA Q-CELLS | Q.PEAK DUO BLK ML-G10.a+400 |  | 0.4 | 3 | 224 | 14 |  | Fixed | Roof
NJADRE1554482120 | Administratively Determined Incentive Program | Plainfield | 7063 | 10 | 5.48 | Residential | Behind the Meter | No | Net Metered Residential | Power Home Remodeling | None | PSE&G | Accepted | 2023-08-16 | 2023-08-29 | 2024-08-29 | Inverters | SolarEdge | SE3800H-US | 3800 |  | 1 |  |  | 0.99 |  | Outdoor
NJADRE1554482120 | Administratively Determined Incentive Program | Plainfield | 7063 | 10 | 5.48 | Residential | Behind the Meter | No | Net Metered Residential | Power Home Remodeling | None | PSE&G | Accepted | 2023-08-16 | 2023-08-29 | 2024-08-29 | Meters | SolarEdge | Revenue Grade Data Ansi C12.20 |  |  | 1 |  |  |  | Yes | Outdoor
NJADRE1554482120 | Administratively Determined Incentive Program | Plainfield | 7063 | 10 | 5.48 | Residential | Behind the Meter | No | Net Metered Residential | Power Home Remodeling | None | PSE&G | Accepted | 2023-08-16 | 2023-08-29 | 2024-08-29 | Solar Panels | Hyundai | HiS-S365XG(BK) |  | 0.365 | 15 | 127 | 32 |  | Fixed | Roof
NJADRE1554484238 | Administratively Determined Incentive Program | HIllsborough | 8844 | 5 | 13.6 | Residential | Behind the Meter | No | Net Metered Residential | Morgan Associates and Consulting | None | PSE&G | Accepted | 2023-08-25 | 2023-09-13 | 2024-09-13 | Solar Panels | Hanwha Qcells | Qpeakduo |  | 0.4 | 10 | 285 | 40 |  | Fixed | Roof
NJADRE1554484238 | Administratively Determined Incentive Program | HIllsborough | 8844 | 5 | 13.6 | Residential | Behind the Meter | No | Net Metered Residential | Morgan Associates and Consulting | None | PSE&G | Accepted | 2023-08-25 | 2023-09-13 | 2024-09-13 | Solar Panels | Hanwha Qcells | Qpeakduo |  | 0.4 | 16 | 195 | 40 |  | Fixed | Roof
NJADRE1554484238 | Administratively Determined Incentive Program | HIllsborough | 8844 | 5 | 13.6 | Residential | Behind the Meter | No | Net Metered Residential | Morgan Associates and Consulting | None | PSE&G | Accepted | 2023-08-25 | 2023-09-13 | 2024-09-13 | Solar Panels | Hanwha Qcells | Qpeakduo |  | 0.4 | 8 | 105 | 40 |  | Fixed | Roof
NJADRE1554484238 | Administratively Determined Incentive Program | HIllsborough | 8844 | 5 | 13.6 | Residential | Behind the Meter | No | Net Metered Residential | Morgan Associates and Consulting | None | PSE&G | Accepted | 2023-08-25 | 2023-09-13 | 2024-09-13 | Inverters | Enphase | IQ7Plus | 290 |  | 34 |  |  | 0.98 |  | Outdoor
NJADRE1554484846 | Administratively Determined Incentive Program | Franklin TWP SOM | 8873 | 5 | 6.32 | Residential | Behind the Meter | Yes | Net Metered Residential | Sunrun Installation Services, Inc. | None | PSE&G | Accepted | 2023-08-16 | 2023-08-29 | 2024-08-29 | Inverters | SolarEdge Technologies | SE6000H-USSN | 6000 |  | 1 |  |  | 0.96 |  | Outdoor | Next To Meter
NJADRE1554484846 | Administratively Determined Incentive Program | Franklin TWP SOM | 8873 | 5 | 6.32 | Residential | Behind the Meter | Yes | Net Metered Residential | Sunrun Installation Services, Inc. | None | PSE&G | Accepted | 2023-08-16 | 2023-08-29 | 2024-08-29 | Solar Panels | Trina Solar | TSM-395DE09C.07 |  | 0.395 | 16 | 40 | 18 |  | Fixed | Roof
NJADRE1554486286 | Administratively Determined Incentive Program | Passaic | 7055 | 6 | 10.27 | Residential | Behind the Meter | Yes | Net Metered Residential | Sunrun Installation Services, Inc. | None | PSE&G | Accepted | 2023-08-16 | 2023-08-29 | 2024-08-29 | Inverters | SolarEdge Technologies | SE7600H-USSN | 7600 |  | 1 |  |  | 0.96 |  | Outdoor | Next To Meter
NJADRE1554486286 | Administratively Determined Incentive Program | Passaic | 7055 | 6 | 10.27 | Residential | Behind the Meter | Yes | Net Metered Residential | Sunrun Installation Services, Inc. | None | PSE&G | Accepted | 2023-08-16 | 2023-08-29 | 2024-08-29 | Solar Panels | Trina Solar | TSM-395DE09C.07 |  | 0.395 | 2 | 128 | 13 |  | Fixed | Roof
NJADRE1554486286 | Administratively Determined Incentive Program | Passaic | 7055 | 6 | 10.27 | Residential | Behind the Meter | Yes | Net Metered Residential | Sunrun Installation Services, Inc. | None | PSE&G | Accepted | 2023-08-16 | 2023-08-29 | 2024-08-29 | Solar Panels | Trina Solar | TSM-395DE09C.07 |  | 0.395 | 2 | 218 | 17 |  | Fixed | Roof
NJADRE1554486286 | Administratively Determined Incentive Program | Passaic | 7055 | 6 | 10.27 | Residential | Behind the Meter | Yes | Net Metered Residential | Sunrun Installation Services, Inc. | None | PSE&G | Accepted | 2023-08-16 | 2023-08-29 | 2024-08-29 | Solar Panels | Trina Solar | TSM-395DE09C.07 |  | 0.395 | 3 | 128 | 39 |  | Fixed | Roof
NJADRE1554486286 | Administratively Determined Incentive Program | Passaic | 7055 | 6 | 10.27 | Residential | Behind the Meter | Yes | Net Metered Residential | Sunrun Installation Services, Inc. | None | PSE&G | Accepted | 2023-08-16 | 2023-08-29 | 2024-08-29 | Solar Panels | Trina Solar | TSM-395DE09C.07 |  | 0.395 | 4 | 127 | 31 |  | Fixed | Roof
NJADRE1554486286 | Administratively Determined Incentive Program | Passaic | 7055 | 6 | 10.27 | Residential | Behind the Meter | Yes | Net Metered Residential | Sunrun Installation Services, Inc. | None | PSE&G | Accepted | 2023-08-16 | 2023-08-29 | 2024-08-29 | Solar Panels | Trina Solar | TSM-395DE09C.07 |  | 0.395 | 15 | 307 | 39 |  | Fixed | Roof
NJADRE1554487318 | Administratively Determined Incentive Program | Emerson | 7630 | 7 | 9.32 | Residential | Behind the Meter | Yes | Net Metered Residential | Trinity Solar | None | PSE&G | Accepted | 2023-08-16 | 2023-08-29 | 2024-08-29 | Inverters | Solar Edge | SE7600H-US | 7600 |  | 1 |  |  | 0.97 |  | Outside
NJADRE1554487318 | Administratively Determined Incentive Program | Emerson | 7630 | 7 | 9.32 | Residential | Behind the Meter | Yes | Net Metered Residential | Trinity Solar | None | PSE&G | Accepted | 2023-08-16 | 2023-08-29 | 2024-08-29 | Solar Panels | HANWHA 405 (Q.PEAK DUO BLK ML-G10+ 405) | HANWHA 405 (Q.PEAK DUO BLK ML-G10+ 405) |  | 0.405 | 8 | 195 | 23 |  | Fixed | Roof
NJADRE1554487318 | Administratively Determined Incentive Program | Emerson | 7630 | 7 | 9.32 | Residential | Behind the Meter | Yes | Net Metered Residential | Trinity Solar | None | PSE&G | Accepted | 2023-08-16 | 2023-08-29 | 2024-08-29 | Solar Panels | HANWHA 405 (Q.PEAK DUO BLK ML-G10+ 405) | HANWHA 405 (Q.PEAK DUO BLK ML-G10+ 405) |  | 0.405 | 5 | 105 | 18 |  | Fixed | Roof
NJADRE1554487318 | Administratively Determined Incentive Program | Emerson | 7630 | 7 | 9.32 | Residential | Behind the Meter | Yes | Net Metered Residential | Trinity Solar | None | PSE&G | Accepted | 2023-08-16 | 2023-08-29 | 2024-08-29 | Solar Panels | HANWHA 405 (Q.PEAK DUO BLK ML-G10+ 405) | HANWHA 405 (Q.PEAK DUO BLK ML-G10+ 405) |  | 0.405 | 5 | 285 | 18 |  | Fixed | Roof
NJADRE1554487318 | Administratively Determined Incentive Program | Emerson | 7630 | 7 | 9.32 | Residential | Behind the Meter | Yes | Net Metered Residential | Trinity Solar | None | PSE&G | Accepted | 2023-08-16 | 2023-08-29 | 2024-08-29 | Solar Panels | HANWHA 405 (Q.PEAK DUO BLK ML-G10+ 405) | HANWHA 405 (Q.PEAK DUO BLK ML-G10+ 405) |  | 0.405 | 5 | 105 | 23 |  | Fixed | Roof
NJADRE1554488004 | Administratively Determined Incentive Program | Union | 7083 | 10 | 11.06 | Residential | Behind the Meter | Yes | Net Metered Residential | Sunrun Installation Services, Inc. | None | PSE&G | Accepted | 2023-08-16 | 2023-08-30 | 2024-08-30 | Inverters | SolarEdge Technologies | SE7600H-USSN | 7600 |  | 1 |  |  | 0.96 |  | Outdoor | Next To Meter
NJADRE1554488004 | Administratively Determined Incentive Program | Union | 7083 | 10 | 11.06 | Residential | Behind the Meter | Yes | Net Metered Residential | Sunrun Installation Services, Inc. | None | PSE&G | Accepted | 2023-08-16 | 2023-08-30 | 2024-08-30 | Solar Panels | Trina Solar | TSM-395DE09C.07 |  | 0.395 | 18 | 263 | 22 |  | Fixed | Roof
NJADRE1554488004 | Administratively Determined Incentive Program | Union | 7083 | 10 | 11.06 | Residential | Behind the Meter | Yes | Net Metered Residential | Sunrun Installation Services, Inc. | None | PSE&G | Accepted | 2023-08-16 | 2023-08-30 | 2024-08-30 | Solar Panels | Trina Solar | TSM-395DE09C.07 |  | 0.395 | 10 | 86 | 23 |  | Fixed | Roof
NJADRE1554488004 | Administratively Determined Incentive Program | Union | 7083 | 10 | 11.06 | Residential | Behind the Meter | Yes | Net Metered Residential | Sunrun Installation Services, Inc. | None | PSE&G | Accepted | 2023-08-16 | 2023-08-30 | 2024-08-30 | Electric Storage Battery | Tesla | Powerwall 2 AC |  |  | 2 |  |  |  | Lithium Ion |  | inside
NJADRE1554488023 | Administratively Determined Incentive Program | Penns Grove | 8069 | 16 | 6.32 | Residential | Behind the Meter | Yes | Net Metered Residential | Sunrun Installation Services, Inc. | None | AC Electric | Accepted | 2023-08-16 | 2023-08-29 | 2024-08-29 | Inverters | SolarEdge Technologies | SE6000H-USSN | 6000 |  | 1 |  |  | 0.96 |  | Outdoor | Next To Meter
NJADRE1554488023 | Administratively Determined Incentive Program | Penns Grove | 8069 | 16 | 6.32 | Residential | Behind the Meter | Yes | Net Metered Residential | Sunrun Installation Services, Inc. | None | AC Electric | Accepted | 2023-08-16 | 2023-08-29 | 2024-08-29 | Solar Panels | Trina Solar | TSM-395DE09C.07 |  | 0.395 | 3 | 28 | 39 |  | Fixed | Roof
NJADRE1554488023 | Administratively Determined Incentive Program | Penns Grove | 8069 | 16 | 6.32 | Residential | Behind the Meter | Yes | Net Metered Residential | Sunrun Installation Services, Inc. | None | AC Electric | Accepted | 2023-08-16 | 2023-08-29 | 2024-08-29 | Solar Panels | Trina Solar | TSM-395DE09C.07 |  | 0.395 | 13 | 208 | 39 |  | Fixed | Roof
NJADRE1554488023 | Administratively Determined Incentive Program | Penns Grove | 8069 | 16 | 6.32 | Residential | Behind the Meter | Yes | Net Metered Residential | Sunrun Installation Services, Inc. | None | AC Electric | Accepted | 2023-08-16 | 2023-08-29 | 2024-08-29 | Electric Storage Battery | Tesla | Powerwall 2 AC |  |  | 1 |  |  |  | Lithium Ion |  | inside
NJADRE1554488648 | Administratively Determined Incentive Program | Millville | 8332 | 20 | 12 | Residential | Behind the Meter | Yes | Net Metered Residential | Power Energy Solutions | None | AC Electric | Accepted | 2023-08-17 | 2023-08-31 | 2024-08-31 | Solar Panels | SILFAB SOLAR | SIL-400 HC+ |  | 0.4 | 17 | 162 | 9 |  | Fixed | Roof | ROOFTOP
NJADRE1554488648 | Administratively Determined Incentive Program | Millville | 8332 | 20 | 12 | Residential | Behind the Meter | Yes | Net Metered Residential | Power Energy Solutions | None | AC Electric | Accepted | 2023-08-17 | 2023-08-31 | 2024-08-31 | Solar Panels | SILFAB SOLAR | SIL-400 HC+ |  | 0.4 | 6 | 72 | 30 |  | Fixed | Roof | ROOFTOP
NJADRE1554488648 | Administratively Determined Incentive Program | Millville | 8332 | 20 | 12 | Residential | Behind the Meter | Yes | Net Metered Residential | Power Energy Solutions | None | AC Electric | Accepted | 2023-08-17 | 2023-08-31 | 2024-08-31 | Solar Panels | SILFAB SOLAR | SIL-400 HC+ |  | 0.4 | 3 | 252 | 30 |  | Fixed | Roof | ROOFTOP
NJADRE1554488648 | Administratively Determined Incentive Program | Millville | 8332 | 20 | 12 | Residential | Behind the Meter | Yes | Net Metered Residential | Power Energy Solutions | None | AC Electric | Accepted | 2023-08-17 | 2023-08-31 | 2024-08-31 | Solar Panels | SILFAB SOLAR | SIL-400 HC+ |  | 0.4 | 2 | 342 | 30 |  | Fixed | Roof | ROOFTOP
NJADRE1554488648 | Administratively Determined Incentive Program | Millville | 8332 | 20 | 12 | Residential | Behind the Meter | Yes | Net Metered Residential | Power Energy Solutions | None | AC Electric | Accepted | 2023-08-17 | 2023-08-31 | 2024-08-31 | Solar Panels | SILFAB SOLAR | SIIL-400 HC+ |  | 0.4 | 2 | 162 | 30 |  | Fixed | Roof | ROOFTOP
NJADRE1554488648 | Administratively Determined Incentive Program | Millville | 8332 | 20 | 12 | Residential | Behind the Meter | Yes | Net Metered Residential | Power Energy Solutions | None | AC Electric | Accepted | 2023-08-17 | 2023-08-31 | 2024-08-31 | Inverters | SOLAREDGE | SE10000H-US | 10000 |  | 1 |  |  | 0.99 |  | Outside | ROOFTOP
NJADRE1554488657 | Administratively Determined Incentive Program | Belleville | 7109 | 9 | 6.21 | Residential | Behind the Meter | Yes | Net Metered Residential | Pro Custom Solar dba Momentum Solar | None | PSE&G | Accepted | 2023-08-16 | 2023-08-30 | 2024-08-30 | Solar Panels | hanwha | Â Q. PEAK DUO BLK-G10+365 |  | 0.365 | 9 | 130 | 6 |  | Fixed | Roof
NJADRE1554488657 | Administratively Determined Incentive Program | Belleville | 7109 | 9 | 6.21 | Residential | Behind the Meter | Yes | Net Metered Residential | Pro Custom Solar dba Momentum Solar | None | PSE&G | Accepted | 2023-08-16 | 2023-08-30 | 2024-08-30 | Solar Panels | hanwha | Â Q. PEAK DUO BLK-G10+365 |  | 0.365 | 8 | 310 | 5 |  | Fixed | Roof
NJADRE1554488657 | Administratively Determined Incentive Program | Belleville | 7109 | 9 | 6.21 | Residential | Behind the Meter | Yes | Net Metered Residential | Pro Custom Solar dba Momentum Solar | None | PSE&G | Accepted | 2023-08-16 | 2023-08-30 | 2024-08-30 | Inverters | enphase | IQ8PLUS-72-2-US | 290 |  | 17 |  |  | 0.97 |  | Outdoor
NJADRE1554488698 | Administratively Determined Incentive Program | Waldwick | 7463 | 7 | 5.48 | Residential | Behind the Meter | No | Net Metered Residential | Power Home Remodeling | None | PSE&G | Accepted | 2023-08-16 | 2023-08-30 | 2024-08-30 | Inverters | SolarEdge | SE3800H-US | 3800 |  | 1 |  |  | 0.99 |  | Outdoor
NJADRE1554488698 | Administratively Determined Incentive Program | Waldwick | 7463 | 7 | 5.48 | Residential | Behind the Meter | No | Net Metered Residential | Power Home Remodeling | None | PSE&G | Accepted | 2023-08-16 | 2023-08-30 | 2024-08-30 | Meters | SolarEdge | Revenue Grade Data Ansi C12.20 |  |  | 1 |  |  |  | Yes | Outdoor
NJADRE1554488698 | Administratively Determined Incentive Program | Waldwick | 7463 | 7 | 5.48 | Residential | Behind the Meter | No | Net Metered Residential | Power Home Remodeling | None | PSE&G | Accepted | 2023-08-16 | 2023-08-30 | 2024-08-30 | Solar Panels | Hyundai | HiS-S365XG(BK) |  | 0.365 | 10 | 193 | 24 |  | Fixed | Roof
NJADRE1554488698 | Administratively Determined Incentive Program | Waldwick | 7463 | 7 | 5.48 | Residential | Behind the Meter | No | Net Metered Residential | Power Home Remodeling | None | PSE&G | Accepted | 2023-08-16 | 2023-08-30 | 2024-08-30 | Solar Panels | Hyundai | HiS-S365XG(BK) |  | 0.365 | 5 | 103 | 24 |  | Fixed | Roof
NJADRE1554488880 | Administratively Determined Incentive Program | Pennsauken Twp | 8110 | 14 | 5.76 | Residential | Behind the Meter | Yes | Net Metered Residential | Bright Planet Solar | None | PSE&G | Accepted | 2023-08-16 | 2023-08-30 | 2024-08-30 | Inverters | Solar Edge | SE5000H-USRGM | 5000 |  | 1 |  |  | 0.98 |  | Outdoor | OUTSIDE
NJADRE1554488880 | Administratively Determined Incentive Program | Pennsauken Twp | 8110 | 14 | 5.76 | Residential | Behind the Meter | Yes | Net Metered Residential | Bright Planet Solar | None | PSE&G | Accepted | 2023-08-16 | 2023-08-30 | 2024-08-30 | Solar Panels | LONGI | LR4-60HPB-360M |  | 0.36 | 2 | 216 | 45 |  | Fixed | Roof
NJADRE1554488880 | Administratively Determined Incentive Program | Pennsauken Twp | 8110 | 14 | 5.76 | Residential | Behind the Meter | Yes | Net Metered Residential | Bright Planet Solar | None | PSE&G | Accepted | 2023-08-16 | 2023-08-30 | 2024-08-30 | Solar Panels | LONGI | LR4-60HPB-360M |  | 0.36 | 5 | 126 | 43 |  | Fixed | Roof
NJADRE1554488880 | Administratively Determined Incentive Program | Pennsauken Twp | 8110 | 14 | 5.76 | Residential | Behind the Meter | Yes | Net Metered Residential | Bright Planet Solar | None | PSE&G | Accepted | 2023-08-16 | 2023-08-30 | 2024-08-30 | Solar Panels | LONGI | LR4-60HPB-360M |  | 0.36 | 5 | 306 | 40 |  | Fixed | Roof
NJADRE1554488880 | Administratively Determined Incentive Program | Pennsauken Twp | 8110 | 14 | 5.76 | Residential | Behind the Meter | Yes | Net Metered Residential | Bright Planet Solar | None | PSE&G | Accepted | 2023-08-16 | 2023-08-30 | 2024-08-30 | Solar Panels | LONGI | LR4-60HPB-360M |  | 0.36 | 4 | 126 | 18 |  | Fixed | Roof
NJADRE1554488928 | Administratively Determined Incentive Program | Pittstown | 8867 | 4 | 52.8 | Residential | Behind the Meter | No | Net Metered Residential | Solar Mite Solutions | None | JCP&L | Accepted | 2023-08-16 | 2023-09-06 | 2024-09-06 | Inverters | Enphase | IQ8A | 290 |  | 110 |  |  | 0.98 |  | Outdoor | under solar modules
NJADRE1554488928 | Administratively Determined Incentive Program | Pittstown | 8867 | 4 | 52.8 | Residential | Behind the Meter | No | Net Metered Residential | Solar Mite Solutions | None | JCP&L | Accepted | 2023-08-16 | 2023-09-06 | 2024-09-06 | Solar Panels | Hanwha | Q.Peak G11.2 |  | 0.48 | 110 | 155 | 30 |  | Fixed | Ground
NJADRE1554491652 | Administratively Determined Incentive Program | Newfield, | 8344 | 15 | 6 | Residential | Behind the Meter | Yes | Net Metered Residential | Suntuity Solar LLC | None | AC Electric | Accepted | 2023-08-17 | 2023-08-30 | 2024-08-30 | Inverters | ENPHASE | IQ8PLUS-72-2-US | 290 |  | 15 |  |  | 0.97 |  | Outdoor | Behind the PV modules
NJADRE1554491652 | Administratively Determined Incentive Program | Newfield, | 8344 | 15 | 6 | Residential | Behind the Meter | Yes | Net Metered Residential | Suntuity Solar LLC | None | AC Electric | Accepted | 2023-08-17 | 2023-08-30 | 2024-08-30 | Solar Panels | SILFAB PRIME | SIL-400 HC+ |  | 0.4 | 9 | 238 | 24 |  | Fixed | Roof
NJADRE1554491652 | Administratively Determined Incentive Program | Newfield, | 8344 | 15 | 6 | Residential | Behind the Meter | Yes | Net Metered Residential | Suntuity Solar LLC | None | AC Electric | Accepted | 2023-08-17 | 2023-08-30 | 2024-08-30 | Solar Panels | SILFAB PRIME | SIL-400 HC+ |  | 0.4 | 6 | 58 | 24 |  | Fixed | Roof
NJADRE1554491653 | Administratively Determined Incentive Program | Bayville, | 8721 | 18 | 8 | Residential | Behind the Meter | Yes | Net Metered Residential | Suntuity Solar LLC | None | JCP&L | Accepted | 2023-08-17 | 2023-08-30 | 2024-08-30 | Inverters | ENPHASE | IQ8PLUS-72-2-US | 290 |  | 20 |  |  | 0.97 |  | Outdoor | Behind the PV modules
NJADRE1554491653 | Administratively Determined Incentive Program | Bayville, | 8721 | 18 | 8 | Residential | Behind the Meter | Yes | Net Metered Residential | Suntuity Solar LLC | None | JCP&L | Accepted | 2023-08-17 | 2023-08-30 | 2024-08-30 | Solar Panels | SILFAB PRIME | SIL-400 HC+ |  | 0.4 | 20 | 184 | 20 |  | Fixed | Roof
NJADRE1554491658 | Administratively Determined Incentive Program | Sicklerville, New Jersey | 8081 | 14 | 8.4 | Residential | Behind the Meter | Yes | Net Metered Residential | Suntuity Solar LLC | None | AC Electric | Accepted | 2023-08-17 | 2023-08-30 | 2024-08-30 | Inverters | (21) ENPHASE | IQ8PLUS-72-2-US | 290 |  | 21 |  |  | 0.97 |  | Outdoor | Behind the PV modules
NJADRE1554491658 | Administratively Determined Incentive Program | Sicklerville, New Jersey | 8081 | 14 | 8.4 | Residential | Behind the Meter | Yes | Net Metered Residential | Suntuity Solar LLC | None | AC Electric | Accepted | 2023-08-17 | 2023-08-30 | 2024-08-30 | Solar Panels | (21) HANWHA | Q.PEAK DUO BLK ML-G10+ 400 |  | 0.4 | 10 | 219 | 18 |  | Fixed | Roof
NJADRE1554491658 | Administratively Determined Incentive Program | Sicklerville, New Jersey | 8081 | 14 | 8.4 | Residential | Behind the Meter | Yes | Net Metered Residential | Suntuity Solar LLC | None | AC Electric | Accepted | 2023-08-17 | 2023-08-30 | 2024-08-30 | Solar Panels | (21) HANWHA | Q.PEAK DUO BLK ML-G10+ 400 |  | 0.4 | 11 | 219 | 18 |  | Fixed | Roof
NJADRE1554491665 | Administratively Determined Incentive Program | East Orange , | 7017 | 9 | 8 | Residential | Behind the Meter | Yes | Net Metered Residential | Suntuity Solar LLC | None | PSE&G | Accepted | 2023-08-17 | 2023-08-30 | 2024-08-30 | Inverters | ENPHASE | IQ8PLUS-72-2-US | 290 |  | 20 |  |  | 0.97 |  | Outdoor | Behind the PV modules
NJADRE1554491665 | Administratively Determined Incentive Program | East Orange , | 7017 | 9 | 8 | Residential | Behind the Meter | Yes | Net Metered Residential | Suntuity Solar LLC | None | PSE&G | Accepted | 2023-08-17 | 2023-08-30 | 2024-08-30 | Solar Panels | SILFAB PRIME | SIL-400 HC+ |  | 0.4 | 2 | 218 | 45 |  | Fixed | Roof
NJADRE1554491665 | Administratively Determined Incentive Program | East Orange , | 7017 | 9 | 8 | Residential | Behind the Meter | Yes | Net Metered Residential | Suntuity Solar LLC | None | PSE&G | Accepted | 2023-08-17 | 2023-08-30 | 2024-08-30 | Solar Panels | SILFAB PRIME | SIL-400 HC+ |  | 0.4 | 5 | 218 | 45 |  | Fixed | Roof
NJADRE1554491665 | Administratively Determined Incentive Program | East Orange , | 7017 | 9 | 8 | Residential | Behind the Meter | Yes | Net Metered Residential | Suntuity Solar LLC | None | PSE&G | Accepted | 2023-08-17 | 2023-08-30 | 2024-08-30 | Solar Panels | SILFAB PRIME | SIL-400 HC+ |  | 0.4 | 2 | 128 | 45 |  | Fixed | Roof
NJADRE1554491665 | Administratively Determined Incentive Program | East Orange , | 7017 | 9 | 8 | Residential | Behind the Meter | Yes | Net Metered Residential | Suntuity Solar LLC | None | PSE&G | Accepted | 2023-08-17 | 2023-08-30 | 2024-08-30 | Solar Panels | SILFAB PRIME | SIL-400 HC+ |  | 0.4 | 2 | 128 | 11 |  | Fixed | Roof
NJADRE1554491665 | Administratively Determined Incentive Program | East Orange , | 7017 | 9 | 8 | Residential | Behind the Meter | Yes | Net Metered Residential | Suntuity Solar LLC | None | PSE&G | Accepted | 2023-08-17 | 2023-08-30 | 2024-08-30 | Solar Panels | SILFAB PRIME | SIL-400 HC+ |  | 0.4 | 9 | 308 | 45 |  | Fixed | Roof
NJADRE1554491669 | Administratively Determined Incentive Program | Elmer, New Jersey | 8318 | 16 | 5.6 | Residential | Behind the Meter | Yes | Net Metered Residential | Suntuity Solar LLC | None | AC Electric | Accepted | 2023-08-17 | 2023-08-30 | 2024-08-30 | Inverters | (14) ENPHASE | IQ8PLUS-72-2-US | 290 |  | 14 |  |  | 0.97 |  | Outdoor | Behind the PV modules
NJADRE1554491669 | Administratively Determined Incentive Program | Elmer, New Jersey | 8318 | 16 | 5.6 | Residential | Behind the Meter | Yes | Net Metered Residential | Suntuity Solar LLC | None | AC Electric | Accepted | 2023-08-17 | 2023-08-30 | 2024-08-30 | Solar Panels | (14) SILFAB | PRIME SIL-400 HC+ |  | 0.4 | 14 | 241 | 34 |  | Fixed | Roof
NJADRE1554491676 | Administratively Determined Incentive Program | Columbia, New Jersey | 7832 | 2 | 8.8 | Residential | Behind the Meter | Yes | Net Metered Residential | Suntuity Solar LLC | None | JCP&L | Accepted | 2023-08-17 | 2023-08-30 | 2024-08-30 | Inverters | (22) ENPHASE | IQ8PLUS-72-2-US | 290 |  | 22 |  |  | 0.97 |  | Outdoor | Behind the PV modules
NJADRE1554491676 | Administratively Determined Incentive Program | Columbia, New Jersey | 7832 | 2 | 8.8 | Residential | Behind the Meter | Yes | Net Metered Residential | Suntuity Solar LLC | None | JCP&L | Accepted | 2023-08-17 | 2023-08-30 | 2024-08-30 | Solar Panels | (22) HYPERION | HY-DH108P8 400B |  | 0.4 | 7 | 148 | 30 |  | Fixed | Roof
NJADRE1554491676 | Administratively Determined Incentive Program | Columbia, New Jersey | 7832 | 2 | 8.8 | Residential | Behind the Meter | Yes | Net Metered Residential | Suntuity Solar LLC | None | JCP&L | Accepted | 2023-08-17 | 2023-08-30 | 2024-08-30 | Solar Panels | (22) HYPERION | HY-DH108P8 400B |  | 0.4 | 15 | 328 | 30 |  | Fixed | Roof
NJADRE1554491685 | Administratively Determined Incentive Program | Bergenfield | 7621 | 7 | 8.03 | Residential | Behind the Meter | No | Net Metered Residential | Power Home Remodeling | None | PSE&G | Accepted | 2023-08-17 | 2023-08-30 | 2024-08-30 | Inverters | SolarEdge | SE6000H-US | 6000 |  | 1 |  |  | 0.99 |  | Outdoor
NJADRE1554491685 | Administratively Determined Incentive Program | Bergenfield | 7621 | 7 | 8.03 | Residential | Behind the Meter | No | Net Metered Residential | Power Home Remodeling | None | PSE&G | Accepted | 2023-08-17 | 2023-08-30 | 2024-08-30 | Meters | SolarEdge | Revenue Grade Data Ansi C12.20 |  |  | 1 |  |  |  | Yes | Outdoor
NJADRE1554491685 | Administratively Determined Incentive Program | Bergenfield | 7621 | 7 | 8.03 | Residential | Behind the Meter | No | Net Metered Residential | Power Home Remodeling | None | PSE&G | Accepted | 2023-08-17 | 2023-08-30 | 2024-08-30 | Solar Panels | Hyundai | HiS-S365XG(BK) |  | 0.365 | 12 | 88 | 26 |  | Fixed | Roof
NJADRE1554491685 | Administratively Determined Incentive Program | Bergenfield | 7621 | 7 | 8.03 | Residential | Behind the Meter | No | Net Metered Residential | Power Home Remodeling | None | PSE&G | Accepted | 2023-08-17 | 2023-08-30 | 2024-08-30 | Solar Panels | Hyundai | HiS-S365XG(BK) |  | 0.365 | 10 | 268 | 26 |  | Fixed | Roof
NJADRE1554491734 | Administratively Determined Incentive Program | Ringoes | 8551 | 4 | 10.13 | Residential | Behind the Meter | Yes | Net Metered Residential | Trinity Solar Inc. | None | JCP&L | Accepted | 2023-08-17 | 2023-08-30 | 2024-08-30 | Inverters | Solar Edge | SE7600H-US | 7600 |  | 1 |  |  | 0.97 |  | Outdoor
NJADRE1554491734 | Administratively Determined Incentive Program | Ringoes | 8551 | 4 | 10.13 | Residential | Behind the Meter | Yes | Net Metered Residential | Trinity Solar Inc. | None | JCP&L | Accepted | 2023-08-17 | 2023-08-30 | 2024-08-30 | Solar Panels | HANWHA 405 (Q.PEAK DUO BLK ML-G10+ 405) | HANWHA 405 (Q.PEAK DUO BLK ML-G10+ 405) |  | 0.405 | 4 | 133 | 34 |  | Fixed | Roof
NJADRE1554491734 | Administratively Determined Incentive Program | Ringoes | 8551 | 4 | 10.13 | Residential | Behind the Meter | Yes | Net Metered Residential | Trinity Solar Inc. | None | JCP&L | Accepted | 2023-08-17 | 2023-08-30 | 2024-08-30 | Solar Panels | HANWHA 405 (Q.PEAK DUO BLK ML-G10+ 405) | HANWHA 405 (Q.PEAK DUO BLK ML-G10+ 405) |  | 0.405 | 12 | 133 | 34 |  | Fixed | Roof
NJADRE1554491734 | Administratively Determined Incentive Program | Ringoes | 8551 | 4 | 10.13 | Residential | Behind the Meter | Yes | Net Metered Residential | Trinity Solar Inc. | None | JCP&L | Accepted | 2023-08-17 | 2023-08-30 | 2024-08-30 | Solar Panels | HANWHA 405 (Q.PEAK DUO BLK ML-G10+ 405) | HANWHA 405 (Q.PEAK DUO BLK ML-G10+ 405) |  | 0.405 | 9 | 133 | 34 |  | Fixed | Roof
NJADRE1554491767 | Administratively Determined Incentive Program | Newark | 7112 | 9 | 6.8 | Residential | Behind the Meter | Yes | Net Metered Residential | Pro Custom Solar dba Momentum Solar | None | PSE&G | Accepted | 2023-08-17 | 2023-08-30 | 2024-08-30 | Inverters | Enphase | IQ8PLUS-72-2-US | 290 |  | 17 |  |  | 0.97 |  | Outdoor
NJADRE1554491767 | Administratively Determined Incentive Program | Newark | 7112 | 9 | 6.8 | Residential | Behind the Meter | Yes | Net Metered Residential | Pro Custom Solar dba Momentum Solar | None | PSE&G | Accepted | 2023-08-17 | 2023-08-30 | 2024-08-30 | Solar Panels | Hanwha | q.peak duo blk ML-g10+400 |  | 0.4 | 17 | 215 | 32 |  | Fixed | Roof
NJADRE1554491771 | Administratively Determined Incentive Program | Bloomfield Twp | 7003 | 9 | 2.96 | Residential | Behind the Meter | No | Net Metered Residential | Vision Solar LLC | None | PSE&G | Accepted | 2023-08-17 | 2023-08-30 | 2024-08-30 | Inverters | SolarEdge | SE3800H-USRGM | 4 |  | 1 |  |  | 0.97 |  | Outdoor
NJADRE1554491771 | Administratively Determined Incentive Program | Bloomfield Twp | 7003 | 9 | 2.96 | Residential | Behind the Meter | No | Net Metered Residential | Vision Solar LLC | None | PSE&G | Accepted | 2023-08-17 | 2023-08-30 | 2024-08-30 | Solar Panels | ZNSHINE SOLAR | ZXM6-NH120-370/M |  | 0.37 | 8 | 284 | 26 |  | Fixed | Roof
NJADRE1554491785 | Administratively Determined Incentive Program | Passaic City | 7055 | 6 | 4.74 | Residential | Behind the Meter | Yes | Net Metered Residential | Sunrun Installation Services, Inc. | None | PSE&G | Accepted | 2023-08-17 | 2023-08-30 | 2024-08-30 | Inverters | Delta Electronics | E4-TL-US | 4000 |  | 1 |  |  | 0.98 |  | Outdoor | Next to the meter
NJADRE1554491785 | Administratively Determined Incentive Program | Passaic City | 7055 | 6 | 4.74 | Residential | Behind the Meter | Yes | Net Metered Residential | Sunrun Installation Services, Inc. | None | PSE&G | Accepted | 2023-08-17 | 2023-08-30 | 2024-08-30 | Solar Panels | Trina Solar | TSM-395DE09C.07 |  | 0.395 | 12 | 175 | 23 |  | Fixed | Roof
NJADRE1554491831 | Administratively Determined Incentive Program | Newark | 7106 | 9 | 4.4 | Residential | Behind the Meter | Yes | Net Metered Residential | Momentum Solar Energy Services | None | PSE&G | Accepted | 2023-08-17 | 2023-08-30 | 2024-08-30 | Inverters | Hanwha | IQ8PLUS-72-2-US | 290 |  | 11 |  |  | 0.97 |  | Outdoor
NJADRE1554491831 | Administratively Determined Incentive Program | Newark | 7106 | 9 | 4.4 | Residential | Behind the Meter | Yes | Net Metered Residential | Momentum Solar Energy Services | None | PSE&G | Accepted | 2023-08-17 | 2023-08-30 | 2024-08-30 | Solar Panels | Hanwha | q.peak duo blk ML-g10+400 |  | 0.4 | 11 | 112 | 8 |  | Fixed | Roof
NJADRE1554491858 | Administratively Determined Incentive Program | Andover | 7821 | 1 | 19.44 | Residential | Behind the Meter | Yes | Net Metered Residential | Trinity Solar | None | JCP&L | Accepted | 2023-08-17 | 2023-08-30 | 2024-08-30 | Inverters | Solar Edge | SE7600H-US000BEi4 | 15200 |  | 2 |  |  | 0.97 |  | Outdoor
NJADRE1554491858 | Administratively Determined Incentive Program | Andover | 7821 | 1 | 19.44 | Residential | Behind the Meter | Yes | Net Metered Residential | Trinity Solar | None | JCP&L | Accepted | 2023-08-17 | 2023-08-30 | 2024-08-30 | Solar Panels | HANWHA | Q.PEAK DUO BLK ML-G10+ 405 |  | 0.405 | 25 | 215 | 37 |  | Fixed | Roof
NJADRE1554491858 | Administratively Determined Incentive Program | Andover | 7821 | 1 | 19.44 | Residential | Behind the Meter | Yes | Net Metered Residential | Trinity Solar | None | JCP&L | Accepted | 2023-08-17 | 2023-08-30 | 2024-08-30 | Solar Panels | HANWHA | Q.PEAK DUO BLK ML-G10+ 405 |  | 0.405 | 19 | 35 | 37 |  | Fixed | Roof
NJADRE1554491858 | Administratively Determined Incentive Program | Andover | 7821 | 1 | 19.44 | Residential | Behind the Meter | Yes | Net Metered Residential | Trinity Solar | None | JCP&L | Accepted | 2023-08-17 | 2023-08-30 | 2024-08-30 | Solar Panels | HANWHA | Q.PEAK DUO BLK ML-G10+ 405 |  | 0.405 | 4 | 215 | 37 |  | Fixed | Roof
NJADRE1554491862 | Administratively Determined Incentive Program | Bloomfield Twp | 7003 | 9 | 3.7 | Residential | Behind the Meter | No | Net Metered Residential | Vision Solar LLC | None | PSE&G | Accepted | 2023-08-17 | 2023-08-30 | 2024-08-30 | Inverters | SolarEdge | SE3800H-USRGM | 4 |  | 1 |  |  | 0.97 |  | Outdoor
NJADRE1554491862 | Administratively Determined Incentive Program | Bloomfield Twp | 7003 | 9 | 3.7 | Residential | Behind the Meter | No | Net Metered Residential | Vision Solar LLC | None | PSE&G | Accepted | 2023-08-17 | 2023-08-30 | 2024-08-30 | Solar Panels | ZNSHINE SOLAR | ZXM6-NH120-370/M |  | 0.37 | 8 | 104 | 26 |  | Fixed | Roof
NJADRE1554491862 | Administratively Determined Incentive Program | Bloomfield Twp | 7003 | 9 | 3.7 | Residential | Behind the Meter | No | Net Metered Residential | Vision Solar LLC | None | PSE&G | Accepted | 2023-08-17 | 2023-08-30 | 2024-08-30 | Solar Panels | ZNSHINE SOLAR | ZXM6-NH120-370/M |  | 0.37 | 2 | 104 | 5 |  | Fixed | Roof
NJADRE1554491878 | Administratively Determined Incentive Program | Ocean twp | 8758 | 18 | 6.4 | Residential | Behind the Meter | Yes | Net Metered Residential | Pro Custom Solar dba Momentum Solar | None | JCP&L | Accepted | 2023-08-17 | 2023-08-30 | 2024-08-30 | Inverters | Enphase | IQ8PLUS-72-2-US | 290 |  | 16 |  |  | 0.97 |  | Outdoor
NJADRE1554491878 | Administratively Determined Incentive Program | Ocean twp | 8758 | 18 | 6.4 | Residential | Behind the Meter | Yes | Net Metered Residential | Pro Custom Solar dba Momentum Solar | None | JCP&L | Accepted | 2023-08-17 | 2023-08-30 | 2024-08-30 | Solar Panels | Hanwha | q.peak duo blk ML-g10+400 |  | 0.4 | 10 | 171 | 29 |  | Fixed | Roof
NJADRE1554491878 | Administratively Determined Incentive Program | Ocean twp | 8758 | 18 | 6.4 | Residential | Behind the Meter | Yes | Net Metered Residential | Pro Custom Solar dba Momentum Solar | None | JCP&L | Accepted | 2023-08-17 | 2023-08-30 | 2024-08-30 | Solar Panels | Hanwha | q.peak duo blk ML-g10+400 |  | 0.4 | 6 | 351 | 30 |  | Fixed | Roof
NJADRE1554491879 | Administratively Determined Incentive Program | Mansfield Twp Bur | 8022 | 13 | 12.95 | Residential | Behind the Meter | No | Net Metered Residential | Vision Solar LLC | None | PSE&G | Accepted | 2023-08-17 | 2023-08-30 | 2024-08-30 | Inverters | SolarEdge | SE10000H-USRGM | 10 |  | 1 |  |  | 0.97 |  | Outdoor
NJADRE1554491879 | Administratively Determined Incentive Program | Mansfield Twp Bur | 8022 | 13 | 12.95 | Residential | Behind the Meter | No | Net Metered Residential | Vision Solar LLC | None | PSE&G | Accepted | 2023-08-17 | 2023-08-30 | 2024-08-30 | Solar Panels | ZNSHINE SOLAR | ZXM6-NH120-370/M |  | 0.37 | 6 | 193 | 32 |  | Fixed | Roof
NJADRE1554491879 | Administratively Determined Incentive Program | Mansfield Twp Bur | 8022 | 13 | 12.95 | Residential | Behind the Meter | No | Net Metered Residential | Vision Solar LLC | None | PSE&G | Accepted | 2023-08-17 | 2023-08-30 | 2024-08-30 | Solar Panels | ZNSHINE SOLAR | ZXM6-NH120-370/M |  | 0.37 | 7 | 283 | 44 |  | Fixed | Roof
NJADRE1554491879 | Administratively Determined Incentive Program | Mansfield Twp Bur | 8022 | 13 | 12.95 | Residential | Behind the Meter | No | Net Metered Residential | Vision Solar LLC | None | PSE&G | Accepted | 2023-08-17 | 2023-08-30 | 2024-08-30 | Solar Panels | ZNSHINE SOLAR | ZXM6-NH120-370/M |  | 0.37 | 3 | 193 | 32 |  | Fixed | Roof
NJADRE1554491879 | Administratively Determined Incentive Program | Mansfield Twp Bur | 8022 | 13 | 12.95 | Residential | Behind the Meter | No | Net Metered Residential | Vision Solar LLC | None | PSE&G | Accepted | 2023-08-17 | 2023-08-30 | 2024-08-30 | Solar Panels | ZNSHINE SOLAR | ZXM6-NH120-370/M |  | 0.37 | 7 | 193 | 26 |  | Fixed | Roof
NJADRE1554491879 | Administratively Determined Incentive Program | Mansfield Twp Bur | 8022 | 13 | 12.95 | Residential | Behind the Meter | No | Net Metered Residential | Vision Solar LLC | None | PSE&G | Accepted | 2023-08-17 | 2023-08-30 | 2024-08-30 | Solar Panels | ZNSHINE SOLAR | ZXM6-NH120-370/M |  | 0.37 | 12 | 103 | 34 |  | Fixed | Roof
NJADRE1554491888 | Administratively Determined Incentive Program | Irvington | 7111 | 9 | 2.92 | Residential | Behind the Meter | Yes | Net Metered Residential | Pro Custom Solar dba Momentum Solar | None | PSE&G | Accepted | 2023-08-17 | 2023-08-31 | 2024-08-31 | Solar Panels | hanwha | Â Q. PEAK DUO BLK-G10+365 |  | 0.365 | 5 | 316 | 26 |  | Fixed | Roof
NJADRE1554491888 | Administratively Determined Incentive Program | Irvington | 7111 | 9 | 2.92 | Residential | Behind the Meter | Yes | Net Metered Residential | Pro Custom Solar dba Momentum Solar | None | PSE&G | Accepted | 2023-08-17 | 2023-08-31 | 2024-08-31 | Solar Panels | hanwha | Â Q. PEAK DUO BLK-G10+365 |  | 0.365 | 3 | 316 | 12 |  | Fixed | Roof
NJADRE1554491888 | Administratively Determined Incentive Program | Irvington | 7111 | 9 | 2.92 | Residential | Behind the Meter | Yes | Net Metered Residential | Pro Custom Solar dba Momentum Solar | None | PSE&G | Accepted | 2023-08-17 | 2023-08-31 | 2024-08-31 | Inverters | enphase | IQ8PLUS-72-2-US | 290 |  | 8 |  |  | 0.97 |  | Outdoor
NJADRE1554491901 | Administratively Determined Incentive Program | Lakewood | 8701 | 18 | 13.14 | Residential | Behind the Meter | Yes | Net Metered Residential | Kamtech Solar Solutions | None | JCP&L | Accepted | 2023-08-17 | 2023-08-30 | 2024-08-30 | Inverters | ENPHASE | IQ7HS-66-M-US | 384 |  | 36 |  |  | 0.97 |  | Outdoor | ROOF
NJADRE1554491901 | Administratively Determined Incentive Program | Lakewood | 8701 | 18 | 13.14 | Residential | Behind the Meter | Yes | Net Metered Residential | Kamtech Solar Solutions | None | JCP&L | Accepted | 2023-08-17 | 2023-08-30 | 2024-08-30 | Solar Panels | HANWHA Q CELLS | Q PEAK DUO BLK G 10+ |  | 0.365 | 36 | 180 | 30 |  | Fixed | Roof
NJADRE1554491907 | Administratively Determined Incentive Program | Palmyra | 8065 | 13 | 9.6 | Residential | Behind the Meter | Yes | Net Metered Residential | SunnyMac LLC | None | PSE&G | Accepted | 2023-08-17 | 2023-08-30 | 2024-08-30 | Solar Panels | HANWHA | Q.PEAK DUO BLK ML-G10+400 |  | 0.4 | 14 | 53 | 22 |  | Fixed | Roof
NJADRE1554491907 | Administratively Determined Incentive Program | Palmyra | 8065 | 13 | 9.6 | Residential | Behind the Meter | Yes | Net Metered Residential | SunnyMac LLC | None | PSE&G | Accepted | 2023-08-17 | 2023-08-30 | 2024-08-30 | Solar Panels | HANWHA | Q.PEAK DUO BLK ML-G10+400 |  | 0.4 | 7 | 233 | 22 |  | Fixed | Roof
NJADRE1554491907 | Administratively Determined Incentive Program | Palmyra | 8065 | 13 | 9.6 | Residential | Behind the Meter | Yes | Net Metered Residential | SunnyMac LLC | None | PSE&G | Accepted | 2023-08-17 | 2023-08-30 | 2024-08-30 | Solar Panels | HANWHA | Q.PEAK DUO BLK ML-G10+400 |  | 0.4 | 3 | 143 | 23 |  | Fixed | Roof
NJADRE1554491907 | Administratively Determined Incentive Program | Palmyra | 8065 | 13 | 9.6 | Residential | Behind the Meter | Yes | Net Metered Residential | SunnyMac LLC | None | PSE&G | Accepted | 2023-08-17 | 2023-08-30 | 2024-08-30 | Inverters | Solaredge | SE 7600H -US | 7600 |  | 1 |  |  | 0.99 |  | Outdoor | NEXT TO METER
NJADRE1554491907 | Administratively Determined Incentive Program | Palmyra | 8065 | 13 | 9.6 | Residential | Behind the Meter | Yes | Net Metered Residential | SunnyMac LLC | None | PSE&G | Accepted | 2023-08-17 | 2023-08-30 | 2024-08-30 | Meters | SE-RGMTR-1D-240C-B | Solaredge |  |  | 1 |  |  |  | Yes | Outdoor
NJADRE1554491917 | Administratively Determined Incentive Program | Perth Amboy | 8861 | 11 | 66.3 | Commercial | Behind the Meter | No | Small Net-Metered Non-Residential located on Rooftop, Carport, Canopy and Floating Solar | US Clean Energy Construction Inc. | None | PSE&G | Accepted | 2023-08-18 | 2023-09-07 | 2024-09-07 | Inverters | SMA America Inc. | SMA tri-power Core1 STP50-US-41 | 50 |  | 1 |  |  | 0.98 |  | Outdoor
NJADRE1554491917 | Administratively Determined Incentive Program | Perth Amboy | 8861 | 11 | 66.3 | Commercial | Behind the Meter | No | Small Net-Metered Non-Residential located on Rooftop, Carport, Canopy and Floating Solar | US Clean Energy Construction Inc. | None | PSE&G | Accepted | 2023-08-18 | 2023-09-07 | 2024-09-07 | Meters | ACCU ENERGY | Acuvim IIR-D |  |  | 1 |  |  |  | Yes | Outdoor
NJADRE1554491917 | Administratively Determined Incentive Program | Perth Amboy | 8861 | 11 | 66.3 | Commercial | Behind the Meter | No | Small Net-Metered Non-Residential located on Rooftop, Carport, Canopy and Floating Solar | US Clean Energy Construction Inc. | None | PSE&G | Accepted | 2023-08-18 | 2023-09-07 | 2024-09-07 | Solar Panels | Trina Solar | Trina 390W |  | 0.39 | 36 | 111 | 10 |  | Fixed | Roof
NJADRE1554491917 | Administratively Determined Incentive Program | Perth Amboy | 8861 | 11 | 66.3 | Commercial | Behind the Meter | No | Small Net-Metered Non-Residential located on Rooftop, Carport, Canopy and Floating Solar | US Clean Energy Construction Inc. | None | PSE&G | Accepted | 2023-08-18 | 2023-09-07 | 2024-09-07 | Solar Panels | Trina Solar | Trina 390W |  | 0.39 | 36 | 291 | 10 |  | Fixed | Roof
NJADRE1554491917 | Administratively Determined Incentive Program | Perth Amboy | 8861 | 11 | 66.3 | Commercial | Behind the Meter | No | Small Net-Metered Non-Residential located on Rooftop, Carport, Canopy and Floating Solar | US Clean Energy Construction Inc. | None | PSE&G | Accepted | 2023-08-18 | 2023-09-07 | 2024-09-07 | Solar Panels | Trina Solar | Trina 390W |  | 0.39 | 50 | 126 | 10 |  | Fixed | Roof
NJADRE1554491917 | Administratively Determined Incentive Program | Perth Amboy | 8861 | 11 | 66.3 | Commercial | Behind the Meter | No | Small Net-Metered Non-Residential located on Rooftop, Carport, Canopy and Floating Solar | US Clean Energy Construction Inc. | None | PSE&G | Accepted | 2023-08-18 | 2023-09-07 | 2024-09-07 | Solar Panels | Trina Solar | Trina 390W |  | 0.39 | 48 | 306 | 10 |  | Fixed | Roof
NJADRE1554491957 | Administratively Determined Incentive Program | Sparta | 7871 | 1 | 11.34 | Residential | Behind the Meter | Yes | Net Metered Residential | Trinity Solar Inc. | None | JCP&L | Accepted | 2023-08-17 | 2023-08-30 | 2024-08-30 | Inverters | Solar Edge | SE10000H-US | 10000 |  | 1 |  |  | 0.97 |  | Outside
NJADRE1554491957 | Administratively Determined Incentive Program | Sparta | 7871 | 1 | 11.34 | Residential | Behind the Meter | Yes | Net Metered Residential | Trinity Solar Inc. | None | JCP&L | Accepted | 2023-08-17 | 2023-08-30 | 2024-08-30 | Solar Panels | HANWHA 405 (Q.PEAK DUO BLK ML-G10+ 405) | HANWHA 405 (Q.PEAK DUO BLK ML-G10+ 405) |  | 0.405 | 10 | 71 | 43 |  | Fixed | Roof
NJADRE1554491957 | Administratively Determined Incentive Program | Sparta | 7871 | 1 | 11.34 | Residential | Behind the Meter | Yes | Net Metered Residential | Trinity Solar Inc. | None | JCP&L | Accepted | 2023-08-17 | 2023-08-30 | 2024-08-30 | Solar Panels | HANWHA 405 (Q.PEAK DUO BLK ML-G10+ 405) | HANWHA 405 (Q.PEAK DUO BLK ML-G10+ 405) |  | 0.405 | 9 | 251 | 43 |  | Fixed | Roof
NJADRE1554491957 | Administratively Determined Incentive Program | Sparta | 7871 | 1 | 11.34 | Residential | Behind the Meter | Yes | Net Metered Residential | Trinity Solar Inc. | None | JCP&L | Accepted | 2023-08-17 | 2023-08-30 | 2024-08-30 | Solar Panels | HANWHA 405 (Q.PEAK DUO BLK ML-G10+ 405) | HANWHA 405 (Q.PEAK DUO BLK ML-G10+ 405) |  | 0.405 | 6 | 161 | 37 |  | Fixed | Roof
NJADRE1554491957 | Administratively Determined Incentive Program | Sparta | 7871 | 1 | 11.34 | Residential | Behind the Meter | Yes | Net Metered Residential | Trinity Solar Inc. | None | JCP&L | Accepted | 2023-08-17 | 2023-08-30 | 2024-08-30 | Solar Panels | HANWHA 405 (Q.PEAK DUO BLK ML-G10+ 405) | HANWHA 405 (Q.PEAK DUO BLK ML-G10+ 405) |  | 0.405 | 3 | 161 | 37 |  | Fixed | Roof
NJADRE1554491998 | Administratively Determined Incentive Program | Union Twp | 7083 | 10 | 4.74 | Residential | Behind the Meter | Yes | Net Metered Residential | Sunrun Installation Services, Inc. | None | PSE&G | Accepted | 2023-08-17 | 2023-08-30 | 2024-08-30 | Inverters | Delta Electronics | E4-TL-US | 4000 |  | 1 |  |  | 0.98 |  | Outdoor | Next to the meter
NJADRE1554491998 | Administratively Determined Incentive Program | Union Twp | 7083 | 10 | 4.74 | Residential | Behind the Meter | Yes | Net Metered Residential | Sunrun Installation Services, Inc. | None | PSE&G | Accepted | 2023-08-17 | 2023-08-30 | 2024-08-30 | Solar Panels | Trina Solar | TSM-395DE09C.07 |  | 0.395 | 12 | 153 | 18 |  | Fixed | Roof
NJADRE1554492982 | Administratively Determined Incentive Program | Maplewood | 7040 | 9 | 10.4 | Residential | Behind the Meter | Yes | Net Metered Residential | Sunny Mac LLC | None | PSE&G | Accepted | 2023-08-18 | 2023-08-31 | 2024-08-31 | Solar Panels | HANWHA | Q.PEAK DUO BLK ML-G10+400 |  | 0.4 | 12 | 109 | 31 |  | Fixed | Roof
NJADRE1554492982 | Administratively Determined Incentive Program | Maplewood | 7040 | 9 | 10.4 | Residential | Behind the Meter | Yes | Net Metered Residential | Sunny Mac LLC | None | PSE&G | Accepted | 2023-08-18 | 2023-08-31 | 2024-08-31 | Solar Panels | HANWHA | Q.PEAK DUO BLK ML-G10+400 |  | 0.4 | 3 | 109 | 19 |  | Fixed | Roof
NJADRE1554492982 | Administratively Determined Incentive Program | Maplewood | 7040 | 9 | 10.4 | Residential | Behind the Meter | Yes | Net Metered Residential | Sunny Mac LLC | None | PSE&G | Accepted | 2023-08-18 | 2023-08-31 | 2024-08-31 | Solar Panels | HANWHA | Q.PEAK DUO BLK ML-G10+400 |  | 0.4 | 11 | 289 | 31 |  | Fixed | Roof
NJADRE1554492982 | Administratively Determined Incentive Program | Maplewood | 7040 | 9 | 10.4 | Residential | Behind the Meter | Yes | Net Metered Residential | Sunny Mac LLC | None | PSE&G | Accepted | 2023-08-18 | 2023-08-31 | 2024-08-31 | Inverters | Solaredge | SE7600H-US | 7600 |  | 1 |  |  | 0.99 |  | Outdoor | next to meter
NJADRE1554493282 | Administratively Determined Incentive Program | New Brunswick City | 8901 | 11 | 5.4 | Residential | Behind the Meter | No | Net Metered Residential | Bright Planet Solar | None | PSE&G | Accepted | 2023-08-17 | 2023-08-31 | 2024-08-31 | Inverters | Solar Edge | SE3800H-USRGM | 3800 |  | 1 |  |  | 0.98 |  | Outdoor | OUTSIDE
NJADRE1554493282 | Administratively Determined Incentive Program | New Brunswick City | 8901 | 11 | 5.4 | Residential | Behind the Meter | No | Net Metered Residential | Bright Planet Solar | None | PSE&G | Accepted | 2023-08-17 | 2023-08-31 | 2024-08-31 | Solar Panels | LONGI | LR4-60HPB-360M |  | 0.36 | 4 | 220 | 40 |  | Fixed | Roof
NJADRE1554493282 | Administratively Determined Incentive Program | New Brunswick City | 8901 | 11 | 5.4 | Residential | Behind the Meter | No | Net Metered Residential | Bright Planet Solar | None | PSE&G | Accepted | 2023-08-17 | 2023-08-31 | 2024-08-31 | Solar Panels | LONGI | LR4-60HPB-360M |  | 0.36 | 8 | 40 | 40 |  | Fixed | Roof
NJADRE1554493282 | Administratively Determined Incentive Program | New Brunswick City | 8901 | 11 | 5.4 | Residential | Behind the Meter | No | Net Metered Residential | Bright Planet Solar | None | PSE&G | Accepted | 2023-08-17 | 2023-08-31 | 2024-08-31 | Solar Panels | LONGI | LR4-60HPB-360M |  | 0.36 | 3 | 129 | 40 |  | Fixed | Roof
NJADRE1554493890 | Administratively Determined Incentive Program | Wyckoff | 7481 | 7 | 9.66 | Residential | Behind the Meter | No | Net Metered Residential | Infinity Solar Systems | None | PSE&G | Accepted | 2023-08-17 | 2023-08-30 | 2024-08-30 | Inverters | Enphase | IQ7X-96-2-US | 315 |  | 23 |  |  | 0.97 |  | Outdoor
NJADRE1554493890 | Administratively Determined Incentive Program | Wyckoff | 7481 | 7 | 9.66 | Residential | Behind the Meter | No | Net Metered Residential | Infinity Solar Systems | None | PSE&G | Accepted | 2023-08-17 | 2023-08-30 | 2024-08-30 | Solar Panels | REC Solar | REC420AA Pure-R |  | 0.42 | 23 | 224 | 25 |  | Fixed | Roof
NJADRE1554493952 | Administratively Determined Incentive Program | Forked River | 8731 | 18 | 5.27 | Residential | Behind the Meter | Yes | Net Metered Residential | Trinity Solar | None | JCP&L | Accepted | 2023-08-17 | 2023-08-30 | 2024-08-30 | Inverters | Solar Edge | SE5000H-US | 5 |  | 1 |  |  | 0.97 |  | Outdoor
NJADRE1554493952 | Administratively Determined Incentive Program | Forked River | 8731 | 18 | 5.27 | Residential | Behind the Meter | Yes | Net Metered Residential | Trinity Solar | None | JCP&L | Accepted | 2023-08-17 | 2023-08-30 | 2024-08-30 | Solar Panels | HANWHA 405 (Q.PEAK DUO BLK ML-G10+ 405) | HANWHA 405 (Q.PEAK DUO BLK ML-G10+ 405) |  | 0.405 | 3 | 180 | 18 |  | Fixed | Roof
NJADRE1554493952 | Administratively Determined Incentive Program | Forked River | 8731 | 18 | 5.27 | Residential | Behind the Meter | Yes | Net Metered Residential | Trinity Solar | None | JCP&L | Accepted | 2023-08-17 | 2023-08-30 | 2024-08-30 | Solar Panels | HANWHA 405 (Q.PEAK DUO BLK ML-G10+ 405) | HANWHA 405 (Q.PEAK DUO BLK ML-G10+ 405) |  | 0.405 | 10 | 180 | 23 |  | Fixed | Roof
NJADRE1554496126 | Administratively Determined Incentive Program | West Creek | 8092 | 18 | 10.4 | Residential | Behind the Meter | No | Net Metered Residential | Reliable Power and Solar | None | AC Electric | Accepted | 2023-08-17 | 2023-08-31 | 2024-08-31 | Inverters | enphase | IQ8 plus | 290 |  | 27 |  |  | 0.97 |  | Outdoor | roof
NJADRE1554496126 | Administratively Determined Incentive Program | West Creek | 8092 | 18 | 10.4 | Residential | Behind the Meter | No | Net Metered Residential | Reliable Power and Solar | None | AC Electric | Accepted | 2023-08-17 | 2023-08-31 | 2024-08-31 | Solar Panels | trina | tsm385 |  | 0.385 | 27 | 117 | 27 |  | Fixed | Roof | roof
NJADRE1554496559 | Administratively Determined Incentive Program | TEANECK TWP | 7666 | 7 | 5.93 | Residential | Behind the Meter | Yes | Net Metered Residential | Sunrun Installation Services, Inc. | None | PSE&G | Accepted | 2023-08-17 | 2023-08-30 | 2024-08-30 | Inverters | Delta Electronics | E6-TL-US | 6000 |  | 1 |  |  | 0.98 |  | Outdoor | Next to the meter
NJADRE1554496559 | Administratively Determined Incentive Program | TEANECK TWP | 7666 | 7 | 5.93 | Residential | Behind the Meter | Yes | Net Metered Residential | Sunrun Installation Services, Inc. | None | PSE&G | Accepted | 2023-08-17 | 2023-08-30 | 2024-08-30 | Solar Panels | Trina Solar | TSM-395DE09C.07 |  | 0.395 | 15 | 114 | 32 |  | Fixed | Roof
NJADRE1554496998 | Administratively Determined Incentive Program | North Bergen Twp | 7047 | 8 | 6 | Residential | Behind the Meter | Yes | Net Metered Residential | SunnyMac LLC | None | PSE&G | Accepted | 2023-08-17 | 2023-08-30 | 2024-08-30 | Solar Panels | HANWHA | Q.PEAK DUO BLK ML-G10+400 |  | 0.4 | 10 | 31 | 5 |  | Fixed | Roof
NJADRE1554496998 | Administratively Determined Incentive Program | North Bergen Twp | 7047 | 8 | 6 | Residential | Behind the Meter | Yes | Net Metered Residential | SunnyMac LLC | None | PSE&G | Accepted | 2023-08-17 | 2023-08-30 | 2024-08-30 | Solar Panels | HANWHA | Q.PEAK DUO BLK ML-G10+400 |  | 0.4 | 5 | 211 | 5 |  | Fixed | Roof
NJADRE1554496998 | Administratively Determined Incentive Program | North Bergen Twp | 7047 | 8 | 6 | Residential | Behind the Meter | Yes | Net Metered Residential | SunnyMac LLC | None | PSE&G | Accepted | 2023-08-17 | 2023-08-30 | 2024-08-30 | Inverters | Solaredge | SE 5000H-US | 5000 |  | 1 |  |  | 0.99 |  | Outdoor | next to meter
NJADRE1554497921 | Administratively Determined Incentive Program | MINOTOLA | 8341 | 19 | 10.8 | Residential | Behind the Meter | Yes | Net Metered Residential | SunPower Corporation, Systems | None | AC Electric | Accepted | 2023-08-17 | 2023-08-30 | 2024-08-30 | Solar Panels | WAAREE ENERGIES LIMITED | WSMDi-400 |  | 0.4 | 20 | 184 | 31 |  | Fixed | Roof
NJADRE1554497921 | Administratively Determined Incentive Program | MINOTOLA | 8341 | 19 | 10.8 | Residential | Behind the Meter | Yes | Net Metered Residential | SunPower Corporation, Systems | None | AC Electric | Accepted | 2023-08-17 | 2023-08-30 | 2024-08-30 | Solar Panels | WAAREE ENERGIES LIMITED | WSMDi-400 |  | 0.4 | 7 | 94 | 31 |  | Fixed | Roof
NJADRE1554497921 | Administratively Determined Incentive Program | MINOTOLA | 8341 | 19 | 10.8 | Residential | Behind the Meter | Yes | Net Metered Residential | SunPower Corporation, Systems | None | AC Electric | Accepted | 2023-08-17 | 2023-08-30 | 2024-08-30 | Inverters | Enphase | IQ7HS-66-M-US | 384 |  | 27 |  |  | 0.97 |  | Other | under each panel
NJADRE1554498070 | Administratively Determined Incentive Program | Lake Hopatcong | 7849 | 3 | 6.4 | Residential | Behind the Meter | No | Net Metered Residential | Freedom Forever New Jersey LLC | None | JCP&L | Accepted | 2023-08-17 | 2023-08-30 | 2024-08-30 | Inverters | Solar Edge | SE5000H-USRGM | 5000 |  | 1 |  |  | 0.99 |  | Outdoor
NJADRE1554498070 | Administratively Determined Incentive Program | Lake Hopatcong | 7849 | 3 | 6.4 | Residential | Behind the Meter | No | Net Metered Residential | Freedom Forever New Jersey LLC | None | JCP&L | Accepted | 2023-08-17 | 2023-08-30 | 2024-08-30 | Solar Panels | Freedom Forever | FF-MP-BBB-400 |  | 0.4 | 5 | 313 | 30 |  | Fixed | Roof
NJADRE1554498070 | Administratively Determined Incentive Program | Lake Hopatcong | 7849 | 3 | 6.4 | Residential | Behind the Meter | No | Net Metered Residential | Freedom Forever New Jersey LLC | None | JCP&L | Accepted | 2023-08-17 | 2023-08-30 | 2024-08-30 | Solar Panels | Freedom Forever | FF-MP-BBB-400 |  | 0.4 | 2 | 133 | 30 |  | Fixed | Roof
NJADRE1554498070 | Administratively Determined Incentive Program | Lake Hopatcong | 7849 | 3 | 6.4 | Residential | Behind the Meter | No | Net Metered Residential | Freedom Forever New Jersey LLC | None | JCP&L | Accepted | 2023-08-17 | 2023-08-30 | 2024-08-30 | Solar Panels | Freedom Forever | FF-MP-BBB-400 |  | 0.4 | 9 | 133 | 15 |  | Fixed | Roof
NJADRE1554498193 | Administratively Determined Incentive Program | Perth Amboy | 8861 | 11 | 3.16 | Residential | Behind the Meter | Yes | Net Metered Residential | Sunrun Installation Services, Inc. | None | PSE&G | Accepted | 2023-08-17 | 2023-08-30 | 2024-08-30 | Inverters | DELTA ELECTRONICS | E4-TL-US | 4000 |  | 1 |  |  | 0.975 |  | Outside | Next yo meter
NJADRE1554498193 | Administratively Determined Incentive Program | Perth Amboy | 8861 | 11 | 3.16 | Residential | Behind the Meter | Yes | Net Metered Residential | Sunrun Installation Services, Inc. | None | PSE&G | Accepted | 2023-08-17 | 2023-08-30 | 2024-08-30 | Solar Panels | TRINA SOLAR | TSM-395DE09C.07 |  | 0.395 | 8 | 199 | 39 |  | Fixed | Roof
NJADRE1554499380 | Administratively Determined Incentive Program | Brick | 8723 | 18 | 11.2 | Residential | Behind the Meter | Yes | Net Metered Residential | Pro Custom Solar dba Momentum Solar | None | JCP&L | Accepted | 2023-08-17 | 2023-08-31 | 2024-08-31 | Solar Panels | hanwha | Â Q. PEAK DUO BLK-G10+400 |  | 0.4 | 10 | 309 | 17 |  | Fixed | Roof
NJADRE1554499380 | Administratively Determined Incentive Program | Brick | 8723 | 18 | 11.2 | Residential | Behind the Meter | Yes | Net Metered Residential | Pro Custom Solar dba Momentum Solar | None | JCP&L | Accepted | 2023-08-17 | 2023-08-31 | 2024-08-31 | Solar Panels | hanwha | Â Q. PEAK DUO BLK-G10+400 |  | 0.4 | 4 | 129 | 7 |  | Fixed | Roof
NJADRE1554499380 | Administratively Determined Incentive Program | Brick | 8723 | 18 | 11.2 | Residential | Behind the Meter | Yes | Net Metered Residential | Pro Custom Solar dba Momentum Solar | None | JCP&L | Accepted | 2023-08-17 | 2023-08-31 | 2024-08-31 | Solar Panels | hanwha | Â Q. PEAK DUO BLK-G10+400 |  | 0.4 | 9 | 309 | 15 |  | Fixed | Roof
NJADRE1554499380 | Administratively Determined Incentive Program | Brick | 8723 | 18 | 11.2 | Residential | Behind the Meter | Yes | Net Metered Residential | Pro Custom Solar dba Momentum Solar | None | JCP&L | Accepted | 2023-08-17 | 2023-08-31 | 2024-08-31 | Solar Panels | hanwha | Â Q. PEAK DUO BLK-G10+400 |  | 0.4 | 5 | 1129 | 17 |  | Fixed | Roof
NJADRE1554499380 | Administratively Determined Incentive Program | Brick | 8723 | 18 | 11.2 | Residential | Behind the Meter | Yes | Net Metered Residential | Pro Custom Solar dba Momentum Solar | None | JCP&L | Accepted | 2023-08-17 | 2023-08-31 | 2024-08-31 | Inverters | enphase | IQ8PLUS-72-2-US | 290 |  | 28 |  |  | 0.97 |  | Outdoor
NJADRE1554499386 | Administratively Determined Incentive Program | Mount Holly | 8060 | 13 | 14.62 | Residential | Behind the Meter | Yes | Net Metered Residential | Sunrun Installation Services, Inc. | None | PSE&G | Accepted | 2023-08-17 | 2023-08-31 | 2024-08-31 | Inverters | SolarEdge Technologies | SE3800H-USMN | 3800 |  | 1 |  |  | 0.96 |  | Outdoor | Next To Meter
NJADRE1554499386 | Administratively Determined Incentive Program | Mount Holly | 8060 | 13 | 14.62 | Residential | Behind the Meter | Yes | Net Metered Residential | Sunrun Installation Services, Inc. | None | PSE&G | Accepted | 2023-08-17 | 2023-08-31 | 2024-08-31 | Inverters | SolarEdge Technologies | SE7600H-USSN | 7600 |  | 1 |  |  | 0.96 |  | Outdoor | Next To Meter
NJADRE1554499386 | Administratively Determined Incentive Program | Mount Holly | 8060 | 13 | 14.62 | Residential | Behind the Meter | Yes | Net Metered Residential | Sunrun Installation Services, Inc. | None | PSE&G | Accepted | 2023-08-17 | 2023-08-31 | 2024-08-31 | Solar Panels | Trina Solar | TSM-395DE09C.07 |  | 0.395 | 3 | 340 | 29 |  | Fixed | Roof
NJADRE1554499386 | Administratively Determined Incentive Program | Mount Holly | 8060 | 13 | 14.62 | Residential | Behind the Meter | Yes | Net Metered Residential | Sunrun Installation Services, Inc. | None | PSE&G | Accepted | 2023-08-17 | 2023-08-31 | 2024-08-31 | Solar Panels | Trina Solar | TSM-395DE09C.07 |  | 0.395 | 3 | 161 | 30 |  | Fixed | Roof
NJADRE1554499386 | Administratively Determined Incentive Program | Mount Holly | 8060 | 13 | 14.62 | Residential | Behind the Meter | Yes | Net Metered Residential | Sunrun Installation Services, Inc. | None | PSE&G | Accepted | 2023-08-17 | 2023-08-31 | 2024-08-31 | Solar Panels | Trina Solar | TSM-395DE09C.07 |  | 0.395 | 3 | 71 | 30 |  | Fixed | Roof
NJADRE1554499386 | Administratively Determined Incentive Program | Mount Holly | 8060 | 13 | 14.62 | Residential | Behind the Meter | Yes | Net Metered Residential | Sunrun Installation Services, Inc. | None | PSE&G | Accepted | 2023-08-17 | 2023-08-31 | 2024-08-31 | Solar Panels | Trina Solar | TSM-395DE09C.07 |  | 0.395 | 2 | 71 | 30 |  | Fixed | Roof
NJADRE1554499386 | Administratively Determined Incentive Program | Mount Holly | 8060 | 13 | 14.62 | Residential | Behind the Meter | Yes | Net Metered Residential | Sunrun Installation Services, Inc. | None | PSE&G | Accepted | 2023-08-17 | 2023-08-31 | 2024-08-31 | Solar Panels | Trina Solar | TSM-395DE09C.07 |  | 0.395 | 7 | 70 | 34 |  | Fixed | Roof
NJADRE1554499386 | Administratively Determined Incentive Program | Mount Holly | 8060 | 13 | 14.62 | Residential | Behind the Meter | Yes | Net Metered Residential | Sunrun Installation Services, Inc. | None | PSE&G | Accepted | 2023-08-17 | 2023-08-31 | 2024-08-31 | Solar Panels | Trina Solar | TSM-395DE09C.07 |  | 0.395 | 11 | 250 | 32 |  | Fixed | Roof
NJADRE1554499386 | Administratively Determined Incentive Program | Mount Holly | 8060 | 13 | 14.62 | Residential | Behind the Meter | Yes | Net Metered Residential | Sunrun Installation Services, Inc. | None | PSE&G | Accepted | 2023-08-17 | 2023-08-31 | 2024-08-31 | Solar Panels | Trina Solar | TSM-395DE09C.07 |  | 0.395 | 8 | 250 | 7 |  | Fixed | Roof
NJADRE1554499393 | Administratively Determined Incentive Program | Ledgewood | 7852 | 3 | 15.01 | Residential | Behind the Meter | Yes | Net Metered Residential | Bright Planet Solar | None | JCP&L | Accepted | 2023-08-17 | 2023-08-31 | 2024-08-31 | Inverters | Solar Edge | SE3000H-USRGM | 3000 |  | 1 |  |  | 0.98 |  | Outdoor | OUTSIDE
NJADRE1554499393 | Administratively Determined Incentive Program | Ledgewood | 7852 | 3 | 15.01 | Residential | Behind the Meter | Yes | Net Metered Residential | Bright Planet Solar | None | JCP&L | Accepted | 2023-08-17 | 2023-08-31 | 2024-08-31 | Solar Panels | HANWHA Q-CELLS | Q.PEAK DUO BLK ML-G10+395 |  | 0.395 | 9 | 112 | 18 |  | Fixed | Roof
NJADRE1554499393 | Administratively Determined Incentive Program | Ledgewood | 7852 | 3 | 15.01 | Residential | Behind the Meter | Yes | Net Metered Residential | Bright Planet Solar | None | JCP&L | Accepted | 2023-08-17 | 2023-08-31 | 2024-08-31 | Solar Panels | HANWHA Q-CELLS | Q.PEAK DUO BLK ML-G10+395 |  | 0.395 | 14 | 202 | 14 |  | Fixed | Roof
NJADRE1554499393 | Administratively Determined Incentive Program | Ledgewood | 7852 | 3 | 15.01 | Residential | Behind the Meter | Yes | Net Metered Residential | Bright Planet Solar | None | JCP&L | Accepted | 2023-08-17 | 2023-08-31 | 2024-08-31 | Solar Panels | HANWHA Q-CELLS | Q.PEAK DUO BLK ML-G10+395 |  | 0.395 | 15 | 23 | 14 |  | Fixed | Roof
NJADRE1554499559 | Administratively Determined Incentive Program | Fair Lawn Boro | 7410 | 7 | 3.56 | Residential | Behind the Meter | Yes | Net Metered Residential | Sunrun Installation Services, Inc. | None | PSE&G | Accepted | 2023-08-17 | 2023-08-31 | 2024-08-31 | Inverters | Delta Electronics | E4-TL-US | 4000 |  | 1 |  |  | 0.98 |  | Outdoor | Next to the meter
NJADRE1554499559 | Administratively Determined Incentive Program | Fair Lawn Boro | 7410 | 7 | 3.56 | Residential | Behind the Meter | Yes | Net Metered Residential | Sunrun Installation Services, Inc. | None | PSE&G | Accepted | 2023-08-17 | 2023-08-31 | 2024-08-31 | Solar Panels | Trina Solar | TSM-395DE09C.07 |  | 0.395 | 9 | 340 | 16 |  | Fixed | Roof
NJADRE1554499647 | Administratively Determined Incentive Program | Hazlet | 7730 | 17 | 6.08 | Residential | Behind the Meter | Yes | Net Metered Residential | Freedom Forever New Jersey LLC | None | JCP&L | Accepted | 2023-08-17 | 2023-08-31 | 2024-08-31 | Inverters | Solar Edge | SE5000H-USRGM | 5000 |  | 1 |  |  | 0.99 |  | Outdoor
NJADRE1554499647 | Administratively Determined Incentive Program | Hazlet | 7730 | 17 | 6.08 | Residential | Behind the Meter | Yes | Net Metered Residential | Freedom Forever New Jersey LLC | None | JCP&L | Accepted | 2023-08-17 | 2023-08-31 | 2024-08-31 | Solar Panels | Jinko Solar | JKM380M-6RL3-B |  | 0.38 | 3 | 8 | 18 |  | Fixed | Roof
NJADRE1554499647 | Administratively Determined Incentive Program | Hazlet | 7730 | 17 | 6.08 | Residential | Behind the Meter | Yes | Net Metered Residential | Freedom Forever New Jersey LLC | None | JCP&L | Accepted | 2023-08-17 | 2023-08-31 | 2024-08-31 | Solar Panels | JInko Soalr | JKM380M-6RL3-B |  | 0.38 | 3 | 188 | 10 |  | Fixed | Roof
NJADRE1554499647 | Administratively Determined Incentive Program | Hazlet | 7730 | 17 | 6.08 | Residential | Behind the Meter | Yes | Net Metered Residential | Freedom Forever New Jersey LLC | None | JCP&L | Accepted | 2023-08-17 | 2023-08-31 | 2024-08-31 | Solar Panels | JInko Solar | JKM380M-6RL3-B |  | 0.38 | 8 | 188 | 35 |  | Fixed | Roof
NJADRE1554499647 | Administratively Determined Incentive Program | Hazlet | 7730 | 17 | 6.08 | Residential | Behind the Meter | Yes | Net Metered Residential | Freedom Forever New Jersey LLC | None | JCP&L | Accepted | 2023-08-17 | 2023-08-31 | 2024-08-31 | Solar Panels | Jinko Solar | JKM380M-6RL3-B |  | 0.38 | 2 | 98 | 20 |  | Fixed | Roof
NJADRE1554499714 | Administratively Determined Incentive Program | Pleasantville | 8232 | 19 | 5.93 | Residential | Behind the Meter | Yes | Net Metered Residential | Sunrun Installation Services, Inc. | None | AC Electric | Accepted | 2023-08-17 | 2023-08-31 | 2024-08-31 | Inverters | SolarEdge Technologies | SE7600H-USSN | 7600 |  | 1 |  |  | 0.96 |  | Outdoor | Next To Meter
NJADRE1554499714 | Administratively Determined Incentive Program | Pleasantville | 8232 | 19 | 5.93 | Residential | Behind the Meter | Yes | Net Metered Residential | Sunrun Installation Services, Inc. | None | AC Electric | Accepted | 2023-08-17 | 2023-08-31 | 2024-08-31 | Solar Panels | Trina Solar | TSM-395DE09C.07 |  | 0.395 | 7 | 301 | 21 |  | Fixed | Roof
NJADRE1554499714 | Administratively Determined Incentive Program | Pleasantville | 8232 | 19 | 5.93 | Residential | Behind the Meter | Yes | Net Metered Residential | Sunrun Installation Services, Inc. | None | AC Electric | Accepted | 2023-08-17 | 2023-08-31 | 2024-08-31 | Solar Panels | Trina Solar | TSM-395DE09C.07 |  | 0.395 | 8 | 121 | 24 |  | Fixed | Roof
NJADRE1554499746 | Administratively Determined Incentive Program | Irvington Town | 7111 | 9 | 3.6 | Residential | Behind the Meter | Yes | Net Metered Residential | Bright Planet Solar | None | PSE&G | Accepted | 2023-08-19 | 2023-09-01 | 2024-09-01 | Inverters | Solar Edge | SE3000H-USRGM | 3000 |  | 1 |  |  | 0.98 |  | Outdoor | OUTSIDE
NJADRE1554499746 | Administratively Determined Incentive Program | Irvington Town | 7111 | 9 | 3.6 | Residential | Behind the Meter | Yes | Net Metered Residential | Bright Planet Solar | None | PSE&G | Accepted | 2023-08-19 | 2023-09-01 | 2024-09-01 | Solar Panels | HANWHA Q-CELLS | Q.PEAK DUO BLK ML-G10.a+400 |  | 0.4 | 3 | 105 | 30 |  | Fixed | Roof
NJADRE1554499746 | Administratively Determined Incentive Program | Irvington Town | 7111 | 9 | 3.6 | Residential | Behind the Meter | Yes | Net Metered Residential | Bright Planet Solar | None | PSE&G | Accepted | 2023-08-19 | 2023-09-01 | 2024-09-01 | Solar Panels | HANWHA Q-CELLS | Q.PEAK DUO BLK ML-G10.a+400 |  | 0.4 | 6 | 285 | 45 |  | Fixed | Roof
NJADRE1554499750 | Administratively Determined Incentive Program | Piscataway Twp | 8854 | 11 | 3.56 | Residential | Behind the Meter | Yes | Net Metered Residential | Sunrun Installation Services, Inc. | None | PSE&G | Accepted | 2023-08-17 | 2023-08-31 | 2024-08-31 | Inverters | Delta Electronics | E4-TL-US | 4000 |  | 1 |  |  | 0.98 |  | Outdoor | Next to the meter
NJADRE1554499750 | Administratively Determined Incentive Program | Piscataway Twp | 8854 | 11 | 3.56 | Residential | Behind the Meter | Yes | Net Metered Residential | Sunrun Installation Services, Inc. | None | PSE&G | Accepted | 2023-08-17 | 2023-08-31 | 2024-08-31 | Solar Panels | Trina Solar | TSM-395DE09C.07 |  | 0.395 | 9 | 158 | 23 |  | Fixed | Roof
NJADRE1554499841 | Administratively Determined Incentive Program | Willingboro | 8046 | 13 | 6.8 | Residential | Behind the Meter | Yes | Net Metered Residential | Pro Custom Solar dba Momentum Solar | None | PSE&G | Accepted | 2023-08-17 | 2023-08-31 | 2024-08-31 | Solar Panels | hanwha | Â Q. PEAK DUO BLK-G10+400 |  | 0.4 | 10 | 216 | 17 |  | Fixed | Roof
NJADRE1554499841 | Administratively Determined Incentive Program | Willingboro | 8046 | 13 | 6.8 | Residential | Behind the Meter | Yes | Net Metered Residential | Pro Custom Solar dba Momentum Solar | None | PSE&G | Accepted | 2023-08-17 | 2023-08-31 | 2024-08-31 | Solar Panels | hanwha | Â Q. PEAK DUO BLK-G10+400 |  | 0.4 | 7 | 126 | 17 |  | Fixed | Roof
NJADRE1554499841 | Administratively Determined Incentive Program | Willingboro | 8046 | 13 | 6.8 | Residential | Behind the Meter | Yes | Net Metered Residential | Pro Custom Solar dba Momentum Solar | None | PSE&G | Accepted | 2023-08-17 | 2023-08-31 | 2024-08-31 | Inverters | enphase | IQ8PLUS-72-2-US | 290 |  | 17 |  |  | 0.97 |  | Outdoor
NJADRE1554503424 | Administratively Determined Incentive Program | Toms River, | 8755 | 18 | 10.4 | Residential | Behind the Meter | Yes | Net Metered Residential | Suntuity Solar LLC | None | JCP&L | Accepted | 2023-08-18 | 2023-08-31 | 2024-08-31 | Inverters | ENPHASE | IQ8PLUS-72-2-US | 290 |  | 26 |  |  | 0.97 |  | Outdoor | Behind the PV modules
NJADRE1554503424 | Administratively Determined Incentive Program | Toms River, | 8755 | 18 | 10.4 | Residential | Behind the Meter | Yes | Net Metered Residential | Suntuity Solar LLC | None | JCP&L | Accepted | 2023-08-18 | 2023-08-31 | 2024-08-31 | Solar Panels | SILFAB PRIME | SIL-400 HC+ |  | 0.4 | 10 | 126 | 20 |  | Fixed | Roof
NJADRE1554503424 | Administratively Determined Incentive Program | Toms River, | 8755 | 18 | 10.4 | Residential | Behind the Meter | Yes | Net Metered Residential | Suntuity Solar LLC | None | JCP&L | Accepted | 2023-08-18 | 2023-08-31 | 2024-08-31 | Solar Panels | SILFAB PRIME | SIL-400 HC+ |  | 0.4 | 12 | 306 | 20 |  | Fixed | Roof
NJADRE1554503424 | Administratively Determined Incentive Program | Toms River, | 8755 | 18 | 10.4 | Residential | Behind the Meter | Yes | Net Metered Residential | Suntuity Solar LLC | None | JCP&L | Accepted | 2023-08-18 | 2023-08-31 | 2024-08-31 | Solar Panels | SILFAB PRIME | SIL-400 HC+ |  | 0.4 | 2 | 126 | 18 |  | Fixed | Roof
NJADRE1554503424 | Administratively Determined Incentive Program | Toms River, | 8755 | 18 | 10.4 | Residential | Behind the Meter | Yes | Net Metered Residential | Suntuity Solar LLC | None | JCP&L | Accepted | 2023-08-18 | 2023-08-31 | 2024-08-31 | Solar Panels | SILFAB PRIME | SIL-400 HC+ |  | 0.4 | 2 | 306 | 18 |  | Fixed | Roof
NJADRE1554503430 | Administratively Determined Incentive Program | Mickleton | 8056 | 15 | 11.89 | Residential | Behind the Meter | No | Net Metered Residential | Imperium Solar | None | AC Electric | Accepted | 2023-08-24 | 2023-09-22 | 2024-09-22 | Inverters | SolarEdge | Se10000H-US | 10000 |  | 1 |  |  | 0.99 |  | Outdoor
NJADRE1554503430 | Administratively Determined Incentive Program | Mickleton | 8056 | 15 | 11.89 | Residential | Behind the Meter | No | Net Metered Residential | Imperium Solar | None | AC Electric | Accepted | 2023-08-24 | 2023-09-22 | 2024-09-22 | Solar Panels | Solar 4 America | S4a410-72MH5BB |  | 0.41 | 29 | Portrait | 0 |  | Fixed | Roof
NJADRE1554503431 | Administratively Determined Incentive Program | Eatontown, New Jersey | 7724 | 17 | 5.6 | Residential | Behind the Meter | Yes | Net Metered Residential | Suntuity Solar LLC | None | JCP&L | Accepted | 2023-08-18 | 2023-08-31 | 2024-08-31 | Inverters | (14) ENPHASE | IQ8PLUS-72-2-US | 290 |  | 14 |  |  | 0.97 |  | Outdoor | Behind the PV modules
NJADRE1554503431 | Administratively Determined Incentive Program | Eatontown, New Jersey | 7724 | 17 | 5.6 | Residential | Behind the Meter | Yes | Net Metered Residential | Suntuity Solar LLC | None | JCP&L | Accepted | 2023-08-18 | 2023-08-31 | 2024-08-31 | Solar Panels | (14) SILFAB | PRIME SIL-400 HC+ |  | 0.4 | 14 | 225 | 23 |  | Fixed | Roof
NJADRE1554503434 | Administratively Determined Incentive Program | Evesham, New Jersey | 8053 | 13 | 8 | Residential | Behind the Meter | Yes | Net Metered Residential | Suntuity Solar LLC | None | PSE&G | Accepted | 2023-08-18 | 2023-08-31 | 2024-08-31 | Inverters | (20)ENPHASE | IQ8PLUS-72-2-US | 290 |  | 20 |  |  | 0.97 |  | Outdoor | Behind the PV modules
NJADRE1554503434 | Administratively Determined Incentive Program | Evesham, New Jersey | 8053 | 13 | 8 | Residential | Behind the Meter | Yes | Net Metered Residential | Suntuity Solar LLC | None | PSE&G | Accepted | 2023-08-18 | 2023-08-31 | 2024-08-31 | Solar Panels | (20)SILFAB | PRIME SIL-400 HC+ |  | 0.4 | 8 | 270 | 27 |  | Fixed | Roof
NJADRE1554503434 | Administratively Determined Incentive Program | Evesham, New Jersey | 8053 | 13 | 8 | Residential | Behind the Meter | Yes | Net Metered Residential | Suntuity Solar LLC | None | PSE&G | Accepted | 2023-08-18 | 2023-08-31 | 2024-08-31 | Solar Panels | (20)SILFAB | PRIME SIL-400 HC+ |  | 0.4 | 12 | 90 | 27 |  | Fixed | Roof
NJADRE1554503438 | Administratively Determined Incentive Program | East Orange, New Jersey | 7017 | 9 | 3.2 | Residential | Behind the Meter | Yes | Net Metered Residential | Suntuity Solar LLC | None | PSE&G | Accepted | 2023-08-18 | 2023-08-31 | 2024-08-31 | Inverters | (8) ENPHASE | IQ8PLUS-72-2-US | 290 |  | 8 |  |  | 0.97 |  | Outdoor | Behind the PV modules
NJADRE1554503438 | Administratively Determined Incentive Program | East Orange, New Jersey | 7017 | 9 | 3.2 | Residential | Behind the Meter | Yes | Net Metered Residential | Suntuity Solar LLC | None | PSE&G | Accepted | 2023-08-18 | 2023-08-31 | 2024-08-31 | Solar Panels | (8) HYPERION | HY-DH108P8 400B |  | 0.4 | 4 | 309 | 44 |  | Fixed | Roof
NJADRE1554503438 | Administratively Determined Incentive Program | East Orange, New Jersey | 7017 | 9 | 3.2 | Residential | Behind the Meter | Yes | Net Metered Residential | Suntuity Solar LLC | None | PSE&G | Accepted | 2023-08-18 | 2023-08-31 | 2024-08-31 | Solar Panels | (8) HYPERION | HY-DH108P8 400B |  | 0.4 | 4 | 129 | 44 |  | Fixed | Roof
NJADRE1554503443 | Administratively Determined Incentive Program | Princeton, New Jersey | 8542 | 12 | 6 | Residential | Behind the Meter | Yes | Net Metered Residential | Suntuity Solar LLC | None | PSE&G | Accepted | 2023-08-18 | 2023-08-31 | 2024-08-31 | Inverters | (15) ENPHASE | IQ8PLUS-72-2-US | 290 |  | 15 |  |  | 0.97 |  | Outdoor | Behind the PV modules
NJADRE1554503443 | Administratively Determined Incentive Program | Princeton, New Jersey | 8542 | 12 | 6 | Residential | Behind the Meter | Yes | Net Metered Residential | Suntuity Solar LLC | None | PSE&G | Accepted | 2023-08-18 | 2023-08-31 | 2024-08-31 | Solar Panels | (15) HYPERION | HY-DH108P8 400B |  | 0.4 | 8 | 249 | 30 |  | Fixed | Roof
NJADRE1554503443 | Administratively Determined Incentive Program | Princeton, New Jersey | 8542 | 12 | 6 | Residential | Behind the Meter | Yes | Net Metered Residential | Suntuity Solar LLC | None | PSE&G | Accepted | 2023-08-18 | 2023-08-31 | 2024-08-31 | Solar Panels | (15) HYPERION | HY-DH108P8 400B |  | 0.4 | 7 | 69 | 30 |  | Fixed | Roof
NJADRE1554503449 | Administratively Determined Incentive Program | Newark City | 7112 | 9 | 5.2 | Residential | Behind the Meter | No | Net Metered Residential | Skyline Solar Solar | None | PSE&G | Accepted | 2023-08-18 | 2023-08-31 | 2024-08-31 | Solar Panels | Hyperion Solar | HY-DH108P8 |  | 0.4 | 13 | 123 | 40 |  | Fixed | Roof
NJADRE1554503449 | Administratively Determined Incentive Program | Newark City | 7112 | 9 | 5.2 | Residential | Behind the Meter | No | Net Metered Residential | Skyline Solar Solar | None | PSE&G | Accepted | 2023-08-18 | 2023-08-31 | 2024-08-31 | Inverters | Solaredge | SE-3800H-US | 3800 |  | 1 |  |  | 0.99 |  | Outdoor
NJADRE1554503461 | Administratively Determined Incentive Program | Newark City | 7104 | 9 | 6.8 | Residential | Behind the Meter | Yes | Net Metered Residential | SunnyMac LLC | None | PSE&G | Accepted | 2023-08-18 | 2023-08-31 | 2024-08-31 | Solar Panels | HANWHA | Q.PEAK DUO BLK ML-G10+400 |  | 0.4 | 7 | 104 | 31 |  | Fixed | Roof
NJADRE1554503461 | Administratively Determined Incentive Program | Newark City | 7104 | 9 | 6.8 | Residential | Behind the Meter | Yes | Net Metered Residential | SunnyMac LLC | None | PSE&G | Accepted | 2023-08-18 | 2023-08-31 | 2024-08-31 | Solar Panels | HANWHA | Q.PEAK DUO BLK ML-G10+400 |  | 0.4 | 5 | 284 | 31 |  | Fixed | Roof
NJADRE1554503461 | Administratively Determined Incentive Program | Newark City | 7104 | 9 | 6.8 | Residential | Behind the Meter | Yes | Net Metered Residential | SunnyMac LLC | None | PSE&G | Accepted | 2023-08-18 | 2023-08-31 | 2024-08-31 | Solar Panels | HANWHA | Q.PEAK DUO BLK ML-G10+400 |  | 0.4 | 2 | 104 | 34 |  | Fixed | Roof
NJADRE1554503461 | Administratively Determined Incentive Program | Newark City | 7104 | 9 | 6.8 | Residential | Behind the Meter | Yes | Net Metered Residential | SunnyMac LLC | None | PSE&G | Accepted | 2023-08-18 | 2023-08-31 | 2024-08-31 | Solar Panels | HANWHA | Q.PEAK DUO BLK ML-G10+400 |  | 0.4 | 3 | 284 | 34 |  | Fixed | Roof
NJADRE1554503461 | Administratively Determined Incentive Program | Newark City | 7104 | 9 | 6.8 | Residential | Behind the Meter | Yes | Net Metered Residential | SunnyMac LLC | None | PSE&G | Accepted | 2023-08-18 | 2023-08-31 | 2024-08-31 | Inverters | Solaredge | SE 5000H-US | 5000 |  | 1 |  |  | 0.99 |  | Outdoor | NEXT TO METER
NJADRE1554503487 | Administratively Determined Incentive Program | Little Ferry Boro | 7643 | 7 | 3.16 | Residential | Behind the Meter | Yes | Net Metered Residential | Sunrun Installation Services, Inc. | None | PSE&G | Accepted | 2023-08-18 | 2023-08-31 | 2024-08-31 | Inverters | SOLAREDGE TECHNOLOGIES | SE3800H-USMN | 3800 |  | 1 |  |  | 0.992 |  | Outside | Next to meter
NJADRE1554503487 | Administratively Determined Incentive Program | Little Ferry Boro | 7643 | 7 | 3.16 | Residential | Behind the Meter | Yes | Net Metered Residential | Sunrun Installation Services, Inc. | None | PSE&G | Accepted | 2023-08-18 | 2023-08-31 | 2024-08-31 | Solar Panels | TRINA SOLAR | TSM-395DE09C.07 |  | 0.395 | 4 | 102 | 45 |  | Fixed | Roof
NJADRE1554503487 | Administratively Determined Incentive Program | Little Ferry Boro | 7643 | 7 | 3.16 | Residential | Behind the Meter | Yes | Net Metered Residential | Sunrun Installation Services, Inc. | None | PSE&G | Accepted | 2023-08-18 | 2023-08-31 | 2024-08-31 | Solar Panels | TRINA SOLAR | TSM-395DE09C.07 |  | 0.395 | 4 | 192 | 10 |  | Fixed | Roof
NJADRE1554503523 | Administratively Determined Incentive Program | Irvington | 7111 | 9 | 5.84 | Residential | Behind the Meter | No | Net Metered Residential | Pro Custom Solar dba Momentum Solar | None | PSE&G | Accepted | 2023-08-18 | 2023-08-31 | 2024-08-31 | Solar Panels | hanwha | Â Q. PEAK DUO BLK-G10+365 |  | 0.365 | 5 | 316 | 26 |  | Fixed | Roof
NJADRE1554503523 | Administratively Determined Incentive Program | Irvington | 7111 | 9 | 5.84 | Residential | Behind the Meter | No | Net Metered Residential | Pro Custom Solar dba Momentum Solar | None | PSE&G | Accepted | 2023-08-18 | 2023-08-31 | 2024-08-31 | Solar Panels | hanwha | Â Q. PEAK DUO BLK-G10+365 |  | 0.365 | 5 | 136 | 21 |  | Fixed | Roof
NJADRE1554503523 | Administratively Determined Incentive Program | Irvington | 7111 | 9 | 5.84 | Residential | Behind the Meter | No | Net Metered Residential | Pro Custom Solar dba Momentum Solar | None | PSE&G | Accepted | 2023-08-18 | 2023-08-31 | 2024-08-31 | Solar Panels | hanwha | Â Q. PEAK DUO BLK-G10+365 |  | 0.365 | 6 | 136 | 26 |  | Fixed | Roof
NJADRE1554503523 | Administratively Determined Incentive Program | Irvington | 7111 | 9 | 5.84 | Residential | Behind the Meter | No | Net Metered Residential | Pro Custom Solar dba Momentum Solar | None | PSE&G | Accepted | 2023-08-18 | 2023-08-31 | 2024-08-31 | Inverters | enphase | IQ8PLUS-72-2-US | 290 |  | 16 |  |  | 0.97 |  | Outdoor
NJADRE1554503588 | Administratively Determined Incentive Program | Orange City | 7050 | 9 | 4.35 | Residential | Behind the Meter | Yes | Net Metered Residential | Sunrun Installation Services, Inc. | None | PSE&G | Accepted | 2023-08-18 | 2023-08-31 | 2024-08-31 | Inverters | SOLAREDGE TECHNOLOGIES | SE3800H-USMN | 3800 |  | 1 |  |  | 0.992 |  | Outside | Next to meter
NJADRE1554503588 | Administratively Determined Incentive Program | Orange City | 7050 | 9 | 4.35 | Residential | Behind the Meter | Yes | Net Metered Residential | Sunrun Installation Services, Inc. | None | PSE&G | Accepted | 2023-08-18 | 2023-08-31 | 2024-08-31 | Solar Panels | TRINA SOLAR | TSM-395DE09C.07 |  | 0.395 | 11 | 124 | 38 |  | Fixed | Roof
NJADRE1554503637 | Administratively Determined Incentive Program | Sicklerville | 8081 | 14 | 3.56 | Residential | Behind the Meter | Yes | Net Metered Residential | Sunrun Installation Services, Inc. | None | AC Electric | Accepted | 2023-08-18 | 2023-09-01 | 2024-09-01 | Inverters | Delta Electronics | E4-TL-US | 3840 |  | 1 |  |  | 0.96 |  | Outdoor | Next To Meter
NJADRE1554503637 | Administratively Determined Incentive Program | Sicklerville | 8081 | 14 | 3.56 | Residential | Behind the Meter | Yes | Net Metered Residential | Sunrun Installation Services, Inc. | None | AC Electric | Accepted | 2023-08-18 | 2023-09-01 | 2024-09-01 | Solar Panels | Trina Solar | TSM-395DE09C.07 |  | 0.395 | 9 | 130 | 22 |  | Fixed | Roof
NJADRE1554503650 | Administratively Determined Incentive Program | Newark | 7106 | 9 | 5.2 | Residential | Behind the Meter | Yes | Net Metered Residential | Pro Custom Solar dba Momentum Solar | None | PSE&G | Accepted | 2023-08-18 | 2023-08-31 | 2024-08-31 | Inverters | Enphase | IQ8PLUS-72-2-US | 290 |  | 13 |  |  | 0.97 |  | Outdoor
NJADRE1554503650 | Administratively Determined Incentive Program | Newark | 7106 | 9 | 5.2 | Residential | Behind the Meter | Yes | Net Metered Residential | Pro Custom Solar dba Momentum Solar | None | PSE&G | Accepted | 2023-08-18 | 2023-08-31 | 2024-08-31 | Solar Panels | Hanwha | q.peak duo blk ML-g10+400 |  | 0.4 | 13 | 154 | 19 |  | Fixed | Roof
NJADRE1554504061 | Administratively Determined Incentive Program | Robbinsville Township | 8691 | 12 | 9.6 | Residential | Behind the Meter | Yes | Net Metered Residential | Sunny Mac LLC | None | JCP&L | Accepted | 2023-08-18 | 2023-08-31 | 2024-08-31 | Solar Panels | HANWHA | Q.PEAK DUO BLK ML-G10+ 400W |  | 0.4 | 12 | 186 | 34 |  | Fixed | Roof
NJADRE1554504061 | Administratively Determined Incentive Program | Robbinsville Township | 8691 | 12 | 9.6 | Residential | Behind the Meter | Yes | Net Metered Residential | Sunny Mac LLC | None | JCP&L | Accepted | 2023-08-18 | 2023-08-31 | 2024-08-31 | Solar Panels | HANWHA | Q.PEAK DUO BLK ML-G10+ 400W |  | 0.4 | 4 | 186 | 34 |  | Fixed | Roof
NJADRE1554504061 | Administratively Determined Incentive Program | Robbinsville Township | 8691 | 12 | 9.6 | Residential | Behind the Meter | Yes | Net Metered Residential | Sunny Mac LLC | None | JCP&L | Accepted | 2023-08-18 | 2023-08-31 | 2024-08-31 | Solar Panels | HANWHA | Q.PEAK DUO BLK ML-G10+ 400W |  | 0.4 | 2 | 96 | 34 |  | Fixed | Roof
NJADRE1554504061 | Administratively Determined Incentive Program | Robbinsville Township | 8691 | 12 | 9.6 | Residential | Behind the Meter | Yes | Net Metered Residential | Sunny Mac LLC | None | JCP&L | Accepted | 2023-08-18 | 2023-08-31 | 2024-08-31 | Solar Panels | HANWHA | Q.PEAK DUO BLK ML-G10+ 400W |  | 0.4 | 3 | 276 | 34 |  | Fixed | Roof
NJADRE1554504061 | Administratively Determined Incentive Program | Robbinsville Township | 8691 | 12 | 9.6 | Residential | Behind the Meter | Yes | Net Metered Residential | Sunny Mac LLC | None | JCP&L | Accepted | 2023-08-18 | 2023-08-31 | 2024-08-31 | Solar Panels | HANWHA | Q.PEAK DUO BLK ML-G10+ 400W |  | 0.4 | 3 | 276 | 34 |  | Fixed | Roof
NJADRE1554504061 | Administratively Determined Incentive Program | Robbinsville Township | 8691 | 12 | 9.6 | Residential | Behind the Meter | Yes | Net Metered Residential | Sunny Mac LLC | None | JCP&L | Accepted | 2023-08-18 | 2023-08-31 | 2024-08-31 | Inverters | Solaredge | SE7600H-US | 7600 |  | 1 |  |  | 0.99 |  | Outdoor | NEXT TO METER
NJADRE1554504066 | Administratively Determined Incentive Program | Pennsauken | 8110 | 14 | 3.95 | Residential | Behind the Meter | No | Net Metered Residential | Sunrun Installation Services, Inc. | None | PSE&G | Accepted | 2023-08-18 | 2023-09-11 | 2024-09-11 | Inverters | SolarEdge Technologies | SE3800H-USMN | 3800 |  | 1 |  |  | 0.96 |  | Outdoor | Next To Meter
NJADRE1554504066 | Administratively Determined Incentive Program | Pennsauken | 8110 | 14 | 3.95 | Residential | Behind the Meter | No | Net Metered Residential | Sunrun Installation Services, Inc. | None | PSE&G | Accepted | 2023-08-18 | 2023-09-11 | 2024-09-11 | Solar Panels | Trina Solar | TSM-395DE09C.07 |  | 0.395 | 2 | 59 | 17 |  | Fixed | Roof
NJADRE1554504066 | Administratively Determined Incentive Program | Pennsauken | 8110 | 14 | 3.95 | Residential | Behind the Meter | No | Net Metered Residential | Sunrun Installation Services, Inc. | None | PSE&G | Accepted | 2023-08-18 | 2023-09-11 | 2024-09-11 | Solar Panels | Trina Solar | TSM-395DE09C.07 |  | 0.395 | 2 | 239 | 32 |  | Fixed | Roof
NJADRE1554504066 | Administratively Determined Incentive Program | Pennsauken | 8110 | 14 | 3.95 | Residential | Behind the Meter | No | Net Metered Residential | Sunrun Installation Services, Inc. | None | PSE&G | Accepted | 2023-08-18 | 2023-09-11 | 2024-09-11 | Solar Panels | Trina Solar | TSM-395DE09C.07 |  | 0.395 | 6 | 330 | 36 |  | Fixed | Roof
NJADRE1554504071 | Administratively Determined Incentive Program | Flemington | 8822 | 4 | 9.72 | Residential | Behind the Meter | No | Net Metered Residential | Tesla Energy Operations Inc | None | JCP&L | Accepted | 2023-08-18 | 2023-08-31 | 2024-08-31 | Inverters | Tesla | 1538000-45-A | 7600 |  | 1 |  |  | 0.98 |  | Outside
NJADRE1554504071 | Administratively Determined Incentive Program | Flemington | 8822 | 4 | 9.72 | Residential | Behind the Meter | No | Net Metered Residential | Tesla Energy Operations Inc | None | JCP&L | Accepted | 2023-08-18 | 2023-08-31 | 2024-08-31 | Solar Panels | Hanwha | Hanwha # Q.PEAK DUO BLK ML-G10+/TS 405 |  | 0.405 | 8 | 171 | 30 |  | Fixed | Roof
NJADRE1554504071 | Administratively Determined Incentive Program | Flemington | 8822 | 4 | 9.72 | Residential | Behind the Meter | No | Net Metered Residential | Tesla Energy Operations Inc | None | JCP&L | Accepted | 2023-08-18 | 2023-08-31 | 2024-08-31 | Solar Panels | Hanwha | Hanwha # Q.PEAK DUO BLK ML-G10+/TS 405 |  | 0.405 | 6 | 261 | 43 |  | Fixed | Roof
NJADRE1554504071 | Administratively Determined Incentive Program | Flemington | 8822 | 4 | 9.72 | Residential | Behind the Meter | No | Net Metered Residential | Tesla Energy Operations Inc | None | JCP&L | Accepted | 2023-08-18 | 2023-08-31 | 2024-08-31 | Solar Panels | Hanwha | Hanwha # Q.PEAK DUO BLK ML-G10+/TS 405 |  | 0.405 | 5 | 81 | 42 |  | Fixed | Roof
NJADRE1554504071 | Administratively Determined Incentive Program | Flemington | 8822 | 4 | 9.72 | Residential | Behind the Meter | No | Net Metered Residential | Tesla Energy Operations Inc | None | JCP&L | Accepted | 2023-08-18 | 2023-08-31 | 2024-08-31 | Solar Panels | Hanwha | Hanwha # Q.PEAK DUO BLK ML-G10+/TS 405 |  | 0.405 | 5 | 351 | 30 |  | Fixed | Roof
NJADRE1554504084 | Administratively Determined Incentive Program | Fort Lee | 7024 | 7 | 9.88 | Residential | Behind the Meter | No | Net Metered Residential | Sunrun Installation Services, Inc. | None | PSE&G | Accepted | 2023-08-18 | 2023-08-31 | 2024-08-31 | Inverters | Delta Electronics | E10-TL-US | 9600 |  | 1 |  |  | 0.96 |  | Outdoor | Next To Meter
NJADRE1554504084 | Administratively Determined Incentive Program | Fort Lee | 7024 | 7 | 9.88 | Residential | Behind the Meter | No | Net Metered Residential | Sunrun Installation Services, Inc. | None | PSE&G | Accepted | 2023-08-18 | 2023-08-31 | 2024-08-31 | Solar Panels | Trina Solar | TSM-395DE09C.07 |  | 0.395 | 9 | 35 | 18 |  | Fixed | Roof
NJADRE1554504084 | Administratively Determined Incentive Program | Fort Lee | 7024 | 7 | 9.88 | Residential | Behind the Meter | No | Net Metered Residential | Sunrun Installation Services, Inc. | None | PSE&G | Accepted | 2023-08-18 | 2023-08-31 | 2024-08-31 | Solar Panels | Trina Solar | TSM-395DE09C.07 |  | 0.395 | 16 | 215 | 19 |  | Fixed | Roof
NJADRE1554504169 | Administratively Determined Incentive Program | Bridgewater Township | 8807 | 5 | 10.8 | Residential | Behind the Meter | No | Net Metered Residential | Tesla Energy Operations Inc | None | PSE&G | Accepted | 2023-08-21 | 2023-08-31 | 2024-08-31 | Inverters | Tesla | 1538000-45-A | 5000 |  | 1 |  |  | 0.98 |  | Outside
NJADRE1554504169 | Administratively Determined Incentive Program | Bridgewater Township | 8807 | 5 | 10.8 | Residential | Behind the Meter | No | Net Metered Residential | Tesla Energy Operations Inc | None | PSE&G | Accepted | 2023-08-21 | 2023-08-31 | 2024-08-31 | Inverters | Tesla | 1538000-45-A | 5700 |  | 1 |  |  | 0.98 |  | Outdoor
NJADRE1554504169 | Administratively Determined Incentive Program | Bridgewater Township | 8807 | 5 | 10.8 | Residential | Behind the Meter | No | Net Metered Residential | Tesla Energy Operations Inc | None | PSE&G | Accepted | 2023-08-21 | 2023-08-31 | 2024-08-31 | Solar Panels | Hanwha | Hanwha # Q.PEAK DUO BLK ML-G10+/TS 400 |  | 0.4 | 15 | 174 | 24 |  | Fixed | Roof
NJADRE1554504169 | Administratively Determined Incentive Program | Bridgewater Township | 8807 | 5 | 10.8 | Residential | Behind the Meter | No | Net Metered Residential | Tesla Energy Operations Inc | None | PSE&G | Accepted | 2023-08-21 | 2023-08-31 | 2024-08-31 | Solar Panels | Hanwha | Hanwha # Q.PEAK DUO BLK ML-G10+/TS 400 |  | 0.4 | 12 | 174 | 36 |  | Fixed | Roof
NJADRE1554504199 | Administratively Determined Incentive Program | Somers Point | 8244 | 19 | 4.74 | Residential | Behind the Meter | Yes | Net Metered Residential | Sunrun Installation Services, Inc. | None | AC Electric | Accepted | 2023-08-18 | 2023-09-01 | 2024-09-01 | Inverters | SOLAREDGE TECHNOLOGIES | SE3800H-USMN | 3800 |  | 1 |  |  | 0.992 |  | Outdoor | next to meter
NJADRE1554504199 | Administratively Determined Incentive Program | Somers Point | 8244 | 19 | 4.74 | Residential | Behind the Meter | Yes | Net Metered Residential | Sunrun Installation Services, Inc. | None | AC Electric | Accepted | 2023-08-18 | 2023-09-01 | 2024-09-01 | Solar Panels | TRINA SOLAR | TSM-395DE09C.07 |  | 0.395 | 12 | 217 | 19 |  | Fixed | Roof
NJADRE1554504199 | Administratively Determined Incentive Program | Somers Point | 8244 | 19 | 4.74 | Residential | Behind the Meter | Yes | Net Metered Residential | Sunrun Installation Services, Inc. | None | AC Electric | Accepted | 2023-08-18 | 2023-09-01 | 2024-09-01 | Electric Storage Battery | Tesla | AC Powerwall 2 |  |  | 1 |  |  |  | Lithium Ion |  | OUTSIDE
NJADRE1554504225 | Administratively Determined Incentive Program | Brick | 8724 | 18 | 15.6 | Residential | Behind the Meter | Yes | Net Metered Residential | SunnyMac LLC | None | JCP&L | Accepted | 2023-08-18 | 2023-09-01 | 2024-09-01 | Solar Panels | HANWHA | Q.PEAK DUO BLK ML-G10+400 |  | 0.4 | 18 | 244 | 23 |  | Fixed | Roof
NJADRE1554504225 | Administratively Determined Incentive Program | Brick | 8724 | 18 | 15.6 | Residential | Behind the Meter | Yes | Net Metered Residential | SunnyMac LLC | None | JCP&L | Accepted | 2023-08-18 | 2023-09-01 | 2024-09-01 | Solar Panels | HANWHA | Q.PEAK DUO BLK ML-G10+400 |  | 0.4 | 21 | 64 | 23 |  | Fixed | Roof
NJADRE1554504225 | Administratively Determined Incentive Program | Brick | 8724 | 18 | 15.6 | Residential | Behind the Meter | Yes | Net Metered Residential | SunnyMac LLC | None | JCP&L | Accepted | 2023-08-18 | 2023-09-01 | 2024-09-01 | Inverters | Solaredge | SE 11400H-US | 11400 |  | 1 |  |  | 0.99 |  | Outdoor | NEXT TO METER
NJADRE1554504414 | Administratively Determined Incentive Program | West Berlin | 8091 | 14 | 8.91 | Residential | Behind the Meter | No | Net Metered Residential | Whitman Construction, LLC | None | AC Electric | Accepted | 2023-08-18 | 2023-09-01 | 2024-09-01 | Solar Panels | hanwha | q cell 405 |  | 0.405 | 7 | 64 | 34 |  | Fixed | Roof
NJADRE1554504414 | Administratively Determined Incentive Program | West Berlin | 8091 | 14 | 8.91 | Residential | Behind the Meter | No | Net Metered Residential | Whitman Construction, LLC | None | AC Electric | Accepted | 2023-08-18 | 2023-09-01 | 2024-09-01 | Solar Panels | hanwha | qcell 405 |  | 0.405 | 2 | 154 | 34 |  | Fixed | Roof
NJADRE1554504414 | Administratively Determined Incentive Program | West Berlin | 8091 | 14 | 8.91 | Residential | Behind the Meter | No | Net Metered Residential | Whitman Construction, LLC | None | AC Electric | Accepted | 2023-08-18 | 2023-09-01 | 2024-09-01 | Solar Panels | hanwha | q cell 405 |  | 0.405 | 3 | 154 | 34 |  | Fixed | Roof
NJADRE1554504414 | Administratively Determined Incentive Program | West Berlin | 8091 | 14 | 8.91 | Residential | Behind the Meter | No | Net Metered Residential | Whitman Construction, LLC | None | AC Electric | Accepted | 2023-08-18 | 2023-09-01 | 2024-09-01 | Solar Panels | hanwha | q cell 405 |  | 0.405 | 10 | 334 | 34 |  | Fixed | Roof
NJADRE1554504414 | Administratively Determined Incentive Program | West Berlin | 8091 | 14 | 8.91 | Residential | Behind the Meter | No | Net Metered Residential | Whitman Construction, LLC | None | AC Electric | Accepted | 2023-08-18 | 2023-09-01 | 2024-09-01 | Inverters | enphase | iq8plus-72-2-us | 290 |  | 22 |  |  | 0.975 |  | Outdoor
NJADRE1554504648 | Administratively Determined Incentive Program | Union Township | 8802 | 4 | 10 | Residential | Behind the Meter | Yes | Net Metered Residential | Pro Custom Solar dba Momentum Solar | None | JCP&L | Accepted | 2023-08-18 | 2023-08-31 | 2024-08-31 | Inverters | Enphase | IQ8PLUS-72-2-US | 290 |  | 25 |  |  | 0.97 |  | Outdoor
NJADRE1554504648 | Administratively Determined Incentive Program | Union Township | 8802 | 4 | 10 | Residential | Behind the Meter | Yes | Net Metered Residential | Pro Custom Solar dba Momentum Solar | None | JCP&L | Accepted | 2023-08-18 | 2023-08-31 | 2024-08-31 | Solar Panels | Hanwha | q.peak duo blk ML-g10+400 |  | 0.4 | 16 | 172 | 38 |  | Fixed | Roof
NJADRE1554504648 | Administratively Determined Incentive Program | Union Township | 8802 | 4 | 10 | Residential | Behind the Meter | Yes | Net Metered Residential | Pro Custom Solar dba Momentum Solar | None | JCP&L | Accepted | 2023-08-18 | 2023-08-31 | 2024-08-31 | Solar Panels | Hanwha | q.peak duo blk ML-g10+400 |  | 0.4 | 9 | 82 | 21 |  | Fixed | Roof
NJADRE1554504654 | Administratively Determined Incentive Program | Oakhurst | 7755 | 17 | 9.48 | Residential | Behind the Meter | Yes | Net Metered Residential | Sunrun Installation Services, Inc. | None | JCP&L | Accepted | 2023-08-18 | 2023-08-31 | 2024-08-31 | Inverters | SolarEdge Technologies | SE7600H-USSN | 7600 |  | 1 |  |  | 0.96 |  | Outdoor | Next To Meter
NJADRE1554504654 | Administratively Determined Incentive Program | Oakhurst | 7755 | 17 | 9.48 | Residential | Behind the Meter | Yes | Net Metered Residential | Sunrun Installation Services, Inc. | None | JCP&L | Accepted | 2023-08-18 | 2023-08-31 | 2024-08-31 | Solar Panels | Trina Solar | TSM-395DE09C.07 |  | 0.395 | 24 | 81 | 34 |  | Fixed | Roof
NJADRE1554504700 | Administratively Determined Incentive Program | Blackwood | 8012 | 14 | 11.6 | Residential | Behind the Meter | Yes | Net Metered Residential | Castle Energy, LLC | None | AC Electric | Accepted | 2023-08-18 | 2023-09-01 | 2024-09-01 | Inverters | Enphase/SunPower | IQ7HS | 384 |  | 29 |  |  | 0.97 |  | Outdoor
NJADRE1554504700 | Administratively Determined Incentive Program | Blackwood | 8012 | 14 | 11.6 | Residential | Behind the Meter | Yes | Net Metered Residential | Castle Energy, LLC | None | AC Electric | Accepted | 2023-08-18 | 2023-09-01 | 2024-09-01 | Solar Panels | Waaree | WSMDi-400 |  | 0.4 | 15 | 180 | 25 |  | Fixed | Ground
NJADRE1554504700 | Administratively Determined Incentive Program | Blackwood | 8012 | 14 | 11.6 | Residential | Behind the Meter | Yes | Net Metered Residential | Castle Energy, LLC | None | AC Electric | Accepted | 2023-08-18 | 2023-09-01 | 2024-09-01 | Solar Panels | Waaree | WSMDi-400 |  | 0.4 | 9 | 244 | 23 |  | Fixed | Roof
NJADRE1554504700 | Administratively Determined Incentive Program | Blackwood | 8012 | 14 | 11.6 | Residential | Behind the Meter | Yes | Net Metered Residential | Castle Energy, LLC | None | AC Electric | Accepted | 2023-08-18 | 2023-09-01 | 2024-09-01 | Solar Panels | Waaree | WSMDi-400 |  | 0.4 | 5 | 244 | 23 |  | Fixed | Roof
NJADRE1554504791 | Administratively Determined Incentive Program | Orange City | 7050 | 9 | 7.11 | Residential | Behind the Meter | Yes | Net Metered Residential | Sunrun Installation Services, Inc. | None | PSE&G | Accepted | 2023-08-18 | 2023-09-01 | 2024-09-01 | Inverters | SolarEdge Technologies | SE6000H-USSN | 6000 |  | 1 |  |  | 0.96 |  | Outdoor | Next To Meter
NJADRE1554504791 | Administratively Determined Incentive Program | Orange City | 7050 | 9 | 7.11 | Residential | Behind the Meter | Yes | Net Metered Residential | Sunrun Installation Services, Inc. | None | PSE&G | Accepted | 2023-08-18 | 2023-09-01 | 2024-09-01 | Solar Panels | Trina Solar | TSM-395DE09C.07 |  | 0.395 | 2 | 206 | 18 |  | Fixed | Roof
NJADRE1554504791 | Administratively Determined Incentive Program | Orange City | 7050 | 9 | 7.11 | Residential | Behind the Meter | Yes | Net Metered Residential | Sunrun Installation Services, Inc. | None | PSE&G | Accepted | 2023-08-18 | 2023-09-01 | 2024-09-01 | Solar Panels | Trina Solar | TSM-395DE09C.07 |  | 0.395 | 7 | 27 | 30 |  | Fixed | Roof
NJADRE1554504791 | Administratively Determined Incentive Program | Orange City | 7050 | 9 | 7.11 | Residential | Behind the Meter | Yes | Net Metered Residential | Sunrun Installation Services, Inc. | None | PSE&G | Accepted | 2023-08-18 | 2023-09-01 | 2024-09-01 | Solar Panels | Trina Solar | TSM-395DE09C.07 |  | 0.395 | 9 | 118 | 30 |  | Fixed | Roof
NJADRE1554504791 | Administratively Determined Incentive Program | Orange City | 7050 | 9 | 7.11 | Residential | Behind the Meter | Yes | Net Metered Residential | Sunrun Installation Services, Inc. | None | PSE&G | Accepted | 2023-08-18 | 2023-09-01 | 2024-09-01 | Electric Storage Battery | Tesla | Powerwall 2 AC |  |  | 1 |  |  |  | Lithium Ion |  | inside
NJADRE1554505006 | Administratively Determined Incentive Program | Wenonah | 8090 | 15 | 7.11 | Residential | Behind the Meter | Yes | Net Metered Residential | Sunrun Installation Services, Inc. | None | AC Electric | Accepted | 2023-08-18 | 2023-09-01 | 2024-09-01 | Inverters | SolarEdge Technologies | SE6000H-USSN | 6000 |  | 1 |  |  | 0.96 |  | Outdoor | Next To Meter
NJADRE1554505006 | Administratively Determined Incentive Program | Wenonah | 8090 | 15 | 7.11 | Residential | Behind the Meter | Yes | Net Metered Residential | Sunrun Installation Services, Inc. | None | AC Electric | Accepted | 2023-08-18 | 2023-09-01 | 2024-09-01 | Solar Panels | Trina Solar | TSM-395DE09C.07 |  | 0.395 | 8 | 347 | 37 |  | Fixed | Roof
NJADRE1554505006 | Administratively Determined Incentive Program | Wenonah | 8090 | 15 | 7.11 | Residential | Behind the Meter | Yes | Net Metered Residential | Sunrun Installation Services, Inc. | None | AC Electric | Accepted | 2023-08-18 | 2023-09-01 | 2024-09-01 | Solar Panels | Trina Solar | TSM-395DE09C.07 |  | 0.395 | 10 | 167 | 37 |  | Fixed | Roof
NJADRE1554505114 | Administratively Determined Incentive Program | Ewing Township | 8618 | 12 | 3.16 | Residential | Behind the Meter | Yes | Net Metered Residential | Sunrun Installation Services, Inc. | None | PSE&G | Accepted | 2023-08-18 | 2023-09-01 | 2024-09-01 | Inverters | SolarEdge Technologies | SE3800H-USMN | 3800 |  | 1 |  |  | 0.96 |  | Outdoor | Next To Meter
NJADRE1554505114 | Administratively Determined Incentive Program | Ewing Township | 8618 | 12 | 3.16 | Residential | Behind the Meter | Yes | Net Metered Residential | Sunrun Installation Services, Inc. | None | PSE&G | Accepted | 2023-08-18 | 2023-09-01 | 2024-09-01 | Solar Panels | Trina Solar | TSM-395DE09C.07 |  | 0.395 | 8 | 235 | 29 |  | Fixed | Roof
NJADRE1554506471 | Administratively Determined Incentive Program | Williamstown | 8094 | 15 | 6.57 | Residential | Behind the Meter | Yes | Net Metered Residential | Ad Energy | None | AC Electric | Accepted | 2023-08-18 | 2023-09-05 | 2024-09-05 | Inverters | SunPower | IQ7HS | 384 |  | 18 |  |  | 0.97 |  | Outdoor | At each panel
NJADRE1554506471 | Administratively Determined Incentive Program | Williamstown | 8094 | 15 | 6.57 | Residential | Behind the Meter | Yes | Net Metered Residential | Ad Energy | None | AC Electric | Accepted | 2023-08-18 | 2023-09-05 | 2024-09-05 | Solar Panels | SunPower | SPR-U-365-BLK-QC-DC |  | 0.365 | 18 | 178 | 27 |  | Fixed | Roof
NJADRE1554508482 | Administratively Determined Incentive Program | West Orange | 7052 | 9 | 3.16 | Residential | Behind the Meter | Yes | Net Metered Residential | Sunrun Installation Services, Inc. | None | PSE&G | Accepted | 2023-08-19 | 2023-09-01 | 2024-09-01 | Inverters | SolarEdge Technologies | SE3800H-USMN | 3800 |  | 1 |  |  | 0.96 |  | Outdoor | Next To Meter
NJADRE1554508482 | Administratively Determined Incentive Program | West Orange | 7052 | 9 | 3.16 | Residential | Behind the Meter | Yes | Net Metered Residential | Sunrun Installation Services, Inc. | None | PSE&G | Accepted | 2023-08-19 | 2023-09-01 | 2024-09-01 | Solar Panels | Trina Solar | TSM-395DE09C.07 |  | 0.395 | 8 | 201 | 2 |  | Fixed | Roof
NJADRE1554510256 | Administratively Determined Incentive Program | Riverside Twp | 8075 | 13 | 7.6 | Residential | Behind the Meter | Yes | Net Metered Residential | Sunny Mac LLC | None | PSE&G | Accepted | 2023-08-21 | 2023-09-01 | 2024-09-01 | Solar Panels | HANWHA | Q.PEAK DUO BLK ML-G10+400 |  | 0.4 | 9 | 180 | 23 |  | Fixed | Roof
NJADRE1554510256 | Administratively Determined Incentive Program | Riverside Twp | 8075 | 13 | 7.6 | Residential | Behind the Meter | Yes | Net Metered Residential | Sunny Mac LLC | None | PSE&G | Accepted | 2023-08-21 | 2023-09-01 | 2024-09-01 | Solar Panels | HANWHA | Q.PEAK DUO BLK ML-G10+400 |  | 0.4 | 6 | 180 | 23 |  | Fixed | Roof
NJADRE1554510256 | Administratively Determined Incentive Program | Riverside Twp | 8075 | 13 | 7.6 | Residential | Behind the Meter | Yes | Net Metered Residential | Sunny Mac LLC | None | PSE&G | Accepted | 2023-08-21 | 2023-09-01 | 2024-09-01 | Solar Panels | HANWHA | Q.PEAK DUO BLK ML-G10+400 |  | 0.4 | 4 | 0 | 23 |  | Fixed | Roof
NJADRE1554510256 | Administratively Determined Incentive Program | Riverside Twp | 8075 | 13 | 7.6 | Residential | Behind the Meter | Yes | Net Metered Residential | Sunny Mac LLC | None | PSE&G | Accepted | 2023-08-21 | 2023-09-01 | 2024-09-01 | Inverters | Solaredge | SE6000H-US | 6000 |  | 1 |  |  | 0.99 |  | Outdoor | NEXT TO METER
NJADRE1554510256 | Administratively Determined Incentive Program | Riverside Twp | 8075 | 13 | 7.6 | Residential | Behind the Meter | Yes | Net Metered Residential | Sunny Mac LLC | None | PSE&G | Accepted | 2023-08-21 | 2023-09-01 | 2024-09-01 | Meters | SE-RGMTR-1D-240C-B | Solaredge |  |  | 1 |  |  |  | Yes | Outdoor
NJADRE1554510266 | Administratively Determined Incentive Program | West Orange | 7052 | 9 | 8.4 | Residential | Behind the Meter | Yes | Net Metered Residential | Pro Custom Solar dba Momentum Solar | None | PSE&G | Accepted | 2023-08-21 | 2023-09-01 | 2024-09-01 | Inverters | Enphase | IQ8PLUS-72-2-US | 290 |  | 21 |  |  | 0.97 |  | Outdoor
NJADRE1554510266 | Administratively Determined Incentive Program | West Orange | 7052 | 9 | 8.4 | Residential | Behind the Meter | Yes | Net Metered Residential | Pro Custom Solar dba Momentum Solar | None | PSE&G | Accepted | 2023-08-21 | 2023-09-01 | 2024-09-01 | Solar Panels | Hanwha | q.peak duo blk ML-g10+400 |  | 0.4 | 12 | 294 | 35 |  | Fixed | Roof
NJADRE1554510266 | Administratively Determined Incentive Program | West Orange | 7052 | 9 | 8.4 | Residential | Behind the Meter | Yes | Net Metered Residential | Pro Custom Solar dba Momentum Solar | None | PSE&G | Accepted | 2023-08-21 | 2023-09-01 | 2024-09-01 | Solar Panels | Hanwha | q.peak duo blk ML-g10+400 |  | 0.4 | 9 | 114 | 34 |  | Fixed | Roof
NJADRE1554510268 | Administratively Determined Incentive Program | Franklin Township | 8873 | 5 | 4.8 | Residential | Behind the Meter | Yes | Net Metered Residential | Sunny Mac LLC | None | PSE&G | Accepted | 2023-08-21 | 2023-09-01 | 2024-09-01 | Solar Panels | HANWHA | Q.PEAK DUO BLK ML-G10+ 400W |  | 0.4 | 12 | 129 | 18 |  | Fixed | Roof
NJADRE1554510268 | Administratively Determined Incentive Program | Franklin Township | 8873 | 5 | 4.8 | Residential | Behind the Meter | Yes | Net Metered Residential | Sunny Mac LLC | None | PSE&G | Accepted | 2023-08-21 | 2023-09-01 | 2024-09-01 | Inverters | Solaredge | SE3800H-US | 3800 |  | 1 |  |  | 0.99 |  | Outdoor | NEXT TO METER
NJADRE1554510268 | Administratively Determined Incentive Program | Franklin Township | 8873 | 5 | 4.8 | Residential | Behind the Meter | Yes | Net Metered Residential | Sunny Mac LLC | None | PSE&G | Accepted | 2023-08-21 | 2023-09-01 | 2024-09-01 | Meters | SE-RGMTR-1D-240C-B | Solaredge |  |  | 1 |  |  |  | Yes | Outdoor
NJADRE1554510281 | Administratively Determined Incentive Program | Carteret Boro | 7008 | 11 | 3.16 | Residential | Behind the Meter | Yes | Net Metered Residential | Sunrun Installation Services, Inc. | None | PSE&G | Accepted | 2023-08-21 | 2023-09-01 | 2024-09-01 | Inverters | DELTA ELECTRONICS | E4-TL-US | 4000 |  | 1 |  |  | 0.975 |  | Outside
NJADRE1554510281 | Administratively Determined Incentive Program | Carteret Boro | 7008 | 11 | 3.16 | Residential | Behind the Meter | Yes | Net Metered Residential | Sunrun Installation Services, Inc. | None | PSE&G | Accepted | 2023-08-21 | 2023-09-01 | 2024-09-01 | Solar Panels | Trina Solar | TSM-395DE09C.07 |  | 0.395 | 8 | 256 | 2 |  | Fixed | Roof
NJADRE1554510380 | Administratively Determined Incentive Program | Elmwood Park Boro | 7407 | 7 | 4.35 | Residential | Behind the Meter | Yes | Net Metered Residential | Sunrun Installation Services, Inc. | None | PSE&G | Accepted | 2023-08-21 | 2023-09-01 | 2024-09-01 | Inverters | SOLAREDGE TECHNOLOGIES | SE3800H-USMN | 38000 |  | 1 |  |  | 0.992 |  | Outside | Next to meter
NJADRE1554510380 | Administratively Determined Incentive Program | Elmwood Park Boro | 7407 | 7 | 4.35 | Residential | Behind the Meter | Yes | Net Metered Residential | Sunrun Installation Services, Inc. | None | PSE&G | Accepted | 2023-08-21 | 2023-09-01 | 2024-09-01 | Solar Panels | Trina Solar | TSM-395DE09C.07 |  | 0.395 | 11 | 161 | 38 |  | Fixed | Roof
NJADRE1554510398 | Administratively Determined Incentive Program | Eastampton | 8060 | 13 | 13.43 | Residential | Behind the Meter | Yes | Net Metered Residential | Sunrun Installation Services, Inc. | None | PSE&G | Accepted | 2023-08-21 | 2023-09-01 | 2024-09-01 | Inverters | SolarEdge Technologies | SE10000H-USSN | 10000 |  | 1 |  |  | 0.96 |  | Outdoor | Next To Meter
NJADRE1554510398 | Administratively Determined Incentive Program | Eastampton | 8060 | 13 | 13.43 | Residential | Behind the Meter | Yes | Net Metered Residential | Sunrun Installation Services, Inc. | None | PSE&G | Accepted | 2023-08-21 | 2023-09-01 | 2024-09-01 | Solar Panels | Trina Solar | TSM-395DE09C.07 |  | 0.395 | 19 | 348 | 23 |  | Fixed | Roof
NJADRE1554510398 | Administratively Determined Incentive Program | Eastampton | 8060 | 13 | 13.43 | Residential | Behind the Meter | Yes | Net Metered Residential | Sunrun Installation Services, Inc. | None | PSE&G | Accepted | 2023-08-21 | 2023-09-01 | 2024-09-01 | Solar Panels | Trina Solar | TSM-395DE09C.07 |  | 0.395 | 15 | 168 | 23 |  | Fixed | Roof
NJADRE1554510415 | Administratively Determined Incentive Program | Vineland | 8360 | 20 | 5.6 | Residential | Behind the Meter | No | Net Metered Residential | SunnyMac LLC | None | Vineland Muni Electric | Accepted | 2023-08-21 | 2023-09-06 | 2024-09-06 | Solar Panels | HANWHA | Q.PEAK DUO BLK ML-G10+400 |  | 0.4 | 6 | 168 | 29 |  | Fixed | Roof
NJADRE1554510415 | Administratively Determined Incentive Program | Vineland | 8360 | 20 | 5.6 | Residential | Behind the Meter | No | Net Metered Residential | SunnyMac LLC | None | Vineland Muni Electric | Accepted | 2023-08-21 | 2023-09-06 | 2024-09-06 | Solar Panels | HANWHA | Q.PEAK DUO BLK ML-G10+400 |  | 0.4 | 6 | 78 | 29 |  | Fixed | Roof
NJADRE1554510415 | Administratively Determined Incentive Program | Vineland | 8360 | 20 | 5.6 | Residential | Behind the Meter | No | Net Metered Residential | SunnyMac LLC | None | Vineland Muni Electric | Accepted | 2023-08-21 | 2023-09-06 | 2024-09-06 | Solar Panels | HANWHA | Q.PEAK DUO BLK ML-G10+400 |  | 0.4 | 2 | 258 | 29 |  | Fixed | Roof
NJADRE1554510415 | Administratively Determined Incentive Program | Vineland | 8360 | 20 | 5.6 | Residential | Behind the Meter | No | Net Metered Residential | SunnyMac LLC | None | Vineland Muni Electric | Accepted | 2023-08-21 | 2023-09-06 | 2024-09-06 | Inverters | ENPHASE | IQ8PLUS-72-2-US | 290 |  | 1 |  |  | 0.99 |  | Outdoor | NEXT TO METER
NJADRE1554510469 | Administratively Determined Incentive Program | Monroe | 8094 | 15 | 10.8 | Residential | Behind the Meter | Yes | Net Metered Residential | Big Solar Energy, LLC | None | AC Electric | Accepted | 2023-08-21 | 2023-09-05 | 2024-09-05 | Solar Panels | HANWHA Q.CELLS | Q.PEAK DUO BLK ML-G10 400 |  | 0.4 | 3 | 224 | 20 |  | Fixed | Roof
NJADRE1554510469 | Administratively Determined Incentive Program | Monroe | 8094 | 15 | 10.8 | Residential | Behind the Meter | Yes | Net Metered Residential | Big Solar Energy, LLC | None | AC Electric | Accepted | 2023-08-21 | 2023-09-05 | 2024-09-05 | Solar Panels | HANWHA Q.CELLS | Q.PEAK DUO BLK ML-G10 400 |  | 0.4 | 2 | 224 | 40 |  | Fixed | Roof
NJADRE1554510469 | Administratively Determined Incentive Program | Monroe | 8094 | 15 | 10.8 | Residential | Behind the Meter | Yes | Net Metered Residential | Big Solar Energy, LLC | None | AC Electric | Accepted | 2023-08-21 | 2023-09-05 | 2024-09-05 | Solar Panels | HANWHA Q.CELLS | Q.PEAK DUO BLK ML-G10 400 |  | 0.4 | 16 | 314 | 40 |  | Fixed | Roof
NJADRE1554510469 | Administratively Determined Incentive Program | Monroe | 8094 | 15 | 10.8 | Residential | Behind the Meter | Yes | Net Metered Residential | Big Solar Energy, LLC | None | AC Electric | Accepted | 2023-08-21 | 2023-09-05 | 2024-09-05 | Solar Panels | HANWHA Q.CELLS | Q.PEAK DUO BLK ML-G10 400 |  | 0.4 | 3 | 44 | 40 |  | Fixed | Roof
NJADRE1554510469 | Administratively Determined Incentive Program | Monroe | 8094 | 15 | 10.8 | Residential | Behind the Meter | Yes | Net Metered Residential | Big Solar Energy, LLC | None | AC Electric | Accepted | 2023-08-21 | 2023-09-05 | 2024-09-05 | Solar Panels | HANWHA Q.CELLS | Q.PEAK DUO BLK ML-G10 400 |  | 0.4 | 3 | 44 | 20 |  | Fixed | Roof
NJADRE1554510469 | Administratively Determined Incentive Program | Monroe | 8094 | 15 | 10.8 | Residential | Behind the Meter | Yes | Net Metered Residential | Big Solar Energy, LLC | None | AC Electric | Accepted | 2023-08-21 | 2023-09-05 | 2024-09-05 | Inverters | SOLAREDGE | SE7600H-US ENERGY HUB (240V) | 32 |  | 1 |  |  | 0.992 |  | Outdoor
NJADRE1554510477 | Administratively Determined Incentive Program | Camden City | 8105 | 14 | 9.48 | Residential | Behind the Meter | Yes | Net Metered Residential | Bright Planet Solar | None | PSE&G | Accepted | 2023-08-21 | 2023-10-11 | 2024-10-11 | Inverters | Solar Edge | SE7600h-USRGM | 7600 |  | 1 |  |  | 0.98 |  | Outdoor | OUTSIDE
NJADRE1554510477 | Administratively Determined Incentive Program | Camden City | 8105 | 14 | 9.48 | Residential | Behind the Meter | Yes | Net Metered Residential | Bright Planet Solar | None | PSE&G | Accepted | 2023-08-21 | 2023-10-11 | 2024-10-11 | Solar Panels | HANWHA Q-CELLS | Q.PEAK DUO BLK ML-G10+395 |  | 0.395 | 12 | 201 | 9 |  | Fixed | Roof
NJADRE1554510477 | Administratively Determined Incentive Program | Camden City | 8105 | 14 | 9.48 | Residential | Behind the Meter | Yes | Net Metered Residential | Bright Planet Solar | None | PSE&G | Accepted | 2023-08-21 | 2023-10-11 | 2024-10-11 | Solar Panels | HANWHA Q-CELLS | Q.PEAK DUO BLK ML-G10+395 |  | 0.395 | 12 | 40 | 9 |  | Fixed | Roof
NJADRE1554510518 | Administratively Determined Incentive Program | Columbia | 7832 | 2 | 8.51 | Residential | Behind the Meter | Yes | Net Metered Residential | Trinity Solar | None | JCP&L | Accepted | 2023-08-21 | 2023-09-01 | 2024-09-01 | Inverters | Solar Edge | SE7600H-US | 7600 |  | 1 |  |  | 0.97 |  | Outdoor
NJADRE1554510518 | Administratively Determined Incentive Program | Columbia | 7832 | 2 | 8.51 | Residential | Behind the Meter | Yes | Net Metered Residential | Trinity Solar | None | JCP&L | Accepted | 2023-08-21 | 2023-09-01 | 2024-09-01 | Solar Panels | HANWHA 405 (Q.PEAK DUO BLK ML-G10+ 405) | HANWHA 405 (Q.PEAK DUO BLK ML-G10+ 405) |  | 0.405 | 21 | 159 | 23 |  | Fixed | Roof
NJADRE1554510605 | Administratively Determined Incentive Program | Mays Landing | 8330 | 19 | 7.77 | Residential | Behind the Meter | Yes | Net Metered Residential | Vision Solar LLC | None | AC Electric | Accepted | 2023-08-21 | 2023-09-01 | 2024-09-01 | Inverters | SolarEdge | SE6000H-USRGM | 6 |  | 1 |  |  | 0.97 |  | Outdoor
NJADRE1554510605 | Administratively Determined Incentive Program | Mays Landing | 8330 | 19 | 7.77 | Residential | Behind the Meter | Yes | Net Metered Residential | Vision Solar LLC | None | AC Electric | Accepted | 2023-08-21 | 2023-09-01 | 2024-09-01 | Solar Panels | ZNSHINE SOLAR | ZXM6-NH120-370/M |  | 0.37 | 10 | 222 | 13 |  | Fixed | Roof
NJADRE1554510605 | Administratively Determined Incentive Program | Mays Landing | 8330 | 19 | 7.77 | Residential | Behind the Meter | Yes | Net Metered Residential | Vision Solar LLC | None | AC Electric | Accepted | 2023-08-21 | 2023-09-01 | 2024-09-01 | Solar Panels | ZNSHINE SOLAR | ZXM6-NH120-370/M |  | 0.37 | 11 | 42 | 30 |  | Fixed | Roof
NJADRE1554510621 | Administratively Determined Incentive Program | Edison Twp | 8817 | 11 | 11.34 | Residential | Behind the Meter | No | Net Metered Residential | EMT Renewables | None | PSE&G | Accepted | 2023-08-21 | 2023-09-01 | 2024-09-01 | Inverters | ENPHASE | IQ7x | 315 |  | 27 |  |  | 0.98 |  | Other | UNDER EACH PANEL
NJADRE1554510621 | Administratively Determined Incentive Program | Edison Twp | 8817 | 11 | 11.34 | Residential | Behind the Meter | No | Net Metered Residential | EMT Renewables | None | PSE&G | Accepted | 2023-08-21 | 2023-09-01 | 2024-09-01 | Solar Panels | REC ALPHA | REC 420 |  | 0.42 | 11 | 85 | 20 |  | Fixed | Roof
NJADRE1554510621 | Administratively Determined Incentive Program | Edison Twp | 8817 | 11 | 11.34 | Residential | Behind the Meter | No | Net Metered Residential | EMT Renewables | None | PSE&G | Accepted | 2023-08-21 | 2023-09-01 | 2024-09-01 | Solar Panels | REC ALPHA | REC 420 |  | 0.42 | 16 | 265 | 20 |  | Fixed | Roof
NJADRE1554510631 | Administratively Determined Incentive Program | Voorhees Township | 8043 | 14 | 12.21 | Residential | Behind the Meter | No | Net Metered Residential | Vision Solar LLC | None | AC Electric | Accepted | 2023-08-21 | 2023-09-06 | 2024-09-06 | Inverters | Solar Edge | SE11400H-USRGM | 11 |  | 1 |  |  | 0.97 |  | Outside
NJADRE1554510631 | Administratively Determined Incentive Program | Voorhees Township | 8043 | 14 | 12.21 | Residential | Behind the Meter | No | Net Metered Residential | Vision Solar LLC | None | AC Electric | Accepted | 2023-08-21 | 2023-09-06 | 2024-09-06 | Solar Panels | ZNSHINE Solar | ZXM6-NH120-370/M |  | 0.37 | 33 | 175 | 33 |  | Fixed | Roof
NJADRE1554510639 | Administratively Determined Incentive Program | Hainesport | 8036 | 13 | 15.58 | Residential | Behind the Meter | No | Net Metered Residential | R U Bright LLC | None | PSE&G | Accepted | 2023-08-29 | 2023-09-15 | 2024-09-15 | Inverters | Enphase | IQ8M-72-2-US | 325 |  | 38 |  |  | 0.978 |  | Outside
NJADRE1554510639 | Administratively Determined Incentive Program | Hainesport | 8036 | 13 | 15.58 | Residential | Behind the Meter | No | Net Metered Residential | R U Bright LLC | None | PSE&G | Accepted | 2023-08-29 | 2023-09-15 | 2024-09-15 | Meters | Enphase | Envoy IQ |  |  | 1 |  |  |  | Yes | Outdoor
NJADRE1554510639 | Administratively Determined Incentive Program | Hainesport | 8036 | 13 | 15.58 | Residential | Behind the Meter | No | Net Metered Residential | R U Bright LLC | None | PSE&G | Accepted | 2023-08-29 | 2023-09-15 | 2024-09-15 | Solar Panels | Solar4America | S4A410-108MH10BB |  | 0.41 | 20 | 170 | 36 |  | Fixed | Roof
NJADRE1554510639 | Administratively Determined Incentive Program | Hainesport | 8036 | 13 | 15.58 | Residential | Behind the Meter | No | Net Metered Residential | R U Bright LLC | None | PSE&G | Accepted | 2023-08-29 | 2023-09-15 | 2024-09-15 | Solar Panels | Solar4America | S4A410-108MH10BB |  | 0.41 | 18 | 350 | 26 |  | Fixed | Roof
NJADRE1554510639 | Administratively Determined Incentive Program | Hainesport | 8036 | 13 | 15.58 | Residential | Behind the Meter | No | Net Metered Residential | R U Bright LLC | None | PSE&G | Accepted | 2023-08-29 | 2023-09-15 | 2024-09-15 | Electric Storage Battery | Enphase | Encharge 10T |  |  | 3 |  |  |  | Lithium Ion |  | Inside
NJADRE1554510657 | Administratively Determined Incentive Program | Middlesex | 8846 | 11 | 11.46 | Residential | Behind the Meter | Yes | Net Metered Residential | Sunrun Installation Services, Inc. | None | PSE&G | Accepted | 2023-08-21 | 2023-09-05 | 2024-09-05 | Inverters | SolarEdge Technologies | SE10000H-USSN | 10000 |  | 1 |  |  | 0.96 |  | Outdoor | Next To Meter
NJADRE1554510657 | Administratively Determined Incentive Program | Middlesex | 8846 | 11 | 11.46 | Residential | Behind the Meter | Yes | Net Metered Residential | Sunrun Installation Services, Inc. | None | PSE&G | Accepted | 2023-08-21 | 2023-09-05 | 2024-09-05 | Solar Panels | Trina Solar | TSM-395DE09C.07 |  | 0.395 | 3 | 65 | 36 |  | Fixed | Roof
NJADRE1554510657 | Administratively Determined Incentive Program | Middlesex | 8846 | 11 | 11.46 | Residential | Behind the Meter | Yes | Net Metered Residential | Sunrun Installation Services, Inc. | None | PSE&G | Accepted | 2023-08-21 | 2023-09-05 | 2024-09-05 | Solar Panels | Trina Solar | TSM-395DE09C.07 |  | 0.395 | 2 | 154 | 22 |  | Fixed | Roof
NJADRE1554510657 | Administratively Determined Incentive Program | Middlesex | 8846 | 11 | 11.46 | Residential | Behind the Meter | Yes | Net Metered Residential | Sunrun Installation Services, Inc. | None | PSE&G | Accepted | 2023-08-21 | 2023-09-05 | 2024-09-05 | Solar Panels | Trina Solar | TSM-395DE09C.07 |  | 0.395 | 14 | 245 | 23 |  | Fixed | Roof
NJADRE1554510657 | Administratively Determined Incentive Program | Middlesex | 8846 | 11 | 11.46 | Residential | Behind the Meter | Yes | Net Metered Residential | Sunrun Installation Services, Inc. | None | PSE&G | Accepted | 2023-08-21 | 2023-09-05 | 2024-09-05 | Solar Panels | Trina Solar | TSM-395DE09C.07 |  | 0.395 | 10 | 65 | 22 |  | Fixed | Roof
NJADRE1554510657 | Administratively Determined Incentive Program | Middlesex | 8846 | 11 | 11.46 | Residential | Behind the Meter | Yes | Net Metered Residential | Sunrun Installation Services, Inc. | None | PSE&G | Accepted | 2023-08-21 | 2023-09-05 | 2024-09-05 | Electric Storage Battery | Tesla | Powerwall 2 AC |  |  | 2 |  |  |  | Lithium Ion |  | outside
NJADRE1554510661 | Administratively Determined Incentive Program | Tinton Falls | 7724 | 17 | 17.72 | Residential | Behind the Meter | No | Net Metered Residential | Tesla Energy Operations Inc | None | JCP&L | Accepted | 2023-08-21 | 2023-08-23 | 2024-08-23 | Inverters | Tesla | 1534000-00-E | 3800 |  | 1 |  |  | 0.98 |  | Outside
NJADRE1554510661 | Administratively Determined Incentive Program | Tinton Falls | 7724 | 17 | 17.72 | Residential | Behind the Meter | No | Net Metered Residential | Tesla Energy Operations Inc | None | JCP&L | Accepted | 2023-08-21 | 2023-08-23 | 2024-08-23 | Inverters | Tesla | 1538000-00-E | 7600 |  | 1 |  |  | 0.98 |  | Outside
NJADRE1554510661 | Administratively Determined Incentive Program | Tinton Falls | 7724 | 17 | 17.72 | Residential | Behind the Meter | No | Net Metered Residential | Tesla Energy Operations Inc | None | JCP&L | Accepted | 2023-08-21 | 2023-08-23 | 2024-08-23 | Solar Panels | Tesla | SR60T1 |  | 0.05847 | 74 | 99 | 30 |  | Fixed | Roof
NJADRE1554510661 | Administratively Determined Incentive Program | Tinton Falls | 7724 | 17 | 17.72 | Residential | Behind the Meter | No | Net Metered Residential | Tesla Energy Operations Inc | None | JCP&L | Accepted | 2023-08-21 | 2023-08-23 | 2024-08-23 | Solar Panels | Tesla | SR60T1 |  | 0.05847 | 10 | 9 | 40 |  | Fixed | Roof
NJADRE1554510661 | Administratively Determined Incentive Program | Tinton Falls | 7724 | 17 | 17.72 | Residential | Behind the Meter | No | Net Metered Residential | Tesla Energy Operations Inc | None | JCP&L | Accepted | 2023-08-21 | 2023-08-23 | 2024-08-23 | Solar Panels | Tesla | SR60T1 |  | 0.05847 | 200 | 279 | 30 |  | Fixed | Roof
NJADRE1554510661 | Administratively Determined Incentive Program | Tinton Falls | 7724 | 17 | 17.72 | Residential | Behind the Meter | No | Net Metered Residential | Tesla Energy Operations Inc | None | JCP&L | Accepted | 2023-08-21 | 2023-08-23 | 2024-08-23 | Solar Panels | Tesla | SR60T1 |  | 0.05847 | 19 | 99 | 30 |  | Single Axis | Roof
NJADRE1554510661 | Administratively Determined Incentive Program | Tinton Falls | 7724 | 17 | 17.72 | Residential | Behind the Meter | No | Net Metered Residential | Tesla Energy Operations Inc | None | JCP&L | Accepted | 2023-08-21 | 2023-08-23 | 2024-08-23 | Electric Storage Battery | Tesla | AC Powerwall 2.0 |  |  | 6 |  |  |  | Lithium Ion |  | Outside
NJADRE1554510665 | Administratively Determined Incentive Program | East Brunswick Twp | 8816 | 11 | 9.2 | Residential | Behind the Meter | Yes | Net Metered Residential | Bright Planet Solar | None | PSE&G | Accepted | 2023-08-21 | 2023-09-05 | 2024-09-05 | Inverters | Solar Edge | SE7600H-USRGM | 7600 |  | 1 |  |  | 0.98 |  | Outdoor | OUTSIDE
NJADRE1554510665 | Administratively Determined Incentive Program | East Brunswick Twp | 8816 | 11 | 9.2 | Residential | Behind the Meter | Yes | Net Metered Residential | Bright Planet Solar | None | PSE&G | Accepted | 2023-08-21 | 2023-09-05 | 2024-09-05 | Solar Panels | HANWHA Q-CELLS | Q.PEAK DUO BLK ML-G10.a+400 |  | 0.4 | 7 | 255 | 27 |  | Fixed | Roof
NJADRE1554510665 | Administratively Determined Incentive Program | East Brunswick Twp | 8816 | 11 | 9.2 | Residential | Behind the Meter | Yes | Net Metered Residential | Bright Planet Solar | None | PSE&G | Accepted | 2023-08-21 | 2023-09-05 | 2024-09-05 | Solar Panels | HANWHA Q-CELLS | Q.PEAK DUO BLK ML-G10.a+400 |  | 0.4 | 16 | 75 | 27 |  | Fixed | Roof
NJADRE1554510675 | Administratively Determined Incentive Program | Hackensack City | 7601 | 7 | 5.14 | Residential | Behind the Meter | Yes | Net Metered Residential | Sunrun Installation Services, Inc. | None | PSE&G | Accepted | 2023-08-21 | 2023-09-05 | 2024-09-05 | Inverters | SOLAREDGE TECHNOLOGIES | SE3800H-USMN | 3800 |  | 1 |  |  | 0.992 |  | Outside | Next to meter
NJADRE1554510675 | Administratively Determined Incentive Program | Hackensack City | 7601 | 7 | 5.14 | Residential | Behind the Meter | Yes | Net Metered Residential | Sunrun Installation Services, Inc. | None | PSE&G | Accepted | 2023-08-21 | 2023-09-05 | 2024-09-05 | Solar Panels | Trina Solar | TSM-395DE09C.07 |  | 0.395 | 4 | 88 | 32 |  | Fixed | Roof
NJADRE1554510675 | Administratively Determined Incentive Program | Hackensack City | 7601 | 7 | 5.14 | Residential | Behind the Meter | Yes | Net Metered Residential | Sunrun Installation Services, Inc. | None | PSE&G | Accepted | 2023-08-21 | 2023-09-05 | 2024-09-05 | Solar Panels | Trina Solar | TSM-395DE09C.07 |  | 0.395 | 9 | 268 | 32 |  | Fixed | Roof
NJADRE1554510681 | Administratively Determined Incentive Program | Union Beach | 7735 | 17 | 10.65 | Residential | Behind the Meter | No | Net Metered Residential | Solar Energy World | None | JCP&L | Accepted | 2023-08-21 | 2023-09-05 | 2024-09-05 | Solar Panels | LONGi Green Energy | LR4-60HPB-355M |  | 0.355 | 18 | 225 | 30 |  | Fixed | Roof
NJADRE1554510681 | Administratively Determined Incentive Program | Union Beach | 7735 | 17 | 10.65 | Residential | Behind the Meter | No | Net Metered Residential | Solar Energy World | None | JCP&L | Accepted | 2023-08-21 | 2023-09-05 | 2024-09-05 | Solar Panels | LONGi Green Energy | LR4-60HPM-355M |  | 0.355 | 12 | 225 | 34 |  | Fixed | Roof
NJADRE1554510681 | Administratively Determined Incentive Program | Union Beach | 7735 | 17 | 10.65 | Residential | Behind the Meter | No | Net Metered Residential | Solar Energy World | None | JCP&L | Accepted | 2023-08-21 | 2023-09-05 | 2024-09-05 | Inverters | Enphase | IQ7-60-M-US | 270 |  | 30 |  |  | 0.97 |  | Outside
NJADRE1554510694 | Administratively Determined Incentive Program | Irvington Town | 7111 | 9 | 7.56 | Residential | Behind the Meter | No | Net Metered Residential | EMT Renewables | None | PSE&G | Accepted | 2023-08-21 | 2023-09-05 | 2024-09-05 | Inverters | ENPHASE | IQ7x | 315 |  | 18 |  |  | 0.98 |  | Other | UNDER EACH PANEL
NJADRE1554510694 | Administratively Determined Incentive Program | Irvington Town | 7111 | 9 | 7.56 | Residential | Behind the Meter | No | Net Metered Residential | EMT Renewables | None | PSE&G | Accepted | 2023-08-21 | 2023-09-05 | 2024-09-05 | Solar Panels | REC ALPHA | REC 420 |  | 0.42 | 18 | 178 | 3 |  | Fixed | Roof
NJADRE1554510720 | Administratively Determined Incentive Program | Hillside | 7205 | 10 | 6.63 | Residential | Behind the Meter | Yes | Net Metered Residential | Sunrun Installation Services, Inc. | None | PSE&G | Accepted | 2023-08-21 | 2023-09-05 | 2024-09-05 | Inverters | SolarEdge Technologies | SE6000H-USSN | 6000 |  | 1 |  |  | 0.96 |  | Outdoor | Next To Meter
NJADRE1554510720 | Administratively Determined Incentive Program | Hillside | 7205 | 10 | 6.63 | Residential | Behind the Meter | Yes | Net Metered Residential | Sunrun Installation Services, Inc. | None | PSE&G | Accepted | 2023-08-21 | 2023-09-05 | 2024-09-05 | Solar Panels | Trina Solar | TSM-390DE09C.07 |  | 0.39 | 4 | 82 | 19 |  | Fixed | Roof
NJADRE1554510720 | Administratively Determined Incentive Program | Hillside | 7205 | 10 | 6.63 | Residential | Behind the Meter | Yes | Net Metered Residential | Sunrun Installation Services, Inc. | None | PSE&G | Accepted | 2023-08-21 | 2023-09-05 | 2024-09-05 | Solar Panels | Trina Solar | TSM-390DE09C.07 |  | 0.39 | 5 | 352 | 19 |  | Fixed | Roof
NJADRE1554510720 | Administratively Determined Incentive Program | Hillside | 7205 | 10 | 6.63 | Residential | Behind the Meter | Yes | Net Metered Residential | Sunrun Installation Services, Inc. | None | PSE&G | Accepted | 2023-08-21 | 2023-09-05 | 2024-09-05 | Solar Panels | Trina Solar | TSM-390DE09C.07 |  | 0.39 | 8 | 172 | 19 |  | Fixed | Roof
NJADRE1554510758 | Administratively Determined Incentive Program | Franklinville | 8322 | 15 | 14.49 | Residential | Behind the Meter | Yes | Net Metered Residential | Bright Planet Solar | None | AC Electric | Accepted | 2023-08-21 | 2023-09-18 | 2024-09-18 | Inverters | Solar Edge | SE60000H-USRGM | 60000 |  | 1 |  |  | 0.98 |  | Outdoor | OUTSIDE
NJADRE1554510758 | Administratively Determined Incentive Program | Franklinville | 8322 | 15 | 14.49 | Residential | Behind the Meter | Yes | Net Metered Residential | Bright Planet Solar | None | AC Electric | Accepted | 2023-08-21 | 2023-09-18 | 2024-09-18 | Solar Panels | HANWHA Q-CELLS | Q.PEAK DUO BLK-G5 315W |  | 0.315 | 17 | 153 | 18 |  | Fixed | Roof
NJADRE1554510758 | Administratively Determined Incentive Program | Franklinville | 8322 | 15 | 14.49 | Residential | Behind the Meter | Yes | Net Metered Residential | Bright Planet Solar | None | AC Electric | Accepted | 2023-08-21 | 2023-09-18 | 2024-09-18 | Solar Panels | HANWHA Q-CELLS | Q.PEAK DUO BLK-G5 315W |  | 0.315 | 29 | 333 | 18 |  | Fixed | Roof
NJADRE1554511086 | Administratively Determined Incentive Program | Long Branch | 7740 | 17 | 3.56 | Residential | Behind the Meter | Yes | Net Metered Residential | Sunrun Installation Services, Inc. | None | JCP&L | Accepted | 2023-08-21 | 2023-09-05 | 2024-09-05 | Inverters | SolarEdge Technologies | SE3800H-USMN | 3800 |  | 1 |  |  | 0.96 |  | Outdoor | Next To Meter
NJADRE1554511086 | Administratively Determined Incentive Program | Long Branch | 7740 | 17 | 3.56 | Residential | Behind the Meter | Yes | Net Metered Residential | Sunrun Installation Services, Inc. | None | JCP&L | Accepted | 2023-08-21 | 2023-09-05 | 2024-09-05 | Solar Panels | Trina Solar | TSM-395DE09C.07 |  | 0.395 | 9 | 329 | 29 |  | Fixed | Roof
NJADRE1554511086 | Administratively Determined Incentive Program | Long Branch | 7740 | 17 | 3.56 | Residential | Behind the Meter | Yes | Net Metered Residential | Sunrun Installation Services, Inc. | None | JCP&L | Accepted | 2023-08-21 | 2023-09-05 | 2024-09-05 | Electric Storage Battery | Tesla | Powerwall 2 AC |  |  | 2 |  |  |  | Lithium Ion |  | Inside
NJADRE1554511107 | Administratively Determined Incentive Program | Englishtown | 7726 | 17 | 14.99 | Residential | Behind the Meter | No | Net Metered Residential | Tesla Energy Operations Inc | None | JCP&L | Accepted | 2023-08-21 | 2023-08-23 | 2024-08-23 | Solar Panels | Hanwha | Q.PEAK DUO BLK ML-G10+/TS 405 |  | 0.405 | 8 | 339 | 28 |  | Fixed | Roof
NJADRE1554511107 | Administratively Determined Incentive Program | Englishtown | 7726 | 17 | 14.99 | Residential | Behind the Meter | No | Net Metered Residential | Tesla Energy Operations Inc | None | JCP&L | Accepted | 2023-08-21 | 2023-08-23 | 2024-08-23 | Solar Panels | Hanwha | Q.PEAK DUO BLK ML-G10+/TS 405 |  | 0.405 | 13 | 159 | 28 |  | Fixed | Roof
NJADRE1554511107 | Administratively Determined Incentive Program | Englishtown | 7726 | 17 | 14.99 | Residential | Behind the Meter | No | Net Metered Residential | Tesla Energy Operations Inc | None | JCP&L | Accepted | 2023-08-21 | 2023-08-23 | 2024-08-23 | Solar Panels | Hanwha | Q.PEAK DUO BLK ML-G10+/TS 405 |  | 0.405 | 12 | 339 | 28 |  | Fixed | Roof
NJADRE1554511107 | Administratively Determined Incentive Program | Englishtown | 7726 | 17 | 14.99 | Residential | Behind the Meter | No | Net Metered Residential | Tesla Energy Operations Inc | None | JCP&L | Accepted | 2023-08-21 | 2023-08-23 | 2024-08-23 | Solar Panels | Hanwha | Q.PEAK DUO BLK ML-G10+/TS 405 |  | 0.405 | 4 | 249 | 18 |  | Fixed | Roof
NJADRE1554511107 | Administratively Determined Incentive Program | Englishtown | 7726 | 17 | 14.99 | Residential | Behind the Meter | No | Net Metered Residential | Tesla Energy Operations Inc | None | JCP&L | Accepted | 2023-08-21 | 2023-08-23 | 2024-08-23 | Inverters | Tesla | 1538000-45-A (240V) | 5760 |  | 1 |  |  | 0.98 |  | Outdoor
NJADRE1554511107 | Administratively Determined Incentive Program | Englishtown | 7726 | 17 | 14.99 | Residential | Behind the Meter | No | Net Metered Residential | Tesla Energy Operations Inc | None | JCP&L | Accepted | 2023-08-21 | 2023-08-23 | 2024-08-23 | Inverters | Tesla | 1538000-45-A (240V) | 7680 |  | 1 |  |  | 0.98 |  | Outdoor
NJADRE1554511118 | Administratively Determined Incentive Program | Paramus | 7653 | 7 | 13.14 | Residential | Behind the Meter | No | Net Metered Residential | Power Home Remodeling | None | PSE&G | Accepted | 2023-08-21 | 2023-09-05 | 2024-09-05 | Inverters | SolarEdge | SE10000H-US | 10000 |  | 1 |  |  | 0.99 |  | Outdoor
NJADRE1554511118 | Administratively Determined Incentive Program | Paramus | 7653 | 7 | 13.14 | Residential | Behind the Meter | No | Net Metered Residential | Power Home Remodeling | None | PSE&G | Accepted | 2023-08-21 | 2023-09-05 | 2024-09-05 | Meters | SolarEdge | Revenue Grade Data Ansi C12.20 |  |  | 1 |  |  |  | Yes | Outdoor
NJADRE1554511118 | Administratively Determined Incentive Program | Paramus | 7653 | 7 | 13.14 | Residential | Behind the Meter | No | Net Metered Residential | Power Home Remodeling | None | PSE&G | Accepted | 2023-08-21 | 2023-09-05 | 2024-09-05 | Solar Panels | Hyundai | HiS-S365XG(BK) |  | 0.365 | 10 | 282 | 24 |  | Fixed | Roof
NJADRE1554511118 | Administratively Determined Incentive Program | Paramus | 7653 | 7 | 13.14 | Residential | Behind the Meter | No | Net Metered Residential | Power Home Remodeling | None | PSE&G | Accepted | 2023-08-21 | 2023-09-05 | 2024-09-05 | Solar Panels | Hyundai | HiS-S365XG(BK) |  | 0.365 | 12 | 282 | 24 |  | Fixed | Roof
NJADRE1554511118 | Administratively Determined Incentive Program | Paramus | 7653 | 7 | 13.14 | Residential | Behind the Meter | No | Net Metered Residential | Power Home Remodeling | None | PSE&G | Accepted | 2023-08-21 | 2023-09-05 | 2024-09-05 | Solar Panels | Hyundai | HiS-S365XG(BK) |  | 0.365 | 5 | 192 | 27 |  | Fixed | Roof
NJADRE1554511118 | Administratively Determined Incentive Program | Paramus | 7653 | 7 | 13.14 | Residential | Behind the Meter | No | Net Metered Residential | Power Home Remodeling | None | PSE&G | Accepted | 2023-08-21 | 2023-09-05 | 2024-09-05 | Solar Panels | Hyundai | HiS-S365XG(BK) |  | 0.365 | 6 | 102 | 24 |  | Fixed | Roof
NJADRE1554511118 | Administratively Determined Incentive Program | Paramus | 7653 | 7 | 13.14 | Residential | Behind the Meter | No | Net Metered Residential | Power Home Remodeling | None | PSE&G | Accepted | 2023-08-21 | 2023-09-05 | 2024-09-05 | Solar Panels | Hyundai | HiS-S365XG(BK) |  | 0.365 | 3 | 102 | 18 |  | Fixed | Roof
NJADRE1554511135 | Administratively Determined Incentive Program | Closter | 7624 | 7 | 11.85 | Residential | Behind the Meter | No | Net Metered Residential | EMT Renewables | None | Orange Rockland Electric | Accepted | 2023-08-21 | 2023-09-06 | 2024-09-06 | Inverters | ENPHASE | IQ8+ | 290 |  | 30 |  |  | 0.98 |  | Other | UNDER EACH PANEL
NJADRE1554511135 | Administratively Determined Incentive Program | Closter | 7624 | 7 | 11.85 | Residential | Behind the Meter | No | Net Metered Residential | EMT Renewables | None | Orange Rockland Electric | Accepted | 2023-08-21 | 2023-09-06 | 2024-09-06 | Solar Panels | JA SOLAR | JAM54S31 |  | 0.395 | 8 | 263 | 23 |  | Fixed | Roof
NJADRE1554511135 | Administratively Determined Incentive Program | Closter | 7624 | 7 | 11.85 | Residential | Behind the Meter | No | Net Metered Residential | EMT Renewables | None | Orange Rockland Electric | Accepted | 2023-08-21 | 2023-09-06 | 2024-09-06 | Solar Panels | JA SOLAR | JAM54S31 |  | 0.395 | 22 | 83 | 44 |  | Fixed | Roof
NJADRE1554511145 | Administratively Determined Incentive Program | CEDAR GROVE TWP | 7009 | 9 | 5.2 | Residential | Behind the Meter | No | Net Metered Residential | Freedom Forever New Jersey LLC | None | PSE&G | Accepted | 2023-08-21 | 2023-09-05 | 2024-09-05 | Inverters | Solar Edge | SE3800H-USRGM | 3800 |  | 1 |  |  | 0.99 |  | Outdoor
NJADRE1554511145 | Administratively Determined Incentive Program | CEDAR GROVE TWP | 7009 | 9 | 5.2 | Residential | Behind the Meter | No | Net Metered Residential | Freedom Forever New Jersey LLC | None | PSE&G | Accepted | 2023-08-21 | 2023-09-05 | 2024-09-05 | Solar Panels | Freedom Forever | FF-MP-BBB-400 |  | 0.4 | 10 | 202 | 33 |  | Fixed | Roof
NJADRE1554511145 | Administratively Determined Incentive Program | CEDAR GROVE TWP | 7009 | 9 | 5.2 | Residential | Behind the Meter | No | Net Metered Residential | Freedom Forever New Jersey LLC | None | PSE&G | Accepted | 2023-08-21 | 2023-09-05 | 2024-09-05 | Solar Panels | Freedom Forever | FF-MP-BBB-400 |  | 0.4 | 3 | 202 | 33 |  | Fixed | Roof
NJADRE1554511150 | Administratively Determined Incentive Program | MAPLE SHADE | 8052 | 13 | 12 | Residential | Behind the Meter | No | Net Metered Residential | REANIMATE CONTRACTOR LLC | None | PSE&G | Accepted | 2023-08-24 | 2023-09-12 | 2024-09-12 | Solar Panels | HANWHA Q CELL | Q. PEAL DIP BL ,-G10+400W |  | 0.4 | 16 | 160 | 22 |  | Fixed | Roof
NJADRE1554511150 | Administratively Determined Incentive Program | MAPLE SHADE | 8052 | 13 | 12 | Residential | Behind the Meter | No | Net Metered Residential | REANIMATE CONTRACTOR LLC | None | PSE&G | Accepted | 2023-08-24 | 2023-09-12 | 2024-09-12 | Solar Panels | HANWA Q CELL | Q. PEAK DUO BLK ML-G10+400W |  | 0.4 | 5 | 340 | 22 |  | Fixed | Roof
NJADRE1554511150 | Administratively Determined Incentive Program | MAPLE SHADE | 8052 | 13 | 12 | Residential | Behind the Meter | No | Net Metered Residential | REANIMATE CONTRACTOR LLC | None | PSE&G | Accepted | 2023-08-24 | 2023-09-12 | 2024-09-12 | Solar Panels | HANWHA Q CELL | Q PEAK DUO BLK ML-G10+400 |  | 0.4 | 9 | 250 | 22 |  | Fixed | Roof
NJADRE1554511150 | Administratively Determined Incentive Program | MAPLE SHADE | 8052 | 13 | 12 | Residential | Behind the Meter | No | Net Metered Residential | REANIMATE CONTRACTOR LLC | None | PSE&G | Accepted | 2023-08-24 | 2023-09-12 | 2024-09-12 | Inverters | ENPHASE | IQ8PLUS-72-2-US | 240 |  | 30 |  |  | 0.975 |  | Other | UNDER EACH PANEL
NJADRE1554511150 | Administratively Determined Incentive Program | MAPLE SHADE | 8052 | 13 | 12 | Residential | Behind the Meter | No | Net Metered Residential | REANIMATE CONTRACTOR LLC | None | PSE&G | Accepted | 2023-08-24 | 2023-09-12 | 2024-09-12 | Meters | ENPHASE I Q | X-IQ-AM1-240-4C | 240 |  | 1 |  |  |  | Yes | Outdoor
NJADRE1554511181 | Administratively Determined Incentive Program | FRANKLIN | 8343 | 16 | 7.98 | Residential | Behind the Meter | Yes | Net Metered Residential | Freedom Forever New Jersey LLC | None | AC Electric | Accepted | 2023-08-21 | 2023-09-05 | 2024-09-05 | Inverters | Solar Edge | SE6000H-USRGM | 6000 |  | 1 |  |  | 0.99 |  | Outdoor
NJADRE1554511181 | Administratively Determined Incentive Program | FRANKLIN | 8343 | 16 | 7.98 | Residential | Behind the Meter | Yes | Net Metered Residential | Freedom Forever New Jersey LLC | None | AC Electric | Accepted | 2023-08-21 | 2023-09-05 | 2024-09-05 | Solar Panels | Jinko Solar | JKM380M-6RL3-B |  | 0.38 | 15 | 230 | 30 |  | Fixed | Roof
NJADRE1554511181 | Administratively Determined Incentive Program | FRANKLIN | 8343 | 16 | 7.98 | Residential | Behind the Meter | Yes | Net Metered Residential | Freedom Forever New Jersey LLC | None | AC Electric | Accepted | 2023-08-21 | 2023-09-05 | 2024-09-05 | Solar Panels | Jinko Solar | JKM380M-6RL3-B |  | 0.38 | 6 | 230 | 30 |  | Fixed | Roof
NJADRE1554511217 | Administratively Determined Incentive Program | Carteret Boro | 7008 | 11 | 10.67 | Residential | Behind the Meter | Yes | Net Metered Residential | Bright Planet Solar | None | PSE&G | Accepted | 2023-08-21 | 2023-09-05 | 2024-09-05 | Inverters | Solar Edge | SE6000H-USRGM | 6000 |  | 1 |  |  | 0.98 |  | Outdoor | OUTSIDE
NJADRE1554511217 | Administratively Determined Incentive Program | Carteret Boro | 7008 | 11 | 10.67 | Residential | Behind the Meter | Yes | Net Metered Residential | Bright Planet Solar | None | PSE&G | Accepted | 2023-08-21 | 2023-09-05 | 2024-09-05 | Solar Panels | HANWHA Q-CELLS | Q.PEAK DUO BLK ML-G10+395 |  | 0.395 | 13 | 96 | 9 |  | Fixed | Roof
NJADRE1554511217 | Administratively Determined Incentive Program | Carteret Boro | 7008 | 11 | 10.67 | Residential | Behind the Meter | Yes | Net Metered Residential | Bright Planet Solar | None | PSE&G | Accepted | 2023-08-21 | 2023-09-05 | 2024-09-05 | Solar Panels | HANWHA Q-CELLS | Q.PEAK DUO BLK ML-G10+395 |  | 0.395 | 6 | 276 | 37 |  | Fixed | Roof
NJADRE1554511217 | Administratively Determined Incentive Program | Carteret Boro | 7008 | 11 | 10.67 | Residential | Behind the Meter | Yes | Net Metered Residential | Bright Planet Solar | None | PSE&G | Accepted | 2023-08-21 | 2023-09-05 | 2024-09-05 | Solar Panels | HANWHA Q-CELLS | Q.PEAK DUO BLK ML-G10+395 |  | 0.395 | 4 | 5 | 18 |  | Fixed | Roof
NJADRE1554511217 | Administratively Determined Incentive Program | Carteret Boro | 7008 | 11 | 10.67 | Residential | Behind the Meter | Yes | Net Metered Residential | Bright Planet Solar | None | PSE&G | Accepted | 2023-08-21 | 2023-09-05 | 2024-09-05 | Solar Panels | HANWHA Q-CELLS | Q.PEAK DUO BLK ML-G10+395 |  | 0.395 | 4 | 185 | 18 |  | Fixed | Roof
NJADRE1554511219 | Administratively Determined Incentive Program | RUTHERFORD BORO | 7070 | 7 | 11.4 | Residential | Behind the Meter | No | Net Metered Residential | Freedom Forever New Jersey LLC | None | PSE&G | Accepted | 2023-08-21 | 2023-09-05 | 2024-09-05 | Inverters | Solar Edge | SE7600H-USRGM | 7600 |  | 1 |  |  | 0.99 |  | Outdoor
NJADRE1554511219 | Administratively Determined Incentive Program | RUTHERFORD BORO | 7070 | 7 | 11.4 | Residential | Behind the Meter | No | Net Metered Residential | Freedom Forever New Jersey LLC | None | PSE&G | Accepted | 2023-08-21 | 2023-09-05 | 2024-09-05 | Solar Panels | Jinko Solar | JKM380M-6RL3-B |  | 0.38 | 16 | 129 | 34 |  | Fixed | Roof
NJADRE1554511219 | Administratively Determined Incentive Program | RUTHERFORD BORO | 7070 | 7 | 11.4 | Residential | Behind the Meter | No | Net Metered Residential | Freedom Forever New Jersey LLC | None | PSE&G | Accepted | 2023-08-21 | 2023-09-05 | 2024-09-05 | Solar Panels | JInko Solar | JKM380M-6RL3-B |  | 0.38 | 14 | 309 | 34 |  | Fixed | Roof
NJADRE1554511323 | Administratively Determined Incentive Program | Bridgeton | 8302 | 20 | 7.11 | Residential | Behind the Meter | Yes | Net Metered Residential | Sunrun Installation Services, Inc. | None | AC Electric | Accepted | 2023-08-21 | 2023-09-05 | 2024-09-05 | Inverters | SOLAREDGE TECHNOLOGIES | SE6000H-USSN | 6000 |  | 1 |  |  | 0.99 |  | Outdoor | Next To Meter
NJADRE1554511323 | Administratively Determined Incentive Program | Bridgeton | 8302 | 20 | 7.11 | Residential | Behind the Meter | Yes | Net Metered Residential | Sunrun Installation Services, Inc. | None | AC Electric | Accepted | 2023-08-21 | 2023-09-05 | 2024-09-05 | Solar Panels | TRINA SOLAR | TSM-395DE09C.07 |  | 0.395 | 9 | 266 | 31 |  | Fixed | Roof
NJADRE1554511323 | Administratively Determined Incentive Program | Bridgeton | 8302 | 20 | 7.11 | Residential | Behind the Meter | Yes | Net Metered Residential | Sunrun Installation Services, Inc. | None | AC Electric | Accepted | 2023-08-21 | 2023-09-05 | 2024-09-05 | Solar Panels | TRINA SOLAR | TSM-395DE09C.07 |  | 0.395 | 9 | 86 | 31 |  | Fixed | Roof
NJADRE1554511329 | Administratively Determined Incentive Program | SOMERVILLE | 8876 | 5 | 7.2 | Residential | Behind the Meter | No | Net Metered Residential | Voltaic Solaire LLC | None | PSE&G | Accepted | 2023-08-21 | 2023-09-07 | 2024-09-07 | Solar Panels | Hanwha Q. Cells | Q. Peak Duo 400W |  | 0.4 | 8 | 95 | 10 |  | Fixed | Roof
NJADRE1554511329 | Administratively Determined Incentive Program | SOMERVILLE | 8876 | 5 | 7.2 | Residential | Behind the Meter | No | Net Metered Residential | Voltaic Solaire LLC | None | PSE&G | Accepted | 2023-08-21 | 2023-09-07 | 2024-09-07 | Solar Panels | Hanwha Q. Cells | Q. Peak Duo 400W |  | 0.4 | 10 | 275 | 10 |  | Fixed | Roof
NJADRE1554511329 | Administratively Determined Incentive Program | SOMERVILLE | 8876 | 5 | 7.2 | Residential | Behind the Meter | No | Net Metered Residential | Voltaic Solaire LLC | None | PSE&G | Accepted | 2023-08-21 | 2023-09-07 | 2024-09-07 | Inverters | SOLAR EDGE | SE6000H-US | 6000 |  | 1 |  |  | 0.99 |  | Outside | Next to Utility Meter
NJADRE1554511359 | Administratively Determined Incentive Program | Freehold | 7728 | 17 | 22 | Residential | Behind the Meter | No | Net Metered Residential | Samba Energy | None | JCP&L | Accepted | 2023-08-24 | 2023-09-11 | 2024-09-11 | Inverters | Solaredge | SE10000H-US | 10000 |  | 2 |  |  | 0.99 |  | Outdoor
NJADRE1554511359 | Administratively Determined Incentive Program | Freehold | 7728 | 17 | 22 | Residential | Behind the Meter | No | Net Metered Residential | Samba Energy | None | JCP&L | Accepted | 2023-08-24 | 2023-09-11 | 2024-09-11 | Solar Panels | Hanwha | 55 Q.PEAK DUO BLK ML-G10 |  | 0.4 | 55 | 180 | 30 |  | Fixed | Roof
NJADRE1554520481 | Administratively Determined Incentive Program | Lindenwold, | 8021 | 14 | 6.8 | Residential | Behind the Meter | Yes | Net Metered Residential | Suntuity Solar LLC | None | AC Electric | Accepted | 2023-08-22 | 2023-09-05 | 2024-09-05 | Inverters | ENPHASE | IQ8PLUS-72-2-US | 290 |  | 17 |  |  | 0.97 |  | Outdoor | Behind the PV modules
NJADRE1554520481 | Administratively Determined Incentive Program | Lindenwold, | 8021 | 14 | 6.8 | Residential | Behind the Meter | Yes | Net Metered Residential | Suntuity Solar LLC | None | AC Electric | Accepted | 2023-08-22 | 2023-09-05 | 2024-09-05 | Solar Panels | SILFAB PRIME | SIL-400 HC+ |  | 0.4 | 2 | 178 | 15 |  | Fixed | Roof
NJADRE1554520481 | Administratively Determined Incentive Program | Lindenwold, | 8021 | 14 | 6.8 | Residential | Behind the Meter | Yes | Net Metered Residential | Suntuity Solar LLC | None | AC Electric | Accepted | 2023-08-22 | 2023-09-05 | 2024-09-05 | Solar Panels | SILFAB PRIME | SIL-400 HC+ |  | 0.4 | 3 | 358 | 15 |  | Fixed | Roof
NJADRE1554520481 | Administratively Determined Incentive Program | Lindenwold, | 8021 | 14 | 6.8 | Residential | Behind the Meter | Yes | Net Metered Residential | Suntuity Solar LLC | None | AC Electric | Accepted | 2023-08-22 | 2023-09-05 | 2024-09-05 | Solar Panels | SILFAB PRIME | SIL-400 HC+ |  | 0.4 | 6 | 268 | 25 |  | Fixed | Roof
NJADRE1554520481 | Administratively Determined Incentive Program | Lindenwold, | 8021 | 14 | 6.8 | Residential | Behind the Meter | Yes | Net Metered Residential | Suntuity Solar LLC | None | AC Electric | Accepted | 2023-08-22 | 2023-09-05 | 2024-09-05 | Solar Panels | SILFAB PRIME | SIL-400 HC+ |  | 0.4 | 6 | 88 | 25 |  | Fixed | Roof
NJADRE1554520524 | Administratively Determined Incentive Program | Atco | 8004 | 14 | 8.4 | Residential | Behind the Meter | Yes | Net Metered Residential | EMT Renewables | None | AC Electric | Accepted | 2023-08-22 | 2023-09-05 | 2024-09-05 | Inverters | ENPHASE | IQ7x | 315 |  | 20 |  |  | 0.98 |  | Other | UNDER EACH PANEL
NJADRE1554520524 | Administratively Determined Incentive Program | Atco | 8004 | 14 | 8.4 | Residential | Behind the Meter | Yes | Net Metered Residential | EMT Renewables | None | AC Electric | Accepted | 2023-08-22 | 2023-09-05 | 2024-09-05 | Solar Panels | REC ALPHA | REC 420 |  | 0.42 | 12 | 162 | 28 |  | Fixed | Roof
NJADRE1554520524 | Administratively Determined Incentive Program | Atco | 8004 | 14 | 8.4 | Residential | Behind the Meter | Yes | Net Metered Residential | EMT Renewables | None | AC Electric | Accepted | 2023-08-22 | 2023-09-05 | 2024-09-05 | Solar Panels | REC ALPHA | REC 420 |  | 0.42 | 8 | 342 | 28 |  | Fixed | Roof
NJADRE1554520536 | Administratively Determined Incentive Program | Middletown | 7748 | 17 | 12.96 | Residential | Behind the Meter | Yes | Net Metered Residential | Trinity Solar | None | JCP&L | Accepted | 2023-08-22 | 2023-09-05 | 2024-09-05 | Inverters | Solar Edge | SE10000H-US | 10000 |  | 1 |  |  | 0.96 |  | Outdoor
NJADRE1554520536 | Administratively Determined Incentive Program | Middletown | 7748 | 17 | 12.96 | Residential | Behind the Meter | Yes | Net Metered Residential | Trinity Solar | None | JCP&L | Accepted | 2023-08-22 | 2023-09-05 | 2024-09-05 | Solar Panels | HANWHA 405 (Q.PEAK DUO BLK ML-G10+ 405) | HANWHA 405 (Q.PEAK DUO BLK ML-G10+ 405) |  | 0.405 | 8 | 288 | 23 |  | Fixed | Roof
NJADRE1554520536 | Administratively Determined Incentive Program | Middletown | 7748 | 17 | 12.96 | Residential | Behind the Meter | Yes | Net Metered Residential | Trinity Solar | None | JCP&L | Accepted | 2023-08-22 | 2023-09-05 | 2024-09-05 | Solar Panels | HANWHA 405 (Q.PEAK DUO BLK ML-G10+ 405) | HANWHA 405 (Q.PEAK DUO BLK ML-G10+ 405) |  | 0.405 | 24 | 108 | 23 |  | Fixed | Roof
NJADRE1554520536 | Administratively Determined Incentive Program | Middletown | 7748 | 17 | 12.96 | Residential | Behind the Meter | Yes | Net Metered Residential | Trinity Solar | None | JCP&L | Accepted | 2023-08-22 | 2023-09-05 | 2024-09-05 | Electric Storage Battery | Tesla | Powerwall 2 |  |  | 3 |  |  |  | Lithium Ion |  | inside
NJADRE1554520539 | Administratively Determined Incentive Program | EAST ORANGE | 7018 | 9 | 8.8 | Residential | Behind the Meter | Yes | Net Metered Residential | Big Wave Roofing and Solar LLC | None | PSE&G | Accepted | 2023-08-22 | 2023-09-05 | 2024-09-05 | Inverters | Enphase Energy Inc | IQ7PLUS-72-2-US | 290 |  | 22 |  |  | 0.98 |  | Outside
NJADRE1554520539 | Administratively Determined Incentive Program | EAST ORANGE | 7018 | 9 | 8.8 | Residential | Behind the Meter | Yes | Net Metered Residential | Big Wave Roofing and Solar LLC | None | PSE&G | Accepted | 2023-08-22 | 2023-09-05 | 2024-09-05 | Solar Panels | Hanwha Q Cells | Q.PEAK DUO BLK ML-G10+ 400 |  | 0.4 | 14 | 290 | 43 |  | Fixed | Roof
NJADRE1554520539 | Administratively Determined Incentive Program | EAST ORANGE | 7018 | 9 | 8.8 | Residential | Behind the Meter | Yes | Net Metered Residential | Big Wave Roofing and Solar LLC | None | PSE&G | Accepted | 2023-08-22 | 2023-09-05 | 2024-09-05 | Solar Panels | Hanwha Q Cells | Q.PEAK DUO BLK ML-G10+ 400 |  | 0.4 | 8 | 110 | 43 |  | Fixed | Roof
NJADRE1554520553 | Administratively Determined Incentive Program | Andover | 7821 | 1 | 4.86 | Residential | Behind the Meter | Yes | Net Metered Residential | Pro Custom Solar dba Momentum Solar | None | JCP&L | Accepted | 2023-08-22 | 2023-09-05 | 2024-09-05 | Inverters | Enphase | IQ8PLUS-72-2-US | 290 |  | 12 |  |  | 0.97 |  | Outdoor
NJADRE1554520553 | Administratively Determined Incentive Program | Andover | 7821 | 1 | 4.86 | Residential | Behind the Meter | Yes | Net Metered Residential | Pro Custom Solar dba Momentum Solar | None | JCP&L | Accepted | 2023-08-22 | 2023-09-05 | 2024-09-05 | Solar Panels | Hanwha | q.peak duo blk ML-g10+405 |  | 0.405 | 12 | 84 | 24 |  | Fixed | Roof
NJADRE1554520577 | Administratively Determined Incentive Program | HAMILTON | 8610 | 12 | 3.2 | Residential | Behind the Meter | Yes | Net Metered Residential | Big Wave Roofing and Solar LLC | None | PSE&G | Accepted | 2023-08-22 | 2023-09-05 | 2024-09-05 | Inverters | Enphase Energy Inc | IQ7PLUS-72-2-US | 290 |  | 8 |  |  | 0.98 |  | Outside
NJADRE1554520577 | Administratively Determined Incentive Program | HAMILTON | 8610 | 12 | 3.2 | Residential | Behind the Meter | Yes | Net Metered Residential | Big Wave Roofing and Solar LLC | None | PSE&G | Accepted | 2023-08-22 | 2023-09-05 | 2024-09-05 | Solar Panels | Hanwha Q Cells | Q.PEAK DUO BLK ML-G10+ 400 |  | 0.4 | 8 | 112 | 35 |  | Fixed | Roof
NJADRE1554520597 | Administratively Determined Incentive Program | Hackettstown | 7840 | 2 | 13.37 | Residential | Behind the Meter | Yes | Net Metered Residential | Skyline Solar LLC | None | JCP&L | Accepted | 2023-08-22 | 2023-09-05 | 2024-09-05 | Solar Panels | Q CELLS | Q.PEAK DUO ML-G10.A+ |  | 0.405 | 2 | 153 | 26 |  | Fixed | Roof
NJADRE1554520597 | Administratively Determined Incentive Program | Hackettstown | 7840 | 2 | 13.37 | Residential | Behind the Meter | Yes | Net Metered Residential | Skyline Solar LLC | None | JCP&L | Accepted | 2023-08-22 | 2023-09-05 | 2024-09-05 | Solar Panels | Q CELLS | Q.PEAK DUO ML-G10.A+ |  | 0.405 | 31 | 243 | 44 |  | Fixed | Roof
NJADRE1554520597 | Administratively Determined Incentive Program | Hackettstown | 7840 | 2 | 13.37 | Residential | Behind the Meter | Yes | Net Metered Residential | Skyline Solar LLC | None | JCP&L | Accepted | 2023-08-22 | 2023-09-05 | 2024-09-05 | Inverters | SOLAREDGE | SE10000H-US | 10000 |  | 1 |  |  | 0.992 |  | Outdoor
NJADRE1554520601 | Administratively Determined Incentive Program | Tabernacle | 8088 | 13 | 15.12 | Residential | Behind the Meter | Yes | Net Metered Residential | Sunny Mac LLC | None | AC Electric | Accepted | 2023-08-22 | 2023-09-07 | 2024-09-07 | Solar Panels | REC | 360TP4 BLACK |  | 0.36 | 42 | 180 | 27 |  | Fixed | Roof
NJADRE1554520601 | Administratively Determined Incentive Program | Tabernacle | 8088 | 13 | 15.12 | Residential | Behind the Meter | Yes | Net Metered Residential | Sunny Mac LLC | None | AC Electric | Accepted | 2023-08-22 | 2023-09-07 | 2024-09-07 | Inverters | Solaredge | SE7600H-US | 7600 |  | 1 |  |  | 0.99 |  | Outdoor | NEXT TO METER
NJADRE1554520601 | Administratively Determined Incentive Program | Tabernacle | 8088 | 13 | 15.12 | Residential | Behind the Meter | Yes | Net Metered Residential | Sunny Mac LLC | None | AC Electric | Accepted | 2023-08-22 | 2023-09-07 | 2024-09-07 | Inverters | Solaredge | SE6000H-US | 6000 |  | 1 |  |  | 0.99 |  | Outdoor | NEXT TO METER
NJADRE1554520639 | Administratively Determined Incentive Program | Sicklerville | 8081 | 14 | 17.82 | Residential | Behind the Meter | Yes | Net Metered Residential | Pro Custom Solar dba Momentum Solar | None | AC Electric | Accepted | 2023-08-22 | 2023-09-05 | 2024-09-05 | Solar Panels | hanwha | Â Q. PEAK DUO BLK-G10+405 |  | 0.405 | 23 | 112 | 18 |  | Fixed | Roof
NJADRE1554520639 | Administratively Determined Incentive Program | Sicklerville | 8081 | 14 | 17.82 | Residential | Behind the Meter | Yes | Net Metered Residential | Pro Custom Solar dba Momentum Solar | None | AC Electric | Accepted | 2023-08-22 | 2023-09-05 | 2024-09-05 | Solar Panels | hanwha | Â Q. PEAK DUO BLK-G10+405 |  | 0.405 | 5 | 202 | 21 |  | Fixed | Roof
NJADRE1554520639 | Administratively Determined Incentive Program | Sicklerville | 8081 | 14 | 17.82 | Residential | Behind the Meter | Yes | Net Metered Residential | Pro Custom Solar dba Momentum Solar | None | AC Electric | Accepted | 2023-08-22 | 2023-09-05 | 2024-09-05 | Solar Panels | hanwha | Â Q. PEAK DUO BLK-G10+405 |  | 0.405 | 16 | 282 | 18 |  | Fixed | Roof
NJADRE1554520639 | Administratively Determined Incentive Program | Sicklerville | 8081 | 14 | 17.82 | Residential | Behind the Meter | Yes | Net Metered Residential | Pro Custom Solar dba Momentum Solar | None | AC Electric | Accepted | 2023-08-22 | 2023-09-05 | 2024-09-05 | Inverters | enphase | IQ8PLUS-72-2-US | 290 |  | 44 |  |  | 0.97 |  | Outdoor
NJADRE1554520696 | Administratively Determined Incentive Program | Springfield | 7081 | 10 | 11.34 | Residential | Behind the Meter | Yes | Net Metered Residential | EMT Renewables | None | JCP&L | Accepted | 2023-08-22 | 2023-09-05 | 2024-09-05 | Inverters | ENPHASE | IQ7x | 315 |  | 27 |  |  | 0.98 |  | Other | UNDER EACH PANEL
NJADRE1554520696 | Administratively Determined Incentive Program | Springfield | 7081 | 10 | 11.34 | Residential | Behind the Meter | Yes | Net Metered Residential | EMT Renewables | None | JCP&L | Accepted | 2023-08-22 | 2023-09-05 | 2024-09-05 | Solar Panels | REC ALPHA | REC 420 |  | 0.42 | 12 | 130 | 19 |  | Fixed | Roof
NJADRE1554520696 | Administratively Determined Incentive Program | Springfield | 7081 | 10 | 11.34 | Residential | Behind the Meter | Yes | Net Metered Residential | EMT Renewables | None | JCP&L | Accepted | 2023-08-22 | 2023-09-05 | 2024-09-05 | Solar Panels | REC ALPHA | REC 420 |  | 0.42 | 13 | 310 | 19 |  | Fixed | Roof
NJADRE1554520696 | Administratively Determined Incentive Program | Springfield | 7081 | 10 | 11.34 | Residential | Behind the Meter | Yes | Net Metered Residential | EMT Renewables | None | JCP&L | Accepted | 2023-08-22 | 2023-09-05 | 2024-09-05 | Solar Panels | REC ALPHA | REC 420 |  | 0.42 | 2 | 311 | 20 |  | Fixed | Roof
NJADRE1554520704 | Administratively Determined Incentive Program | Jersey City | 7304 | 8 | 6 | Residential | Behind the Meter | Yes | Net Metered Residential | Pro Custom Solar dba Momentum Solar | None | PSE&G | Accepted | 2023-08-22 | 2023-09-05 | 2024-09-05 | Solar Panels | hanwha | Â Q. PEAK DUO BLK-G10+400 |  | 0.4 | 15 | 215 | 5 |  | Fixed | Roof
NJADRE1554520704 | Administratively Determined Incentive Program | Jersey City | 7304 | 8 | 6 | Residential | Behind the Meter | Yes | Net Metered Residential | Pro Custom Solar dba Momentum Solar | None | PSE&G | Accepted | 2023-08-22 | 2023-09-05 | 2024-09-05 | Inverters | enphase | IQ8PLUS-72-2-US | 290 |  | 15 |  |  | 0.97 |  | Outdoor
NJADRE1554520948 | Administratively Determined Incentive Program | Mount Laurel Twp | 8054 | 13 | 18.2 | Residential | Behind the Meter | Yes | Net Metered Residential | Bright Planet Solar | None | PSE&G | Accepted | 2023-08-22 | 2023-09-06 | 2024-09-06 | Inverters | Solar Edge | SE7600H-USRGM | 7600 |  | 1 |  |  | 0.98 |  | Outdoor | OUTSIDE
NJADRE1554520948 | Administratively Determined Incentive Program | Mount Laurel Twp | 8054 | 13 | 18.2 | Residential | Behind the Meter | Yes | Net Metered Residential | Bright Planet Solar | None | PSE&G | Accepted | 2023-08-22 | 2023-09-06 | 2024-09-06 | Solar Panels | LONGI | LR4-60HPB-350M |  | 0.35 | 22 | 44 | 18 |  | Fixed | Roof
NJADRE1554520948 | Administratively Determined Incentive Program | Mount Laurel Twp | 8054 | 13 | 18.2 | Residential | Behind the Meter | Yes | Net Metered Residential | Bright Planet Solar | None | PSE&G | Accepted | 2023-08-22 | 2023-09-06 | 2024-09-06 | Solar Panels | LONGI | LR4-60HPB-350M |  | 0.35 | 21 | 224 | 18 |  | Fixed | Roof
NJADRE1554520948 | Administratively Determined Incentive Program | Mount Laurel Twp | 8054 | 13 | 18.2 | Residential | Behind the Meter | Yes | Net Metered Residential | Bright Planet Solar | None | PSE&G | Accepted | 2023-08-22 | 2023-09-06 | 2024-09-06 | Solar Panels | LONGI | LR4-60HPB-350M |  | 0.35 | 6 | 314 | 18 |  | Fixed | Roof
NJADRE1554520948 | Administratively Determined Incentive Program | Mount Laurel Twp | 8054 | 13 | 18.2 | Residential | Behind the Meter | Yes | Net Metered Residential | Bright Planet Solar | None | PSE&G | Accepted | 2023-08-22 | 2023-09-06 | 2024-09-06 | Solar Panels | LONGI | LR4-60HPB-350M |  | 0.35 | 3 | 134 | 18 |  | Fixed | Roof
NJADRE1554521064 | Administratively Determined Incentive Program | Cedar Grove | 7009 | 9 | 4.92 | Residential | Behind the Meter | No | Net Metered Residential | Infinity Solar Systems | None | PSE&G | Accepted | 2023-08-22 | 2023-09-06 | 2024-09-06 | Electric Storage Battery | Tesla | Powerwall |  |  | 1 |  |  |  | Lithium Ion |  | Inside
NJADRE1554521064 | Administratively Determined Incentive Program | Cedar Grove | 7009 | 9 | 4.92 | Residential | Behind the Meter | No | Net Metered Residential | Infinity Solar Systems | None | PSE&G | Accepted | 2023-08-22 | 2023-09-06 | 2024-09-06 | Inverters | Enphase | IQ8Plus-72-2-US | 290 |  | 12 |  |  | 0.97 |  | Outdoor
NJADRE1554521064 | Administratively Determined Incentive Program | Cedar Grove | 7009 | 9 | 4.92 | Residential | Behind the Meter | No | Net Metered Residential | Infinity Solar Systems | None | PSE&G | Accepted | 2023-08-22 | 2023-09-06 | 2024-09-06 | Solar Panels | SEG Solar | SEG-410-BMD-HV |  | 0.41 | 9 | 111 | 21 |  | Fixed | Roof
NJADRE1554521064 | Administratively Determined Incentive Program | Cedar Grove | 7009 | 9 | 4.92 | Residential | Behind the Meter | No | Net Metered Residential | Infinity Solar Systems | None | PSE&G | Accepted | 2023-08-22 | 2023-09-06 | 2024-09-06 | Solar Panels | SEG Solar | SEG-410-BMD-HV |  | 0.41 | 3 | 291 | 21 |  | Fixed | Roof
NJADRE1554521077 | Administratively Determined Incentive Program | Mckee City | 8234 | 19 | 27.2 | Non Profit | Behind the Meter | No | Small Net-Metered Non-Residential located on Rooftop, Carport, Canopy and Floating Solar | Azimuth Renewable Energy | None | AC Electric | Accepted | 2023-08-22 | 2023-09-12 | 2024-09-12 | Inverters | Solectria | PVI 7600TL | 7600 |  | 3 |  |  | 0.975 |  | Outdoor
NJADRE1554521077 | Administratively Determined Incentive Program | Mckee City | 8234 | 19 | 27.2 | Non Profit | Behind the Meter | No | Small Net-Metered Non-Residential located on Rooftop, Carport, Canopy and Floating Solar | Azimuth Renewable Energy | None | AC Electric | Accepted | 2023-08-22 | 2023-09-12 | 2024-09-12 | Solar Panels | Phono | PS400M6H |  | 0.4 | 68 | 130 | 20 |  | Fixed | Roof
NJADRE1554521077 | Administratively Determined Incentive Program | Mckee City | 8234 | 19 | 27.2 | Non Profit | Behind the Meter | No | Small Net-Metered Non-Residential located on Rooftop, Carport, Canopy and Floating Solar | Azimuth Renewable Energy | None | AC Electric | Accepted | 2023-08-22 | 2023-09-12 | 2024-09-12 | Meters | Solectria | Solectria pv monter |  |  | 1 |  |  |  | Yes | Outdoor
NJADRE1554521116 | Administratively Determined Incentive Program | Hope | 7844 | 2 | 7.77 | Residential | Behind the Meter | No | Net Metered Residential | Vision Solar LLC | None | JCP&L | Accepted | 2023-08-22 | 2023-09-06 | 2024-09-06 | Inverters | Solar Edge | SE6000H-USRGM | 6 |  | 1 |  |  | 0.97 |  | Outside
NJADRE1554521116 | Administratively Determined Incentive Program | Hope | 7844 | 2 | 7.77 | Residential | Behind the Meter | No | Net Metered Residential | Vision Solar LLC | None | JCP&L | Accepted | 2023-08-22 | 2023-09-06 | 2024-09-06 | Solar Panels | Znshine Solar | ZXM6-NH120-370/M |  | 0.37 | 12 | 334 | 16 |  | Fixed | Roof
NJADRE1554521116 | Administratively Determined Incentive Program | Hope | 7844 | 2 | 7.77 | Residential | Behind the Meter | No | Net Metered Residential | Vision Solar LLC | None | JCP&L | Accepted | 2023-08-22 | 2023-09-06 | 2024-09-06 | Solar Panels | Znshine Solar | ZXM6-NH120-370/M |  | 0.37 | 3 | 154 | 16 |  | Fixed | Roof
NJADRE1554521116 | Administratively Determined Incentive Program | Hope | 7844 | 2 | 7.77 | Residential | Behind the Meter | No | Net Metered Residential | Vision Solar LLC | None | JCP&L | Accepted | 2023-08-22 | 2023-09-06 | 2024-09-06 | Solar Panels | Znshine Solar | ZXM6-NH120-370/M |  | 0.37 | 6 | 154 | 7 |  | Fixed | Roof
NJADRE1554521122 | Administratively Determined Incentive Program | Camden | 8105 | 14 | 8 | Residential | Behind the Meter | No | Net Metered Residential | Venture Solar | None | PSE&G | Accepted | 2023-08-22 | 2023-09-12 | 2024-09-12 | Solar Panels | Hanwha | Q.PEAK DUO BLK ML-G10+ 400 |  | 0.4 | 9 | 210 | 23 |  | Fixed | Roof
NJADRE1554521122 | Administratively Determined Incentive Program | Camden | 8105 | 14 | 8 | Residential | Behind the Meter | No | Net Metered Residential | Venture Solar | None | PSE&G | Accepted | 2023-08-22 | 2023-09-12 | 2024-09-12 | Solar Panels | Hanwha | Q.PEAK DUO BLK ML-G10+ 400 |  | 0.4 | 11 | 30 | 23 |  | Fixed | Roof
NJADRE1554521122 | Administratively Determined Incentive Program | Camden | 8105 | 14 | 8 | Residential | Behind the Meter | No | Net Metered Residential | Venture Solar | None | PSE&G | Accepted | 2023-08-22 | 2023-09-12 | 2024-09-12 | Inverters | Enphase | IQ8PLUS-72-2-US (240V) | 290 |  | 20 |  |  | 0.98 |  | Outdoor | Roof
NJADRE1554521137 | Administratively Determined Incentive Program | Manahawkin | 8050 | 18 | 5.27 | Residential | Behind the Meter | Yes | Net Metered Residential | Trinity Solar | None | AC Electric | Accepted | 2023-08-22 | 2023-09-06 | 2024-09-06 | Inverters | Solar Edge | SE5000H-US | 5000 |  | 1 |  |  | 0.96 |  | Outdoor
NJADRE1554521137 | Administratively Determined Incentive Program | Manahawkin | 8050 | 18 | 5.27 | Residential | Behind the Meter | Yes | Net Metered Residential | Trinity Solar | None | AC Electric | Accepted | 2023-08-22 | 2023-09-06 | 2024-09-06 | Solar Panels | HANWHA 405 (Q.PEAK DUO BLK ML-G10+ 405) | HANWHA 405 (Q.PEAK DUO BLK ML-G10+ 405) |  | 0.405 | 3 | 37 | 27 |  | Fixed | Roof
NJADRE1554521137 | Administratively Determined Incentive Program | Manahawkin | 8050 | 18 | 5.27 | Residential | Behind the Meter | Yes | Net Metered Residential | Trinity Solar | None | AC Electric | Accepted | 2023-08-22 | 2023-09-06 | 2024-09-06 | Solar Panels | HANWHA 405 (Q.PEAK DUO BLK ML-G10+ 405) | HANWHA 405 (Q.PEAK DUO BLK ML-G10+ 405) |  | 0.405 | 6 | 127 | 27 |  | Fixed | Roof
NJADRE1554521137 | Administratively Determined Incentive Program | Manahawkin | 8050 | 18 | 5.27 | Residential | Behind the Meter | Yes | Net Metered Residential | Trinity Solar | None | AC Electric | Accepted | 2023-08-22 | 2023-09-06 | 2024-09-06 | Solar Panels | HANWHA 405 (Q.PEAK DUO BLK ML-G10+ 405) | HANWHA 405 (Q.PEAK DUO BLK ML-G10+ 405) |  | 0.405 | 4 | 217 | 27 |  | Fixed | Roof
NJADRE1554521160 | Administratively Determined Incentive Program | Jackson | 8527 | 18 | 4.46 | Residential | Behind the Meter | Yes | Net Metered Residential | Pro Custom Solar dba Momentum Solar | None | JCP&L | Accepted | 2023-08-22 | 2023-09-06 | 2024-09-06 | Solar Panels | hanwha | Â Q. PEAK DUO BLK-G10+405 |  | 0.405 | 2 | 352 | 29 |  | Fixed | Roof
NJADRE1554521160 | Administratively Determined Incentive Program | Jackson | 8527 | 18 | 4.46 | Residential | Behind the Meter | Yes | Net Metered Residential | Pro Custom Solar dba Momentum Solar | None | JCP&L | Accepted | 2023-08-22 | 2023-09-06 | 2024-09-06 | Solar Panels | hanwha | Â Q. PEAK DUO BLK-G10+405 |  | 0.405 | 9 | 172 | 30 |  | Fixed | Roof
NJADRE1554521160 | Administratively Determined Incentive Program | Jackson | 8527 | 18 | 4.46 | Residential | Behind the Meter | Yes | Net Metered Residential | Pro Custom Solar dba Momentum Solar | None | JCP&L | Accepted | 2023-08-22 | 2023-09-06 | 2024-09-06 | Inverters | enphase | IQ8PLUS-72-2-US | 290 |  | 11 |  |  | 0.97 |  | Outdoor
NJADRE1554521163 | Administratively Determined Incentive Program | Roselle Park | 7204 | 10 | 3.56 | Residential | Behind the Meter | Yes | Net Metered Residential | Sunrun Installation Services, Inc. | None | PSE&G | Accepted | 2023-08-22 | 2023-09-06 | 2024-09-06 | Inverters | SolarEdge Technologies | SE3800H-USMN | 3800 |  | 1 |  |  | 0.96 |  | Outdoor | Next To Meter
NJADRE1554521163 | Administratively Determined Incentive Program | Roselle Park | 7204 | 10 | 3.56 | Residential | Behind the Meter | Yes | Net Metered Residential | Sunrun Installation Services, Inc. | None | PSE&G | Accepted | 2023-08-22 | 2023-09-06 | 2024-09-06 | Solar Panels | Trina Solar | TSM-395DE09C.07 |  | 0.395 | 3 | 83 | 33 |  | Fixed | Roof
NJADRE1554521163 | Administratively Determined Incentive Program | Roselle Park | 7204 | 10 | 3.56 | Residential | Behind the Meter | Yes | Net Metered Residential | Sunrun Installation Services, Inc. | None | PSE&G | Accepted | 2023-08-22 | 2023-09-06 | 2024-09-06 | Solar Panels | Trina Solar | TSM-395DE09C.07 |  | 0.395 | 6 | 262 | 34 |  | Fixed | Roof
NJADRE1554521180 | Administratively Determined Incentive Program | Ridgefield | 7657 | 7 | 7.4 | Residential | Behind the Meter | No | Net Metered Residential | Vision Solar LLC | None | PSE&G | Accepted | 2023-08-22 | 2023-09-06 | 2024-09-06 | Inverters | Solar Edge | SE6000H-USRGM | 6 |  | 1 |  |  | 0.97 |  | Outside
NJADRE1554521180 | Administratively Determined Incentive Program | Ridgefield | 7657 | 7 | 7.4 | Residential | Behind the Meter | No | Net Metered Residential | Vision Solar LLC | None | PSE&G | Accepted | 2023-08-22 | 2023-09-06 | 2024-09-06 | Solar Panels | Znshine Solar | ZXM6-NH120-370/M |  | 0.37 | 20 | 37 | 37 |  | Fixed | Roof
NJADRE1554521218 | Administratively Determined Incentive Program | Closter | 7624 | 7 | 15.54 | Residential | Behind the Meter | No | Net Metered Residential | Vision Solar LLC | None | Orange Rockland Electric | Accepted | 2023-08-22 | 2023-09-06 | 2024-09-06 | Inverters | Solar Edge | SE11400H-USRGM | 11 |  | 1 |  |  | 0.97 |  | Outdoor
NJADRE1554521218 | Administratively Determined Incentive Program | Closter | 7624 | 7 | 15.54 | Residential | Behind the Meter | No | Net Metered Residential | Vision Solar LLC | None | Orange Rockland Electric | Accepted | 2023-08-22 | 2023-09-06 | 2024-09-06 | Solar Panels | ZNSHINE Solar | ZXM6-NH120-370/M |  | 0.37 | 12 | 269 | 36 |  | Fixed | Roof
NJADRE1554521218 | Administratively Determined Incentive Program | Closter | 7624 | 7 | 15.54 | Residential | Behind the Meter | No | Net Metered Residential | Vision Solar LLC | None | Orange Rockland Electric | Accepted | 2023-08-22 | 2023-09-06 | 2024-09-06 | Solar Panels | ZNSHINE Solar | ZXM6-NH120-370/M |  | 0.37 | 12 | 89 | 36 |  | Fixed | Roof
NJADRE1554521218 | Administratively Determined Incentive Program | Closter | 7624 | 7 | 15.54 | Residential | Behind the Meter | No | Net Metered Residential | Vision Solar LLC | None | Orange Rockland Electric | Accepted | 2023-08-22 | 2023-09-06 | 2024-09-06 | Solar Panels | ZNSHINE Solar | ZXM6-NH120-370/M |  | 0.37 | 12 | 269 | 43 |  | Fixed | Roof
NJADRE1554521218 | Administratively Determined Incentive Program | Closter | 7624 | 7 | 15.54 | Residential | Behind the Meter | No | Net Metered Residential | Vision Solar LLC | None | Orange Rockland Electric | Accepted | 2023-08-22 | 2023-09-06 | 2024-09-06 | Solar Panels | ZNSHINE Solar | ZXM6-NH120-370/M |  | 0.37 | 6 | 89 | 17 |  | Fixed | Roof
NJADRE1554521229 | Administratively Determined Incentive Program | Hewitt | 7421 | 6 | 8 | Residential | Behind the Meter | Yes | Net Metered Residential | Bright Planet Solar | None | Orange Rockland Electric | Accepted | 2023-08-22 | 2023-09-06 | 2024-09-06 | Inverters | Solar Edge | SE6000H-USRGM | 6000 |  | 1 |  |  | 0.98 |  | Outdoor | OUTSIDE
NJADRE1554521229 | Administratively Determined Incentive Program | Hewitt | 7421 | 6 | 8 | Residential | Behind the Meter | Yes | Net Metered Residential | Bright Planet Solar | None | Orange Rockland Electric | Accepted | 2023-08-22 | 2023-09-06 | 2024-09-06 | Solar Panels | HANWHA Q-CELLS | Q.PEAK DUO BLK ML-G10.a+400 |  | 0.4 | 10 | 311 | 23 |  | Fixed | Roof
NJADRE1554521229 | Administratively Determined Incentive Program | Hewitt | 7421 | 6 | 8 | Residential | Behind the Meter | Yes | Net Metered Residential | Bright Planet Solar | None | Orange Rockland Electric | Accepted | 2023-08-22 | 2023-09-06 | 2024-09-06 | Solar Panels | HANWHA Q-CELLS | Q.PEAK DUO BLK ML-G10.a+400 |  | 0.4 | 10 | 132 | 23 |  | Fixed | Roof
NJADRE1554521261 | Administratively Determined Incentive Program | Vineland | 8360 | 20 | 8.74 | Residential | Behind the Meter | Yes | Net Metered Residential | Freedom Forever New Jersey LLC | None | Vineland Muni Electric | Accepted | 2023-08-22 | 2023-09-06 | 2024-09-06 | Inverters | Solar Edge | SE6000H-USRGM | 6000 |  | 1 |  |  | 0.99 |  | Outdoor
NJADRE1554521261 | Administratively Determined Incentive Program | Vineland | 8360 | 20 | 8.74 | Residential | Behind the Meter | Yes | Net Metered Residential | Freedom Forever New Jersey LLC | None | Vineland Muni Electric | Accepted | 2023-08-22 | 2023-09-06 | 2024-09-06 | Solar Panels | JInko Solar | JKM380M-6RL3-B |  | 0.38 | 15 | 183 | 36 |  | Fixed | Roof
NJADRE1554521261 | Administratively Determined Incentive Program | Vineland | 8360 | 20 | 8.74 | Residential | Behind the Meter | Yes | Net Metered Residential | Freedom Forever New Jersey LLC | None | Vineland Muni Electric | Accepted | 2023-08-22 | 2023-09-06 | 2024-09-06 | Solar Panels | Jinko Solar | JKM380M-6RL3-B |  | 0.38 | 8 | 36 | 36 |  | Fixed | Roof
NJADRE1554522075 | Administratively Determined Incentive Program | Pomona | 8240 | 19 | 10.64 | Residential | Behind the Meter | No | Net Metered Residential | Freedom Forever New Jersey LLC | None | AC Electric | Accepted | 2023-08-22 | 2023-09-06 | 2024-09-06 | Inverters | Solar Edge | SE7600H-USRGM | 7600 |  | 1 |  |  | 0.99 |  | Outdoor
NJADRE1554522075 | Administratively Determined Incentive Program | Pomona | 8240 | 19 | 10.64 | Residential | Behind the Meter | No | Net Metered Residential | Freedom Forever New Jersey LLC | None | AC Electric | Accepted | 2023-08-22 | 2023-09-06 | 2024-09-06 | Solar Panels | Jinko Solar | JKM380M-6RL3-B |  | 0.38 | 28 | 218 | 30 |  | Fixed | Roof
NJADRE1554522247 | Administratively Determined Incentive Program | Wrightstown | 8562 | 13 | 23.73 | Residential | Behind the Meter | Yes | Net Metered Residential | Castle Energy, LLC | None | JCP&L | Accepted | 2023-08-22 | 2023-09-06 | 2024-09-06 | Inverters | SunPower Enphase Energy | Type H SPWR-A5 IQ7HS | 240 |  | 65 |  |  | 0.97 |  | Outdoor | on rooftop underneath each solar module
NJADRE1554522247 | Administratively Determined Incentive Program | Wrightstown | 8562 | 13 | 23.73 | Residential | Behind the Meter | Yes | Net Metered Residential | Castle Energy, LLC | None | JCP&L | Accepted | 2023-08-22 | 2023-09-06 | 2024-09-06 | Solar Panels | SunPower Q Cells | SPR-U365-BLK-QC-DC |  | 0.365 | 15 | 201 | 25 |  | Fixed | Roof
NJADRE1554522247 | Administratively Determined Incentive Program | Wrightstown | 8562 | 13 | 23.73 | Residential | Behind the Meter | Yes | Net Metered Residential | Castle Energy, LLC | None | JCP&L | Accepted | 2023-08-22 | 2023-09-06 | 2024-09-06 | Solar Panels | SunPower Q Cells | SPR-U365-BLK-QC-DC |  | 0.365 | 2 | 201 | 35 |  | Fixed | Roof
NJADRE1554522247 | Administratively Determined Incentive Program | Wrightstown | 8562 | 13 | 23.73 | Residential | Behind the Meter | Yes | Net Metered Residential | Castle Energy, LLC | None | JCP&L | Accepted | 2023-08-22 | 2023-09-06 | 2024-09-06 | Solar Panels | SunPower Q Cells | SPR-U365-BLK-QC-DC |  | 0.365 | 22 | 111 | 25 |  | Fixed | Roof
NJADRE1554522247 | Administratively Determined Incentive Program | Wrightstown | 8562 | 13 | 23.73 | Residential | Behind the Meter | Yes | Net Metered Residential | Castle Energy, LLC | None | JCP&L | Accepted | 2023-08-22 | 2023-09-06 | 2024-09-06 | Solar Panels | SunPower Q Cells | SPR-U365-BLK-QC-DC |  | 0.365 | 26 | 291 | 25 |  | Fixed | Roof
NJADRE1554522555 | Administratively Determined Incentive Program | Hamilton Township | 8629 | 12 | 4.07 | Residential | Behind the Meter | No | Net Metered Residential | Vision Solar LLC | None | PSE&G | Accepted | 2023-08-22 | 2023-09-06 | 2024-09-06 | Inverters | Solar Edge | SE3800H-USRGM | 4 |  | 1 |  |  | 0.97 |  | Outdoor
NJADRE1554522555 | Administratively Determined Incentive Program | Hamilton Township | 8629 | 12 | 4.07 | Residential | Behind the Meter | No | Net Metered Residential | Vision Solar LLC | None | PSE&G | Accepted | 2023-08-22 | 2023-09-06 | 2024-09-06 | Solar Panels | ZNSHINE Solar | ZXM6-NH120-370/M |  | 0.37 | 6 | 229 | 30 |  | Fixed | Roof
NJADRE1554522555 | Administratively Determined Incentive Program | Hamilton Township | 8629 | 12 | 4.07 | Residential | Behind the Meter | No | Net Metered Residential | Vision Solar LLC | None | PSE&G | Accepted | 2023-08-22 | 2023-09-06 | 2024-09-06 | Solar Panels | ZNSHINE Solar | ZXM6-NH120-370/M |  | 0.37 | 5 | 319 | 5 |  | Fixed | Roof
NJADRE1554522576 | Administratively Determined Incentive Program | Bordentown City | 8505 | 13 | 7.03 | Residential | Behind the Meter | No | Net Metered Residential | Vision Solar LLC | None | PSE&G | Accepted | 2023-08-22 | 2023-09-06 | 2024-09-06 | Inverters | Solar Edge | SE6000H-USRGM | 6 |  | 1 |  |  | 0.97 |  | Outside
NJADRE1554522576 | Administratively Determined Incentive Program | Bordentown City | 8505 | 13 | 7.03 | Residential | Behind the Meter | No | Net Metered Residential | Vision Solar LLC | None | PSE&G | Accepted | 2023-08-22 | 2023-09-06 | 2024-09-06 | Solar Panels | Znshine Solar | ZXM6-NH120-370/M |  | 0.37 | 7 | 58 | 34 |  | Fixed | Roof
NJADRE1554522576 | Administratively Determined Incentive Program | Bordentown City | 8505 | 13 | 7.03 | Residential | Behind the Meter | No | Net Metered Residential | Vision Solar LLC | None | PSE&G | Accepted | 2023-08-22 | 2023-09-06 | 2024-09-06 | Solar Panels | Znshine Solar | ZXM6-NH120-370/M |  | 0.37 | 8 | 238 | 34 |  | Fixed | Roof
NJADRE1554522576 | Administratively Determined Incentive Program | Bordentown City | 8505 | 13 | 7.03 | Residential | Behind the Meter | No | Net Metered Residential | Vision Solar LLC | None | PSE&G | Accepted | 2023-08-22 | 2023-09-06 | 2024-09-06 | Solar Panels | Znshine Solar | ZXM6-NH120-370/M |  | 0.37 | 4 | 328 | 27 |  | Fixed | Roof
NJADRE1554522591 | Administratively Determined Incentive Program | Jersey City | 7302 | 8 | 5.6 | Residential | Behind the Meter | Yes | Net Metered Residential | Pro Custom Solar dba Momentum Solar | None | PSE&G | Accepted | 2023-08-23 | 2023-09-07 | 2024-09-07 | Solar Panels | hanwha | Â Q. PEAK DUO BLK-G10+400 |  | 0.4 | 14 | 187 | 6 |  | Fixed | Roof
NJADRE1554522591 | Administratively Determined Incentive Program | Jersey City | 7302 | 8 | 5.6 | Residential | Behind the Meter | Yes | Net Metered Residential | Pro Custom Solar dba Momentum Solar | None | PSE&G | Accepted | 2023-08-23 | 2023-09-07 | 2024-09-07 | Inverters | enphase | IQ8PLUS-72-2-US | 290 |  | 14 |  |  | 0.97 |  | Outdoor
NJADRE1554522600 | Administratively Determined Incentive Program | North Bergen Township | 7047 | 8 | 3.42 | Residential | Behind the Meter | Yes | Net Metered Residential | Freedom Forever New Jersey LLC | None | PSE&G | Accepted | 2023-08-22 | 2023-09-06 | 2024-09-06 | Inverters | Solar Edge | SE3800H-USRGM | 3800 |  | 1 |  |  | 0.99 |  | Outdoor
NJADRE1554522600 | Administratively Determined Incentive Program | North Bergen Township | 7047 | 8 | 3.42 | Residential | Behind the Meter | Yes | Net Metered Residential | Freedom Forever New Jersey LLC | None | PSE&G | Accepted | 2023-08-22 | 2023-09-06 | 2024-09-06 | Solar Panels | Jinko Solar | JKM380M-6RL3-B |  | 0.38 | 9 | 212 | 18 |  | Fixed | Roof
NJADRE1554522605 | Administratively Determined Incentive Program | Edison Twp | 8817 | 11 | 3.56 | Residential | Behind the Meter | Yes | Net Metered Residential | Sunrun Installation Services, Inc. | None | PSE&G | Accepted | 2023-08-22 | 2023-09-06 | 2024-09-06 | Inverters | SolarEdge Technologies | SE3800H-USMN | 3800 |  | 1 |  |  | 0.99 |  | Outdoor | Next to the meter
NJADRE1554522605 | Administratively Determined Incentive Program | Edison Twp | 8817 | 11 | 3.56 | Residential | Behind the Meter | Yes | Net Metered Residential | Sunrun Installation Services, Inc. | None | PSE&G | Accepted | 2023-08-22 | 2023-09-06 | 2024-09-06 | Solar Panels | Trina Solar | TSM-395DE09C.07 |  | 0.395 | 9 | 263 | 23 |  | Fixed | Roof
NJADRE1554522613 | Administratively Determined Incentive Program | Plainfield | 7060 | 10 | 2.77 | Residential | Behind the Meter | No | Net Metered Residential | Sunrun Installation Services, Inc. | None | PSE&G | Accepted | 2023-08-22 | 2023-09-07 | 2024-09-07 | Electric Storage Battery | Tesla | Powerwall 2 AC |  |  | 1 |  |  |  | Lithium Ion |  | inside
NJADRE1554522613 | Administratively Determined Incentive Program | Plainfield | 7060 | 10 | 2.77 | Residential | Behind the Meter | No | Net Metered Residential | Sunrun Installation Services, Inc. | None | PSE&G | Accepted | 2023-08-22 | 2023-09-07 | 2024-09-07 | Inverters | Delta Electronics | E4-TL-US | 3840 |  | 1 |  |  | 0.96 |  | Outdoor | Next To Meter
NJADRE1554522613 | Administratively Determined Incentive Program | Plainfield | 7060 | 10 | 2.77 | Residential | Behind the Meter | No | Net Metered Residential | Sunrun Installation Services, Inc. | None | PSE&G | Accepted | 2023-08-22 | 2023-09-07 | 2024-09-07 | Solar Panels | Trina Solar | TSM-395DE09C.07 |  | 0.395 | 7 | 43 | 44 |  | Fixed | Roof
NJADRE1554522634 | Administratively Determined Incentive Program | EATONTOWN | 7724 | 17 | 7.98 | Residential | Behind the Meter | Yes | Net Metered Residential | Freedom Forever New Jersey LLC | None | JCP&L | Accepted | 2023-08-22 | 2023-09-06 | 2024-09-06 | Inverters | Solar Edge | SE7600H-USRGM | 7600 |  | 1 |  |  | 0.99 |  | Outdoor
NJADRE1554522634 | Administratively Determined Incentive Program | EATONTOWN | 7724 | 17 | 7.98 | Residential | Behind the Meter | Yes | Net Metered Residential | Freedom Forever New Jersey LLC | None | JCP&L | Accepted | 2023-08-22 | 2023-09-06 | 2024-09-06 | Solar Panels | Jinko Solar | JKM380M-6RL3-B |  | 0.38 | 18 | 217 | 10 |  | Fixed | Roof
NJADRE1554522634 | Administratively Determined Incentive Program | EATONTOWN | 7724 | 17 | 7.98 | Residential | Behind the Meter | Yes | Net Metered Residential | Freedom Forever New Jersey LLC | None | JCP&L | Accepted | 2023-08-22 | 2023-09-06 | 2024-09-06 | Solar Panels | JInko Solar | JKM380M-6RL3-B |  | 0.38 | 3 | 217 | 27 |  | Fixed | Roof
NJADRE1554522646 | Administratively Determined Incentive Program | Franklin Lakes | 7417 | 7 | 8.88 | Residential | Behind the Meter | No | Net Metered Residential | Vision Solar LLC | None | Orange Rockland Electric | Accepted | 2023-08-22 | 2023-09-14 | 2024-09-14 | Inverters | Solar Edge | SE6000H-USRGM | 6 |  | 1 |  |  | 0.97 |  | Outside
NJADRE1554522646 | Administratively Determined Incentive Program | Franklin Lakes | 7417 | 7 | 8.88 | Residential | Behind the Meter | No | Net Metered Residential | Vision Solar LLC | None | Orange Rockland Electric | Accepted | 2023-08-22 | 2023-09-14 | 2024-09-14 | Solar Panels | Znshine Solar | ZXM6-NH120-370/M |  | 0.37 | 16 | 184 | 34 |  | Fixed | Roof
NJADRE1554522646 | Administratively Determined Incentive Program | Franklin Lakes | 7417 | 7 | 8.88 | Residential | Behind the Meter | No | Net Metered Residential | Vision Solar LLC | None | Orange Rockland Electric | Accepted | 2023-08-22 | 2023-09-14 | 2024-09-14 | Solar Panels | Znshine Solar | ZXM6-NH120-370/M |  | 0.37 | 8 | 184 | 34 |  | Fixed | Roof
NJADRE1554522648 | Administratively Determined Incentive Program | Williamstown | 8094 | 15 | 4.85 | Residential | Behind the Meter | Yes | Net Metered Residential | Sunwise Energy LLC | None | AC Electric | Accepted | 2023-08-30 | 2023-09-19 | 2024-09-19 | Solar Panels | HANWHA Q CELLS | Q.PEAK DUO XL-G10.3 |  | 0.485 | 10 | 137 | 22 |  | Fixed | Roof
NJADRE1554522648 | Administratively Determined Incentive Program | Williamstown | 8094 | 15 | 4.85 | Residential | Behind the Meter | Yes | Net Metered Residential | Sunwise Energy LLC | None | AC Electric | Accepted | 2023-08-30 | 2023-09-19 | 2024-09-19 | Inverters | SOLAREDGE TECHNOLOGY | SE5000H-US | 5000 |  | 1 |  |  | 0.992 |  | Outside
NJADRE1554522652 | Administratively Determined Incentive Program | Pleasantville | 8232 | 19 | 5.93 | Residential | Behind the Meter | Yes | Net Metered Residential | Sunrun Installation Services, Inc. | None | AC Electric | Accepted | 2023-08-22 | 2023-09-06 | 2024-09-06 | Inverters | DELTA ELECTRONICS | E6-TL-US | 5760 |  | 1 |  |  | 0.97 |  | Outdoor | Next To Meter
NJADRE1554522652 | Administratively Determined Incentive Program | Pleasantville | 8232 | 19 | 5.93 | Residential | Behind the Meter | Yes | Net Metered Residential | Sunrun Installation Services, Inc. | None | AC Electric | Accepted | 2023-08-22 | 2023-09-06 | 2024-09-06 | Solar Panels | TRINA SOLAR | TSM-395DE09C.07 |  | 0.395 | 15 | 216 | 33 |  | Fixed | Roof
NJADRE1554522680 | Administratively Determined Incentive Program | East Orange | 7017 | 9 | 4.35 | Residential | Behind the Meter | Yes | Net Metered Residential | Sunrun Installation Services, Inc. | None | PSE&G | Accepted | 2023-08-22 | 2023-09-14 | 2024-09-14 | Inverters | SolarEdge Technologies | SE3800H-USMN | 3800 |  | 1 |  |  | 0.96 |  | Outdoor | Next To Meter
NJADRE1554522680 | Administratively Determined Incentive Program | East Orange | 7017 | 9 | 4.35 | Residential | Behind the Meter | Yes | Net Metered Residential | Sunrun Installation Services, Inc. | None | PSE&G | Accepted | 2023-08-22 | 2023-09-14 | 2024-09-14 | Solar Panels | Trina Solar | TSM-395DE09C.07 |  | 0.395 | 6 | 11 | 31 |  | Fixed | Roof
NJADRE1554522680 | Administratively Determined Incentive Program | East Orange | 7017 | 9 | 4.35 | Residential | Behind the Meter | Yes | Net Metered Residential | Sunrun Installation Services, Inc. | None | PSE&G | Accepted | 2023-08-22 | 2023-09-14 | 2024-09-14 | Solar Panels | Trina Solar | TSM-395DE09C.07 |  | 0.395 | 5 | 191 | 32 |  | Fixed | Roof
NJADRE1554522680 | Administratively Determined Incentive Program | East Orange | 7017 | 9 | 4.35 | Residential | Behind the Meter | Yes | Net Metered Residential | Sunrun Installation Services, Inc. | None | PSE&G | Accepted | 2023-08-22 | 2023-09-14 | 2024-09-14 | Electric Storage Battery | Tesla | Powerwall 2 AC |  |  | 1 |  |  |  | Lithium Ion |  | Inside
NJADRE1554522708 | Administratively Determined Incentive Program | Kinnelon | 7405 | 3 | 6.66 | Residential | Behind the Meter | No | Net Metered Residential | Vision Solar LLC | None | Butler | Accepted | 2023-08-22 | 2023-09-06 | 2024-09-06 | Inverters | Solar Edge | SE6000H-USRGM | 6 |  | 1 |  |  | 0.97 |  | Outside
NJADRE1554522708 | Administratively Determined Incentive Program | Kinnelon | 7405 | 3 | 6.66 | Residential | Behind the Meter | No | Net Metered Residential | Vision Solar LLC | None | Butler | Accepted | 2023-08-22 | 2023-09-06 | 2024-09-06 | Solar Panels | Znshine Solar | ZXM6-NH120-370/M |  | 0.37 | 18 | 100 | 24 |  | Fixed | Roof
NJADRE1554522887 | Administratively Determined Incentive Program | South Plainfield Boro | 7080 | 11 | 11.85 | Residential | Behind the Meter | Yes | Net Metered Residential | Sunrun Installation Services, Inc. | None | PSE&G | Accepted | 2023-08-22 | 2023-09-06 | 2024-09-06 | Inverters | SOLAREDGE TECHNOLOGIES | SE10000H-USSN | 10000 |  | 1 |  |  | 0.992 |  | Outside | Next to meter
NJADRE1554522887 | Administratively Determined Incentive Program | South Plainfield Boro | 7080 | 11 | 11.85 | Residential | Behind the Meter | Yes | Net Metered Residential | Sunrun Installation Services, Inc. | None | PSE&G | Accepted | 2023-08-22 | 2023-09-06 | 2024-09-06 | Solar Panels | Trina Solar | TSM-395DE09C.07 |  | 0.395 | 6 | 81 | 23 |  | Fixed | Roof
NJADRE1554522887 | Administratively Determined Incentive Program | South Plainfield Boro | 7080 | 11 | 11.85 | Residential | Behind the Meter | Yes | Net Metered Residential | Sunrun Installation Services, Inc. | None | PSE&G | Accepted | 2023-08-22 | 2023-09-06 | 2024-09-06 | Solar Panels | Trina Solar | TSM-395DE09C.07 |  | 0.395 | 7 | 352 | 21 |  | Fixed | Roof
NJADRE1554522887 | Administratively Determined Incentive Program | South Plainfield Boro | 7080 | 11 | 11.85 | Residential | Behind the Meter | Yes | Net Metered Residential | Sunrun Installation Services, Inc. | None | PSE&G | Accepted | 2023-08-22 | 2023-09-06 | 2024-09-06 | Solar Panels | Trina Solar | TSM-395DE09C.07 |  | 0.395 | 6 | 261 | 21 |  | Fixed | Roof
NJADRE1554522887 | Administratively Determined Incentive Program | South Plainfield Boro | 7080 | 11 | 11.85 | Residential | Behind the Meter | Yes | Net Metered Residential | Sunrun Installation Services, Inc. | None | PSE&G | Accepted | 2023-08-22 | 2023-09-06 | 2024-09-06 | Solar Panels | Trina Solar | TSM-395DE09C.07 |  | 0.395 | 11 | 171 | 25 |  | Fixed | Roof
NJADRE1554522904 | Administratively Determined Incentive Program | Woodlynne Boro | 8107 | 14 | 3.24 | Residential | Behind the Meter | Yes | Net Metered Residential | Bright Planet Solar | None | PSE&G | Accepted | 2023-08-22 | 2023-09-06 | 2024-09-06 | Inverters | Solar Edge | SE3000H-USRGM | 3000 |  | 1 |  |  | 0.98 |  | Outdoor | OUTSIDE
NJADRE1554522904 | Administratively Determined Incentive Program | Woodlynne Boro | 8107 | 14 | 3.24 | Residential | Behind the Meter | Yes | Net Metered Residential | Bright Planet Solar | None | PSE&G | Accepted | 2023-08-22 | 2023-09-06 | 2024-09-06 | Solar Panels | LONGI | LR4-60HPB-360M |  | 0.36 | 9 | 180 | 45 |  | Fixed | Roof
NJADRE1554522933 | Administratively Determined Incentive Program | EWING TOWNSHIP | 8618 | 12 | 5.93 | Residential | Behind the Meter | Yes | Net Metered Residential | Sunrun Installation Services, Inc. | None | PSE&G | Accepted | 2023-08-22 | 2023-09-07 | 2024-09-07 | Inverters | Delta Electronics | E6-TL-US | 5760 |  | 1 |  |  | 0.96 |  | Outdoor | Next To Meter
NJADRE1554522933 | Administratively Determined Incentive Program | EWING TOWNSHIP | 8618 | 12 | 5.93 | Residential | Behind the Meter | Yes | Net Metered Residential | Sunrun Installation Services, Inc. | None | PSE&G | Accepted | 2023-08-22 | 2023-09-07 | 2024-09-07 | Solar Panels | Trina Solar | TSM-395DE09C.07 |  | 0.395 | 15 | 191 | 25 |  | Fixed | Roof
NJADRE1554525865 | Administratively Determined Incentive Program | Medford, | 8055 | 13 | 18.4 | Residential | Behind the Meter | Yes | Net Metered Residential | Suntuity Solar LLC | None | AC Electric | Accepted | 2023-08-23 | 2023-09-06 | 2024-09-06 | Inverters | ENPHASE | IQ8PLUS-72-2-US | 290 |  | 46 |  |  | 0.97 |  | Outdoor | Behind the PV modules
NJADRE1554525865 | Administratively Determined Incentive Program | Medford, | 8055 | 13 | 18.4 | Residential | Behind the Meter | Yes | Net Metered Residential | Suntuity Solar LLC | None | AC Electric | Accepted | 2023-08-23 | 2023-09-06 | 2024-09-06 | Solar Panels | SILFAB PRIME | SIL-400 HC+ |  | 0.4 | 30 | 130 | 20 |  | Fixed | Roof
NJADRE1554525865 | Administratively Determined Incentive Program | Medford, | 8055 | 13 | 18.4 | Residential | Behind the Meter | Yes | Net Metered Residential | Suntuity Solar LLC | None | AC Electric | Accepted | 2023-08-23 | 2023-09-06 | 2024-09-06 | Solar Panels | SILFAB PRIME | SIL-400 HC+ |  | 0.4 | 12 | 131 | 20 |  | Fixed | Roof
NJADRE1554525865 | Administratively Determined Incentive Program | Medford, | 8055 | 13 | 18.4 | Residential | Behind the Meter | Yes | Net Metered Residential | Suntuity Solar LLC | None | AC Electric | Accepted | 2023-08-23 | 2023-09-06 | 2024-09-06 | Solar Panels | SILFAB PRIME | SIL-400 HC+ |  | 0.4 | 4 | 310 | 20 |  | Fixed | Roof
NJADRE1554525868 | Administratively Determined Incentive Program | SEWELL | 8080 | 14 | 6.4 | Residential | Behind the Meter | Yes | Net Metered Residential | Suntuity Solar LLC | None | AC Electric | Accepted | 2023-08-23 | 2023-09-26 | 2024-09-26 | Inverters | (16) ENPHASE | IQ8PLUS-72-2-US | 290 |  | 16 |  |  | 0.97 |  | Outdoor | Behind the PV modules
NJADRE1554525868 | Administratively Determined Incentive Program | SEWELL | 8080 | 14 | 6.4 | Residential | Behind the Meter | Yes | Net Metered Residential | Suntuity Solar LLC | None | AC Electric | Accepted | 2023-08-23 | 2023-09-26 | 2024-09-26 | Solar Panels | (16) SILFAB | PRIME SIL-400 HC+ |  | 0.4 | 16 | 43 | 24 |  | Fixed | Roof
NJADRE1554525871 | Administratively Determined Incentive Program | Bayville , | 8721 | 18 | 6.4 | Residential | Behind the Meter | Yes | Net Metered Residential | Suntuity Solar LLC | None | JCP&L | Accepted | 2023-08-23 | 2023-09-06 | 2024-09-06 | Inverters | ENPHASE | IQ8PLUS-72-2-US | 290 |  | 16 |  |  | 0.97 |  | Outdoor | Behind the PV modules
NJADRE1554525871 | Administratively Determined Incentive Program | Bayville , | 8721 | 18 | 6.4 | Residential | Behind the Meter | Yes | Net Metered Residential | Suntuity Solar LLC | None | JCP&L | Accepted | 2023-08-23 | 2023-09-06 | 2024-09-06 | Solar Panels | SILFAB PRIME | SIL-400 HC+ |  | 0.4 | 16 | 104 | 23 |  | Fixed | Roof
NJADRE1554525894 | Administratively Determined Incentive Program | Phillipsburg | 8865 | 2 | 18.23 | Residential | Behind the Meter | Yes | Net Metered Residential | Trinity Solar | None | JCP&L | Accepted | 2023-08-23 | 2023-09-14 | 2024-09-14 | Inverters | Solar Edge | SE7600H-US000BEi4 | 7600 |  | 1 |  |  | 0.97 |  | Outdoor
NJADRE1554525894 | Administratively Determined Incentive Program | Phillipsburg | 8865 | 2 | 18.23 | Residential | Behind the Meter | Yes | Net Metered Residential | Trinity Solar | None | JCP&L | Accepted | 2023-08-23 | 2023-09-14 | 2024-09-14 | Inverters | Solar Edge | SE6000H-US000BEi4 | 6000 |  | 1 |  |  | 0.97 |  | Outdoor
NJADRE1554525894 | Administratively Determined Incentive Program | Phillipsburg | 8865 | 2 | 18.23 | Residential | Behind the Meter | Yes | Net Metered Residential | Trinity Solar | None | JCP&L | Accepted | 2023-08-23 | 2023-09-14 | 2024-09-14 | Solar Panels | HANWHA | Q.PEAK DUO BLK ML-G10+ 405 |  | 0.405 | 22 | 191 | 18 |  | Fixed | Roof
NJADRE1554525894 | Administratively Determined Incentive Program | Phillipsburg | 8865 | 2 | 18.23 | Residential | Behind the Meter | Yes | Net Metered Residential | Trinity Solar | None | JCP&L | Accepted | 2023-08-23 | 2023-09-14 | 2024-09-14 | Solar Panels | HANWHA | Q.PEAK DUO BLK ML-G10+ 405 |  | 0.405 | 15 | 11 | 18 |  | Fixed | Roof
NJADRE1554525894 | Administratively Determined Incentive Program | Phillipsburg | 8865 | 2 | 18.23 | Residential | Behind the Meter | Yes | Net Metered Residential | Trinity Solar | None | JCP&L | Accepted | 2023-08-23 | 2023-09-14 | 2024-09-14 | Solar Panels | HANWHA | Q.PEAK DUO BLK ML-G10+ 405 |  | 0.405 | 4 | 101 | 23 |  | Fixed | Roof
NJADRE1554525894 | Administratively Determined Incentive Program | Phillipsburg | 8865 | 2 | 18.23 | Residential | Behind the Meter | Yes | Net Metered Residential | Trinity Solar | None | JCP&L | Accepted | 2023-08-23 | 2023-09-14 | 2024-09-14 | Solar Panels | HANWHA | Q.PEAK DUO BLK ML-G10+ 405 |  | 0.405 | 4 | 281 | 23 |  | Fixed | Roof
NJADRE1554525942 | Administratively Determined Incentive Program | Millstone | 8535 | 17 | 4.5 | Residential | Behind the Meter | No | Net Metered Residential | Vanguard Energy Partners, LLC | None | JCP&L | Accepted | 2023-08-23 | 2023-09-07 | 2024-09-07 | Inverters | Solaredge | SE3800H-US | 3800 |  | 1 |  |  | 0.98 |  | Outdoor
NJADRE1554525942 | Administratively Determined Incentive Program | Millstone | 8535 | 17 | 4.5 | Residential | Behind the Meter | No | Net Metered Residential | Vanguard Energy Partners, LLC | None | JCP&L | Accepted | 2023-08-23 | 2023-09-07 | 2024-09-07 | Solar Panels | ET Solar | ET-M672BH450TW/TB E |  | 0.45 | 10 | 262 degrees | 10 |  | Fixed | Roof
NJADRE1554525955 | Administratively Determined Incentive Program | Middlesex Boro | 8846 | 11 | 8 | Residential | Behind the Meter | Yes | Net Metered Residential | SunnyMac LLC | None | PSE&G | Accepted | 2023-08-23 | 2023-09-07 | 2024-09-07 | Solar Panels | HANWHA | Q.PEAK DUO BLK ML-G10+400 |  | 0.4 | 8 | 129 | 19 |  | Fixed | Roof
NJADRE1554525955 | Administratively Determined Incentive Program | Middlesex Boro | 8846 | 11 | 8 | Residential | Behind the Meter | Yes | Net Metered Residential | SunnyMac LLC | None | PSE&G | Accepted | 2023-08-23 | 2023-09-07 | 2024-09-07 | Solar Panels | HANWHA | Q.PEAK DUO BLK ML-G10+400 |  | 0.4 | 2 | 129 | 33 |  | Fixed | Roof
NJADRE1554525955 | Administratively Determined Incentive Program | Middlesex Boro | 8846 | 11 | 8 | Residential | Behind the Meter | Yes | Net Metered Residential | SunnyMac LLC | None | PSE&G | Accepted | 2023-08-23 | 2023-09-07 | 2024-09-07 | Solar Panels | HANWHA | Q.PEAK DUO BLK ML-G10+400 |  | 0.4 | 6 | 309 | 19 |  | Fixed | Roof
NJADRE1554525955 | Administratively Determined Incentive Program | Middlesex Boro | 8846 | 11 | 8 | Residential | Behind the Meter | Yes | Net Metered Residential | SunnyMac LLC | None | PSE&G | Accepted | 2023-08-23 | 2023-09-07 | 2024-09-07 | Solar Panels | HANWHA | Q.PEAK DUO BLK ML-G10+400 |  | 0.4 | 4 | 309 | 5 |  | Fixed | Roof
NJADRE1554525955 | Administratively Determined Incentive Program | Middlesex Boro | 8846 | 11 | 8 | Residential | Behind the Meter | Yes | Net Metered Residential | SunnyMac LLC | None | PSE&G | Accepted | 2023-08-23 | 2023-09-07 | 2024-09-07 | Inverters | Solaredge | SE 6000H-US (240V) | 6000 |  | 1 |  |  | 0.99 |  | Outdoor | NEXT TO METER
NJADRE1554525955 | Administratively Determined Incentive Program | Middlesex Boro | 8846 | 11 | 8 | Residential | Behind the Meter | Yes | Net Metered Residential | SunnyMac LLC | None | PSE&G | Accepted | 2023-08-23 | 2023-09-07 | 2024-09-07 | Meters | SE-RGMTR-1D-240C-B | Solaredge |  |  | 1 |  |  |  | Yes | Outdoor
NJADRE1554525975 | Administratively Determined Incentive Program | Newark City | 7106 | 9 | 7.77 | Residential | Behind the Meter | Yes | Net Metered Residential | Vision Solar LLC | None | PSE&G | Accepted | 2023-08-23 | 2023-09-07 | 2024-09-07 | Inverters | SolarEdge | SE6000H-USRGM | 6 |  | 1 |  |  | 0.97 |  | Outdoor
NJADRE1554525975 | Administratively Determined Incentive Program | Newark City | 7106 | 9 | 7.77 | Residential | Behind the Meter | Yes | Net Metered Residential | Vision Solar LLC | None | PSE&G | Accepted | 2023-08-23 | 2023-09-07 | 2024-09-07 | Solar Panels | ZNSHINE SOLAR | ZXM6-NH120-370/M |  | 0.37 | 14 | 32 | 44 |  | Fixed | Roof
NJADRE1554525975 | Administratively Determined Incentive Program | Newark City | 7106 | 9 | 7.77 | Residential | Behind the Meter | Yes | Net Metered Residential | Vision Solar LLC | None | PSE&G | Accepted | 2023-08-23 | 2023-09-07 | 2024-09-07 | Solar Panels | ZNSHINE SOLAR | ZXM6-NH120-370/M |  | 0.37 | 7 | 212 | 44 |  | Fixed | Roof
NJADRE1554526004 | Administratively Determined Incentive Program | Piscataway Twp | 8854 | 11 | 7.38 | Residential | Behind the Meter | Yes | Net Metered Residential | EMT Renewables | None | PSE&G | Accepted | 2023-08-23 | 2023-09-07 | 2024-09-07 | Inverters | ENPHASE | IQ8+ | 290 |  | 18 |  |  | 0.98 |  | Other | UNDER EACH PANEL
NJADRE1554526004 | Administratively Determined Incentive Program | Piscataway Twp | 8854 | 11 | 7.38 | Residential | Behind the Meter | Yes | Net Metered Residential | EMT Renewables | None | PSE&G | Accepted | 2023-08-23 | 2023-09-07 | 2024-09-07 | Solar Panels | SEG SOLAR | SIV 410 |  | 0.41 | 18 | 164 | 18 |  | Fixed | Roof
NJADRE1554526007 | Administratively Determined Incentive Program | Paulsboro | 8066 | 15 | 6.48 | Residential | Behind the Meter | Yes | Net Metered Residential | Trinity Solar | None | AC Electric | Accepted | 2023-08-23 | 2023-09-07 | 2024-09-07 | Inverters | Solar Edge | SE5000H-US000BEi4 | 5 |  | 1 |  |  | 0.97 |  | Outdoor
NJADRE1554526007 | Administratively Determined Incentive Program | Paulsboro | 8066 | 15 | 6.48 | Residential | Behind the Meter | Yes | Net Metered Residential | Trinity Solar | None | AC Electric | Accepted | 2023-08-23 | 2023-09-07 | 2024-09-07 | Solar Panels | Hanwha | Q.PEAK DUO BLK ML-G10+ 405 |  | 0.405 | 16 | 150 | 34 |  | Fixed | Roof
NJADRE1554526027 | Administratively Determined Incentive Program | Jersey City | 7305 | 8 | 5.6 | Residential | Behind the Meter | Yes | Net Metered Residential | Pro Custom Solar dba Momentum Solar | None | PSE&G | Accepted | 2023-08-23 | 2023-09-07 | 2024-09-07 | Inverters | Enphase | IQ8PLUS-72-2-US | 290 |  | 14 |  |  | 0.97 |  | Outdoor
NJADRE1554526027 | Administratively Determined Incentive Program | Jersey City | 7305 | 8 | 5.6 | Residential | Behind the Meter | Yes | Net Metered Residential | Pro Custom Solar dba Momentum Solar | None | PSE&G | Accepted | 2023-08-23 | 2023-09-07 | 2024-09-07 | Solar Panels | Hanwha | q.peak duo blk ML-g10+400 |  | 0.4 | 14 | 112 | 6 |  | Fixed | Roof
NJADRE1554526033 | Administratively Determined Incentive Program | Ringoes | 8551 | 4 | 8.88 | Residential | Behind the Meter | Yes | Net Metered Residential | Vision Solar LLC | None | JCP&L | Accepted | 2023-08-23 | 2023-09-07 | 2024-09-07 | Inverters | SolarEdge | SE6000H-USRGM | 6 |  | 1 |  |  | 0.97 |  | Outdoor
NJADRE1554526033 | Administratively Determined Incentive Program | Ringoes | 8551 | 4 | 8.88 | Residential | Behind the Meter | Yes | Net Metered Residential | Vision Solar LLC | None | JCP&L | Accepted | 2023-08-23 | 2023-09-07 | 2024-09-07 | Solar Panels | ZNSHINE SOLAR | ZXM6-NH120-370/M |  | 0.37 | 2 | 172 | 24 |  | Fixed | Roof
NJADRE1554526033 | Administratively Determined Incentive Program | Ringoes | 8551 | 4 | 8.88 | Residential | Behind the Meter | Yes | Net Metered Residential | Vision Solar LLC | None | JCP&L | Accepted | 2023-08-23 | 2023-09-07 | 2024-09-07 | Solar Panels | ZNSHINE SOLAR | ZXM6-NH120-370/M |  | 0.37 | 7 | 83 | 25 |  | Fixed | Roof
NJADRE1554526033 | Administratively Determined Incentive Program | Ringoes | 8551 | 4 | 8.88 | Residential | Behind the Meter | Yes | Net Metered Residential | Vision Solar LLC | None | JCP&L | Accepted | 2023-08-23 | 2023-09-07 | 2024-09-07 | Solar Panels | ZNSHINE SOLAR | ZXM6-NH120-370/M |  | 0.37 | 15 | 263 | 25 |  | Fixed | Roof
NJADRE1554526044 | Administratively Determined Incentive Program | Monroe Township | 8831 | 11 | 9.6 | Residential | Behind the Meter | No | Net Metered Residential | Tesla Energy Operations Inc | None | JCP&L | Accepted | 2023-08-23 | 2023-09-07 | 2024-09-07 | Inverters | Tesla | 1538000-45-A | 7600 |  | 1 |  |  | 0.98 |  | Outside
NJADRE1554526044 | Administratively Determined Incentive Program | Monroe Township | 8831 | 11 | 9.6 | Residential | Behind the Meter | No | Net Metered Residential | Tesla Energy Operations Inc | None | JCP&L | Accepted | 2023-08-23 | 2023-09-07 | 2024-09-07 | Solar Panels | Hanwha | Hanwha # Q.PEAK DUO BLK ML-G10+/TS 400 |  | 0.4 | 6 | 280 | 40 |  | Fixed | Roof
NJADRE1554526044 | Administratively Determined Incentive Program | Monroe Township | 8831 | 11 | 9.6 | Residential | Behind the Meter | No | Net Metered Residential | Tesla Energy Operations Inc | None | JCP&L | Accepted | 2023-08-23 | 2023-09-07 | 2024-09-07 | Solar Panels | Hanwha | Hanwha # Q.PEAK DUO BLK ML-G10+/TS 400 |  | 0.4 | 6 | 190 | 40 |  | Fixed | Roof
NJADRE1554526044 | Administratively Determined Incentive Program | Monroe Township | 8831 | 11 | 9.6 | Residential | Behind the Meter | No | Net Metered Residential | Tesla Energy Operations Inc | None | JCP&L | Accepted | 2023-08-23 | 2023-09-07 | 2024-09-07 | Solar Panels | Hanwha | Hanwha # Q.PEAK DUO BLK ML-G10+/TS 400 |  | 0.4 | 6 | 190 | 40 |  | Fixed | Roof
NJADRE1554526044 | Administratively Determined Incentive Program | Monroe Township | 8831 | 11 | 9.6 | Residential | Behind the Meter | No | Net Metered Residential | Tesla Energy Operations Inc | None | JCP&L | Accepted | 2023-08-23 | 2023-09-07 | 2024-09-07 | Solar Panels | Hanwha | Hanwha # Q.PEAK DUO BLK ML-G10+/TS 400 |  | 0.4 | 6 | 45 | 40 |  | Fixed | Roof
NJADRE1554526052 | Administratively Determined Incentive Program | Nutley Town | 7110 | 9 | 4.2 | Residential | Behind the Meter | No | Net Metered Residential | EMT Renewables | None | PSE&G | Accepted | 2023-08-23 | 2023-09-07 | 2024-09-07 | Inverters | ENPHASE | IQ7x | 315 |  | 10 |  |  | 0.98 |  | Other | UNDER EACH PANEL
NJADRE1554526052 | Administratively Determined Incentive Program | Nutley Town | 7110 | 9 | 4.2 | Residential | Behind the Meter | No | Net Metered Residential | EMT Renewables | None | PSE&G | Accepted | 2023-08-23 | 2023-09-07 | 2024-09-07 | Solar Panels | REC ALPHA | REC 420 |  | 0.42 | 10 | 90 | 45 |  | Fixed | Roof
NJADRE1554526061 | Administratively Determined Incentive Program | Newark | 7112 | 9 | 5.27 | Residential | Behind the Meter | Yes | Net Metered Residential | Pro Custom Solar dba Momentum Solar | None | PSE&G | Accepted | 2023-08-23 | 2023-09-07 | 2024-09-07 | Solar Panels | hanwha | Â Q. PEAK DUO BLK-G10+405 |  | 0.405 | 13 | 217 | 2 |  | Fixed | Roof
NJADRE1554526061 | Administratively Determined Incentive Program | Newark | 7112 | 9 | 5.27 | Residential | Behind the Meter | Yes | Net Metered Residential | Pro Custom Solar dba Momentum Solar | None | PSE&G | Accepted | 2023-08-23 | 2023-09-07 | 2024-09-07 | Inverters | enphase | IQ8PLUS-72-2-US | 290 |  | 13 |  |  | 0.97 |  | Outdoor
NJADRE1554526116 | Administratively Determined Incentive Program | Red Bank | 7701 | 17 | 8.51 | Residential | Behind the Meter | Yes | Net Metered Residential | Pro Custom Solar dba Momentum Solar | None | JCP&L | Accepted | 2023-08-23 | 2023-09-07 | 2024-09-07 | Inverters | Enphase | IQ8PLUS-72-2-US | 290 |  | 21 |  |  | 0.97 |  | Outdoor
NJADRE1554526116 | Administratively Determined Incentive Program | Red Bank | 7701 | 17 | 8.51 | Residential | Behind the Meter | Yes | Net Metered Residential | Pro Custom Solar dba Momentum Solar | None | JCP&L | Accepted | 2023-08-23 | 2023-09-07 | 2024-09-07 | Solar Panels | Hawha | q.peak duo blk ML-g10+405 |  | 0.405 | 14 | 273 | 23 |  | Fixed | Roof
NJADRE1554526116 | Administratively Determined Incentive Program | Red Bank | 7701 | 17 | 8.51 | Residential | Behind the Meter | Yes | Net Metered Residential | Pro Custom Solar dba Momentum Solar | None | JCP&L | Accepted | 2023-08-23 | 2023-09-07 | 2024-09-07 | Solar Panels | Hanwha | q.peak duo blk ML-g10+405 |  | 0.405 | 7 | 183 | 23 |  | Fixed | Roof
NJADRE1554526120 | Administratively Determined Incentive Program | Hazlet | 7730 | 17 | 8.51 | Residential | Behind the Meter | Yes | Net Metered Residential | Vision Solar LLC | None | JCP&L | Accepted | 2023-08-23 | 2023-09-07 | 2024-09-07 | Inverters | SolarEdge | SE6000H-USRGM | 6 |  | 1 |  |  | 0.97 |  | Outdoor
NJADRE1554526120 | Administratively Determined Incentive Program | Hazlet | 7730 | 17 | 8.51 | Residential | Behind the Meter | Yes | Net Metered Residential | Vision Solar LLC | None | JCP&L | Accepted | 2023-08-23 | 2023-09-07 | 2024-09-07 | Solar Panels | ZNSHINE SOLAR | ZXM6-NH120-370/M |  | 0.37 | 17 | 259 | 21 |  | Fixed | Roof
NJADRE1554526120 | Administratively Determined Incentive Program | Hazlet | 7730 | 17 | 8.51 | Residential | Behind the Meter | Yes | Net Metered Residential | Vision Solar LLC | None | JCP&L | Accepted | 2023-08-23 | 2023-09-07 | 2024-09-07 | Solar Panels | ZNSHINE SOLAR | ZXM6-NH120-370/M |  | 0.37 | 4 | 79 | 21 |  | Fixed | Roof
NJADRE1554526120 | Administratively Determined Incentive Program | Hazlet | 7730 | 17 | 8.51 | Residential | Behind the Meter | Yes | Net Metered Residential | Vision Solar LLC | None | JCP&L | Accepted | 2023-08-23 | 2023-09-07 | 2024-09-07 | Solar Panels | ZNSHINE SOLAR | ZXM6-NH120-370/M |  | 0.37 | 2 | 169 | 19 |  | Fixed | Roof
NJADRE1554526152 | Administratively Determined Incentive Program | Monroeville | 8343 | 16 | 8.1 | Residential | Behind the Meter | Yes | Net Metered Residential | Pro Custom Solar dba Momentum Solar | None | AC Electric | Accepted | 2023-08-23 | 2023-09-07 | 2024-09-07 | Solar Panels | hanwha | Â Q. PEAK DUO BLK-G10+405 |  | 0.405 | 18 | 301 | 18 |  | Fixed | Roof
NJADRE1554526152 | Administratively Determined Incentive Program | Monroeville | 8343 | 16 | 8.1 | Residential | Behind the Meter | Yes | Net Metered Residential | Pro Custom Solar dba Momentum Solar | None | AC Electric | Accepted | 2023-08-23 | 2023-09-07 | 2024-09-07 | Solar Panels | hanwha | Â Q. PEAK DUO BLK-G10+405 |  | 0.405 | 2 | 121 | 18 |  | Fixed | Roof
NJADRE1554526152 | Administratively Determined Incentive Program | Monroeville | 8343 | 16 | 8.1 | Residential | Behind the Meter | Yes | Net Metered Residential | Pro Custom Solar dba Momentum Solar | None | AC Electric | Accepted | 2023-08-23 | 2023-09-07 | 2024-09-07 | Inverters | enphase | IQ8PLUS-72-2-US | 290 |  | 20 |  |  | 0.97 |  | Outdoor
NJADRE1554526178 | Administratively Determined Incentive Program | Manville Boro | 8835 | 5 | 7.9 | Residential | Behind the Meter | Yes | Net Metered Residential | Sunrun Installation Services, Inc. | None | PSE&G | Accepted | 2023-08-23 | 2023-09-07 | 2024-09-07 | Inverters | SOLAREDGE TECHNOLOGIES | SE6000H-USSN | 6000 |  | 1 |  |  | 0.992 |  | Outside | Next to meter
NJADRE1554526178 | Administratively Determined Incentive Program | Manville Boro | 8835 | 5 | 7.9 | Residential | Behind the Meter | Yes | Net Metered Residential | Sunrun Installation Services, Inc. | None | PSE&G | Accepted | 2023-08-23 | 2023-09-07 | 2024-09-07 | Solar Panels | Trina Solar | TSM-395DE09C.07 |  | 0.395 | 13 | 132 | 36 |  | Fixed | Roof
NJADRE1554526178 | Administratively Determined Incentive Program | Manville Boro | 8835 | 5 | 7.9 | Residential | Behind the Meter | Yes | Net Metered Residential | Sunrun Installation Services, Inc. | None | PSE&G | Accepted | 2023-08-23 | 2023-09-07 | 2024-09-07 | Solar Panels | Trina Solar | TSM-395DE09C.07 |  | 0.395 | 7 | 311 | 12 |  | Fixed | Roof
NJADRE1554526181 | Administratively Determined Incentive Program | East Windsor | 8520 | 12 | 9.02 | Residential | Behind the Meter | No | Net Metered Residential | Ampericon | None | JCP&L | Accepted | 2023-08-23 | 2023-09-07 | 2024-09-07 | Inverters | EnPhase | IQ8+ | 290 |  | 22 |  |  | 0.965 |  | Other | Roof
NJADRE1554526181 | Administratively Determined Incentive Program | East Windsor | 8520 | 12 | 9.02 | Residential | Behind the Meter | No | Net Metered Residential | Ampericon | None | JCP&L | Accepted | 2023-08-23 | 2023-09-07 | 2024-09-07 | Solar Panels | Silfab | SIL-410-BG |  | 0.41 | 22 | 16 | 5 |  | Fixed | Roof
NJADRE1554526184 | Administratively Determined Incentive Program | Woodbridge twp | 8840 | 11 | 7.6 | Residential | Behind the Meter | Yes | Net Metered Residential | Vision Solar LLC | None | PSE&G | Accepted | 2023-08-23 | 2023-09-07 | 2024-09-07 | Inverters | Solaredge | SE6000H-USRGM | 6 |  | 1 |  |  | 0.97 |  | Outdoor | side of house
NJADRE1554526184 | Administratively Determined Incentive Program | Woodbridge twp | 8840 | 11 | 7.6 | Residential | Behind the Meter | Yes | Net Metered Residential | Vision Solar LLC | None | PSE&G | Accepted | 2023-08-23 | 2023-09-07 | 2024-09-07 | Solar Panels | REC SOLAR | REC-400-AA PURE BLACK |  | 0.4 | 7 | 144 | 5 |  | Fixed | Roof
NJADRE1554526184 | Administratively Determined Incentive Program | Woodbridge twp | 8840 | 11 | 7.6 | Residential | Behind the Meter | Yes | Net Metered Residential | Vision Solar LLC | None | PSE&G | Accepted | 2023-08-23 | 2023-09-07 | 2024-09-07 | Solar Panels | REC SOLAR | REC-400-AA PURE BLACK |  | 0.4 | 12 | 324 | 35 |  | Fixed | Roof
NJADRE1554526237 | Administratively Determined Incentive Program | Rochelle Park TWP | 7662 | 7 | 7.11 | Residential | Behind the Meter | Yes | Net Metered Residential | Sunrun Installation Services, Inc. | None | PSE&G | Accepted | 2023-08-23 | 2023-09-07 | 2024-09-07 | Inverters | SOLAREDGE TECHNOLOGIES | SE6000H-USSN | 6000 |  | 1 |  |  | 0.992 |  | Outdoor | next to meter
NJADRE1554526237 | Administratively Determined Incentive Program | Rochelle Park TWP | 7662 | 7 | 7.11 | Residential | Behind the Meter | Yes | Net Metered Residential | Sunrun Installation Services, Inc. | None | PSE&G | Accepted | 2023-08-23 | 2023-09-07 | 2024-09-07 | Solar Panels | TRINA SOLAR | TSM-395DE09C.07 |  | 0.395 | 3 | 308 | 33 |  | Fixed | Roof
NJADRE1554526237 | Administratively Determined Incentive Program | Rochelle Park TWP | 7662 | 7 | 7.11 | Residential | Behind the Meter | Yes | Net Metered Residential | Sunrun Installation Services, Inc. | None | PSE&G | Accepted | 2023-08-23 | 2023-09-07 | 2024-09-07 | Solar Panels | TRINA SOLAR | TSM-395DE09C.07 |  | 0.395 | 3 | 217 | 13 |  | Fixed | Roof
NJADRE1554526237 | Administratively Determined Incentive Program | Rochelle Park TWP | 7662 | 7 | 7.11 | Residential | Behind the Meter | Yes | Net Metered Residential | Sunrun Installation Services, Inc. | None | PSE&G | Accepted | 2023-08-23 | 2023-09-07 | 2024-09-07 | Solar Panels | TRINA SOLAR | TSM-395DE09C.07 |  | 0.395 | 7 | 37 | 33 |  | Fixed | Roof
NJADRE1554526237 | Administratively Determined Incentive Program | Rochelle Park TWP | 7662 | 7 | 7.11 | Residential | Behind the Meter | Yes | Net Metered Residential | Sunrun Installation Services, Inc. | None | PSE&G | Accepted | 2023-08-23 | 2023-09-07 | 2024-09-07 | Solar Panels | TRINA SOLAR | TSM-395DE09C.07 |  | 0.395 | 5 | 128 | 33 |  | Fixed | Roof
NJADRE1554526243 | Administratively Determined Incentive Program | Fair Lawn Boro | 7410 | 7 | 7.03 | Residential | Behind the Meter | No | Net Metered Residential | Vision Solar LLC | None | PSE&G | Accepted | 2023-08-23 | 2023-09-07 | 2024-09-07 | Inverters | Solaredge | SE6000H-USRGM | 6 |  | 1 |  |  | 0.97 |  | Outdoor | side of house
NJADRE1554526243 | Administratively Determined Incentive Program | Fair Lawn Boro | 7410 | 7 | 7.03 | Residential | Behind the Meter | No | Net Metered Residential | Vision Solar LLC | None | PSE&G | Accepted | 2023-08-23 | 2023-09-07 | 2024-09-07 | Solar Panels | ZNSHINE | ZXM6-NH120-370/M |  | 0.37 | 3 | 252 | 31 |  | Fixed | Roof
NJADRE1554526243 | Administratively Determined Incentive Program | Fair Lawn Boro | 7410 | 7 | 7.03 | Residential | Behind the Meter | No | Net Metered Residential | Vision Solar LLC | None | PSE&G | Accepted | 2023-08-23 | 2023-09-07 | 2024-09-07 | Solar Panels | ZNSHINE | ZXM6-NH120-370/M |  | 0.37 | 11 | 73 | 11 |  | Fixed | Roof
NJADRE1554526243 | Administratively Determined Incentive Program | Fair Lawn Boro | 7410 | 7 | 7.03 | Residential | Behind the Meter | No | Net Metered Residential | Vision Solar LLC | None | PSE&G | Accepted | 2023-08-23 | 2023-09-07 | 2024-09-07 | Solar Panels | ZNSHINE | ZXM6-NH120-370/M |  | 0.37 | 2 | 253 | 16 |  | Fixed | Roof
NJADRE1554526243 | Administratively Determined Incentive Program | Fair Lawn Boro | 7410 | 7 | 7.03 | Residential | Behind the Meter | No | Net Metered Residential | Vision Solar LLC | None | PSE&G | Accepted | 2023-08-23 | 2023-09-07 | 2024-09-07 | Solar Panels | ZNSHINE | ZXM6-NH120-370/M |  | 0.37 | 3 | 72 | 31 |  | Fixed | Roof
NJADRE1554526253 | Administratively Determined Incentive Program | Belmar | 7719 | 17 | 5.46 | Residential | Behind the Meter | No | Net Metered Residential | EMT Renewables | None | JCP&L | Accepted | 2023-08-23 | 2023-09-07 | 2024-09-07 | Inverters | ENPHASE | IQ7x | 315 |  | 13 |  |  | 0.98 |  | Other | UNDER EACH PANEL
NJADRE1554526253 | Administratively Determined Incentive Program | Belmar | 7719 | 17 | 5.46 | Residential | Behind the Meter | No | Net Metered Residential | EMT Renewables | None | JCP&L | Accepted | 2023-08-23 | 2023-09-07 | 2024-09-07 | Solar Panels | REC ALPHA | REC 420 |  | 0.42 | 13 | 172 | 34 |  | Fixed | Roof
NJADRE1554526483 | Administratively Determined Incentive Program | South Amboy | 8879 | 11 | 5.53 | Residential | Behind the Meter | Yes | Net Metered Residential | Sunrun Installation Services, Inc. | None | JCP&L | Accepted | 2023-08-23 | 2023-09-07 | 2024-09-07 | Electric Storage Battery | Tesla | Powerwall 2 AC |  |  | 1 |  |  |  | Lithium Ion |  | inside
NJADRE1554526483 | Administratively Determined Incentive Program | South Amboy | 8879 | 11 | 5.53 | Residential | Behind the Meter | Yes | Net Metered Residential | Sunrun Installation Services, Inc. | None | JCP&L | Accepted | 2023-08-23 | 2023-09-07 | 2024-09-07 | Inverters | SolarEdge Technologies | SE3800H-USMN | 3800 |  | 1 |  |  | 0.96 |  | Outdoor | Next To Meter
NJADRE1554526483 | Administratively Determined Incentive Program | South Amboy | 8879 | 11 | 5.53 | Residential | Behind the Meter | Yes | Net Metered Residential | Sunrun Installation Services, Inc. | None | JCP&L | Accepted | 2023-08-23 | 2023-09-07 | 2024-09-07 | Solar Panels | Trina Solar | TSM-395DE09C.07 |  | 0.395 | 7 | 109 | 33 |  | Fixed | Roof
NJADRE1554526483 | Administratively Determined Incentive Program | South Amboy | 8879 | 11 | 5.53 | Residential | Behind the Meter | Yes | Net Metered Residential | Sunrun Installation Services, Inc. | None | JCP&L | Accepted | 2023-08-23 | 2023-09-07 | 2024-09-07 | Solar Panels | Trina Solar | TSM-395DE09C.07 |  | 0.395 | 7 | 289 | 35 |  | Fixed | Roof
NJADRE1554526517 | Administratively Determined Incentive Program | Roxbury Township | 7850 | 3 | 11.1 | Residential | Behind the Meter | No | Net Metered Residential | Vision Solar LLC | None | JCP&L | Accepted | 2023-08-23 | 2023-09-12 | 2024-09-12 | Inverters | Solaredge | SE7600H-USRGM | 8 |  | 1 |  |  | 0.97 |  | Outdoor | side of house
NJADRE1554526517 | Administratively Determined Incentive Program | Roxbury Township | 7850 | 3 | 11.1 | Residential | Behind the Meter | No | Net Metered Residential | Vision Solar LLC | None | JCP&L | Accepted | 2023-08-23 | 2023-09-12 | 2024-09-12 | Solar Panels | ZNSHINE | ZXM6-NH120-370/M |  | 0.37 | 6 | 199 | 23 |  | Fixed | Roof
NJADRE1554526517 | Administratively Determined Incentive Program | Roxbury Township | 7850 | 3 | 11.1 | Residential | Behind the Meter | No | Net Metered Residential | Vision Solar LLC | None | JCP&L | Accepted | 2023-08-23 | 2023-09-12 | 2024-09-12 | Solar Panels | ZNSHINE | ZXM6-NH120-370/M |  | 0.37 | 11 | 19 | 23 |  | Fixed | Roof
NJADRE1554526517 | Administratively Determined Incentive Program | Roxbury Township | 7850 | 3 | 11.1 | Residential | Behind the Meter | No | Net Metered Residential | Vision Solar LLC | None | JCP&L | Accepted | 2023-08-23 | 2023-09-12 | 2024-09-12 | Solar Panels | ZNSHINE | ZXM6-NH120-370/M |  | 0.37 | 5 | 109 | 23 |  | Fixed | Roof
NJADRE1554526517 | Administratively Determined Incentive Program | Roxbury Township | 7850 | 3 | 11.1 | Residential | Behind the Meter | No | Net Metered Residential | Vision Solar LLC | None | JCP&L | Accepted | 2023-08-23 | 2023-09-12 | 2024-09-12 | Solar Panels | ZNSHINE | ZXM6-NH120-370/M |  | 0.37 | 3 | 199 | 23 |  | Fixed | Roof
NJADRE1554526517 | Administratively Determined Incentive Program | Roxbury Township | 7850 | 3 | 11.1 | Residential | Behind the Meter | No | Net Metered Residential | Vision Solar LLC | None | JCP&L | Accepted | 2023-08-23 | 2023-09-12 | 2024-09-12 | Solar Panels | ZNSHINE | ZXM6-NH120-370/M |  | 0.37 | 5 | 289 | 23 |  | Fixed | Roof
NJADRE1554526526 | Administratively Determined Incentive Program | Livingston | 7039 | 9 | 23 | Residential | Behind the Meter | Yes | Net Metered Residential | Ad Energy | None | PSE&G | Accepted | 2023-08-23 | 2023-09-07 | 2024-09-07 | Inverters | SunPower | IQ7HS | 384 |  | 63 |  |  | 0.97 |  | Outdoor | At each panel
NJADRE1554526526 | Administratively Determined Incentive Program | Livingston | 7039 | 9 | 23 | Residential | Behind the Meter | Yes | Net Metered Residential | Ad Energy | None | PSE&G | Accepted | 2023-08-23 | 2023-09-07 | 2024-09-07 | Solar Panels | Sunpower | SPR-U-365-BLK-QC-DC |  | 0.365 | 6 | 158 | 16 |  | Fixed | Roof
NJADRE1554526526 | Administratively Determined Incentive Program | Livingston | 7039 | 9 | 23 | Residential | Behind the Meter | Yes | Net Metered Residential | Ad Energy | None | PSE&G | Accepted | 2023-08-23 | 2023-09-07 | 2024-09-07 | Solar Panels | SunPower | SPR-U-365-BLK-QC-DC |  | 0.365 | 4 | 68 | 16 |  | Fixed | Roof
NJADRE1554526526 | Administratively Determined Incentive Program | Livingston | 7039 | 9 | 23 | Residential | Behind the Meter | Yes | Net Metered Residential | Ad Energy | None | PSE&G | Accepted | 2023-08-23 | 2023-09-07 | 2024-09-07 | Solar Panels | SunPower | SPR-U-365-BLK-QC-DC |  | 0.365 | 53 | 248 | 16 |  | Fixed | Roof
NJADRE1554526532 | Administratively Determined Incentive Program | Manville Boro | 8835 | 5 | 7.51 | Residential | Behind the Meter | Yes | Net Metered Residential | Sunrun Installation Services, Inc. | None | PSE&G | Accepted | 2023-08-23 | 2023-09-07 | 2024-09-07 | Inverters | SOLAREDGE TECHNOLOGIES | SE6000H-USSN | 6000 |  | 1 |  |  | 0.992 |  | Outdoor | next to meter
NJADRE1554526532 | Administratively Determined Incentive Program | Manville Boro | 8835 | 5 | 7.51 | Residential | Behind the Meter | Yes | Net Metered Residential | Sunrun Installation Services, Inc. | None | PSE&G | Accepted | 2023-08-23 | 2023-09-07 | 2024-09-07 | Solar Panels | TRINA SOLAR | TSM-395DE09C.07 |  | 0.395 | 10 | 338 | 23 |  | Fixed | Roof
NJADRE1554526532 | Administratively Determined Incentive Program | Manville Boro | 8835 | 5 | 7.51 | Residential | Behind the Meter | Yes | Net Metered Residential | Sunrun Installation Services, Inc. | None | PSE&G | Accepted | 2023-08-23 | 2023-09-07 | 2024-09-07 | Solar Panels | TRINA SOLAR | TSM-395DE09C.07 |  | 0.395 | 9 | 158 | 22 |  | Fixed | Roof
NJADRE1554526567 | Administratively Determined Incentive Program | South Plainfield Boro | 7080 | 11 | 10.67 | Residential | Behind the Meter | Yes | Net Metered Residential | Sunrun Installation Services, Inc. | None | PSE&G | Accepted | 2023-08-23 | 2023-09-07 | 2024-09-07 | Inverters | SOLAREDGE TECHNOLOGIES | SE7600H-USSN | 7600 |  | 1 |  |  | 0.992 |  | Outside | Next to meter
NJADRE1554526567 | Administratively Determined Incentive Program | South Plainfield Boro | 7080 | 11 | 10.67 | Residential | Behind the Meter | Yes | Net Metered Residential | Sunrun Installation Services, Inc. | None | PSE&G | Accepted | 2023-08-23 | 2023-09-07 | 2024-09-07 | Solar Panels | Trina Solar | TSM-395DE09C.07 |  | 0.395 | 8 | 339 | 24 |  | Fixed | Roof
NJADRE1554526567 | Administratively Determined Incentive Program | South Plainfield Boro | 7080 | 11 | 10.67 | Residential | Behind the Meter | Yes | Net Metered Residential | Sunrun Installation Services, Inc. | None | PSE&G | Accepted | 2023-08-23 | 2023-09-07 | 2024-09-07 | Solar Panels | Trina Solar | TSM-395DE09C.07 |  | 0.395 | 19 | 159 | 21 |  | Fixed | Roof
NJADRE1554526585 | Administratively Determined Incentive Program | Florham Park | 7932 | 3 | 21.83 | Residential | Behind the Meter | No | Net Metered Residential | Vision Solar LLC | None | JCP&L | Accepted | 2023-08-23 | 2023-09-08 | 2024-09-08 | Inverters | Solar Edge | SE7600H-USRGM | 15 |  | 1 |  |  | 0.97 |  | Outside
NJADRE1554526585 | Administratively Determined Incentive Program | Florham Park | 7932 | 3 | 21.83 | Residential | Behind the Meter | No | Net Metered Residential | Vision Solar LLC | None | JCP&L | Accepted | 2023-08-23 | 2023-09-08 | 2024-09-08 | Solar Panels | Znshine Solar | ZXM6-NH120-370/M |  | 0.37 | 8 | 149 | 15 |  | Fixed | Roof
NJADRE1554526585 | Administratively Determined Incentive Program | Florham Park | 7932 | 3 | 21.83 | Residential | Behind the Meter | No | Net Metered Residential | Vision Solar LLC | None | JCP&L | Accepted | 2023-08-23 | 2023-09-08 | 2024-09-08 | Solar Panels | Znshine Solar | ZXM6-NH120-370/M |  | 0.37 | 23 | 104 | 14 |  | Fixed | Roof
NJADRE1554526585 | Administratively Determined Incentive Program | Florham Park | 7932 | 3 | 21.83 | Residential | Behind the Meter | No | Net Metered Residential | Vision Solar LLC | None | JCP&L | Accepted | 2023-08-23 | 2023-09-08 | 2024-09-08 | Solar Panels | Znshine Solar | ZXM6-NH120-370/M |  | 0.37 | 20 | 15 | 9 |  | Fixed | Roof
NJADRE1554526585 | Administratively Determined Incentive Program | Florham Park | 7932 | 3 | 21.83 | Residential | Behind the Meter | No | Net Metered Residential | Vision Solar LLC | None | JCP&L | Accepted | 2023-08-23 | 2023-09-08 | 2024-09-08 | Solar Panels | Znshine Solar | ZXM6-NH120-370/M |  | 0.37 | 8 | 239 | 33 |  | Fixed | Roof
NJADRE1554526588 | Administratively Determined Incentive Program | Newark | 7108 | 9 | 6.8 | Residential | Behind the Meter | Yes | Net Metered Residential | Pro Custom Solar dba Momentum Solar | None | PSE&G | Accepted | 2023-08-23 | 2023-09-08 | 2024-09-08 | Solar Panels | hanwha | Â Q. PEAK DUO BLK-G10+400 |  | 0.4 | 14 | 287 | 48 |  | Fixed | Roof
NJADRE1554526588 | Administratively Determined Incentive Program | Newark | 7108 | 9 | 6.8 | Residential | Behind the Meter | Yes | Net Metered Residential | Pro Custom Solar dba Momentum Solar | None | PSE&G | Accepted | 2023-08-23 | 2023-09-08 | 2024-09-08 | Solar Panels | hanwha | Â Q. PEAK DUO BLK-G10+400 |  | 0.4 | 3 | 107 | 48 |  | Fixed | Roof
NJADRE1554526588 | Administratively Determined Incentive Program | Newark | 7108 | 9 | 6.8 | Residential | Behind the Meter | Yes | Net Metered Residential | Pro Custom Solar dba Momentum Solar | None | PSE&G | Accepted | 2023-08-23 | 2023-09-08 | 2024-09-08 | Inverters | enphase | IQ8PLUS-72-2-US | 290 |  | 17 |  |  | 0.97 |  | Outdoor
NJADRE1554526589 | Administratively Determined Incentive Program | Galloway | 8201 | 19 | 3.24 | Residential | Behind the Meter | Yes | Net Metered Residential | Trinity Solar | None | AC Electric | Accepted | 2023-08-23 | 2023-09-07 | 2024-09-07 | Inverters | Solar Edge | SE3000H-US000BEi4 | 3000 |  | 1 |  |  | 0.97 |  | Outdoor
NJADRE1554526589 | Administratively Determined Incentive Program | Galloway | 8201 | 19 | 3.24 | Residential | Behind the Meter | Yes | Net Metered Residential | Trinity Solar | None | AC Electric | Accepted | 2023-08-23 | 2023-09-07 | 2024-09-07 | Solar Panels | HANWHA | Q.PEAK DUO BLK ML-G10+ 405 |  | 0.405 | 8 | 112 | 23 |  | Fixed | Roof
NJADRE1554526653 | Administratively Determined Incentive Program | Bayonne City | 7002 | 8 | 7.03 | Residential | Behind the Meter | No | Net Metered Residential | Vision Solar LLC | None | PSE&G | Accepted | 2023-08-23 | 2023-09-07 | 2024-09-07 | Inverters | Solar Edge | SE6000H-USRGM | 6 |  | 1 |  |  | 0.97 |  | Outside
NJADRE1554526653 | Administratively Determined Incentive Program | Bayonne City | 7002 | 8 | 7.03 | Residential | Behind the Meter | No | Net Metered Residential | Vision Solar LLC | None | PSE&G | Accepted | 2023-08-23 | 2023-09-07 | 2024-09-07 | Solar Panels | Znshine Solar | ZXM6-NH120-370/M |  | 0.37 | 11 | 125 | 24 |  | Fixed | Roof
NJADRE1554526653 | Administratively Determined Incentive Program | Bayonne City | 7002 | 8 | 7.03 | Residential | Behind the Meter | No | Net Metered Residential | Vision Solar LLC | None | PSE&G | Accepted | 2023-08-23 | 2023-09-07 | 2024-09-07 | Solar Panels | Znshine Solar | ZXM6-NH120-370/M |  | 0.37 | 3 | 35 | 24 |  | Fixed | Roof
NJADRE1554526653 | Administratively Determined Incentive Program | Bayonne City | 7002 | 8 | 7.03 | Residential | Behind the Meter | No | Net Metered Residential | Vision Solar LLC | None | PSE&G | Accepted | 2023-08-23 | 2023-09-07 | 2024-09-07 | Solar Panels | Znshine Solar | ZXM6-NH120-370/M |  | 0.37 | 3 | 35 | 24 |  | Fixed | Roof
NJADRE1554526653 | Administratively Determined Incentive Program | Bayonne City | 7002 | 8 | 7.03 | Residential | Behind the Meter | No | Net Metered Residential | Vision Solar LLC | None | PSE&G | Accepted | 2023-08-23 | 2023-09-07 | 2024-09-07 | Solar Panels | Znshine Solar | ZXM6-NH120-370/M |  | 0.37 | 2 | 305 | 24 |  | Fixed | Roof
NJADRE1554526688 | Administratively Determined Incentive Program | Willingboro TWP | 8046 | 13 | 16.99 | Residential | Behind the Meter | Yes | Net Metered Residential | Sunrun Installation Services, Inc. | None | PSE&G | Accepted | 2023-08-23 | 2023-09-08 | 2024-09-08 | Inverters | SolarEdge Technologies | SE6000H-USSN | 6000 |  | 2 |  |  | 0.96 |  | Outdoor | Next To Meter
NJADRE1554526688 | Administratively Determined Incentive Program | Willingboro TWP | 8046 | 13 | 16.99 | Residential | Behind the Meter | Yes | Net Metered Residential | Sunrun Installation Services, Inc. | None | PSE&G | Accepted | 2023-08-23 | 2023-09-08 | 2024-09-08 | Solar Panels | Trina Solar | TSM-395DE09C.07 |  | 0.395 | 16 | 162 | 26 |  | Fixed | Roof
NJADRE1554526688 | Administratively Determined Incentive Program | Willingboro TWP | 8046 | 13 | 16.99 | Residential | Behind the Meter | Yes | Net Metered Residential | Sunrun Installation Services, Inc. | None | PSE&G | Accepted | 2023-08-23 | 2023-09-08 | 2024-09-08 | Solar Panels | Trina Solar | TSM-395DE09C.07 |  | 0.395 | 5 | 341 | 13 |  | Fixed | Roof
NJADRE1554526688 | Administratively Determined Incentive Program | Willingboro TWP | 8046 | 13 | 16.99 | Residential | Behind the Meter | Yes | Net Metered Residential | Sunrun Installation Services, Inc. | None | PSE&G | Accepted | 2023-08-23 | 2023-09-08 | 2024-09-08 | Solar Panels | Trina Solar | TSM-395DE09C.07 |  | 0.395 | 1 | 341 | 13 |  | Fixed | Roof
NJADRE1554526688 | Administratively Determined Incentive Program | Willingboro TWP | 8046 | 13 | 16.99 | Residential | Behind the Meter | Yes | Net Metered Residential | Sunrun Installation Services, Inc. | None | PSE&G | Accepted | 2023-08-23 | 2023-09-08 | 2024-09-08 | Solar Panels | Trina Solar | TSM-395DE09C.07 |  | 0.395 | 3 | 341 | 18 |  | Fixed | Roof
NJADRE1554526688 | Administratively Determined Incentive Program | Willingboro TWP | 8046 | 13 | 16.99 | Residential | Behind the Meter | Yes | Net Metered Residential | Sunrun Installation Services, Inc. | None | PSE&G | Accepted | 2023-08-23 | 2023-09-08 | 2024-09-08 | Solar Panels | Trina Solar | TSM-395DE09C.07 |  | 0.395 | 4 | 161 | 19 |  | Fixed | Roof
NJADRE1554526688 | Administratively Determined Incentive Program | Willingboro TWP | 8046 | 13 | 16.99 | Residential | Behind the Meter | Yes | Net Metered Residential | Sunrun Installation Services, Inc. | None | PSE&G | Accepted | 2023-08-23 | 2023-09-08 | 2024-09-08 | Solar Panels | Trina Solar | TSM-395DE09C.07 |  | 0.395 | 14 | 342 | 26 |  | Fixed | Roof
NJADRE1554526692 | Administratively Determined Incentive Program | Plainsboro Township | 8536 | 11 | 6.08 | Residential | Behind the Meter | No | Net Metered Residential | Tesla Energy Operations Inc | None | PSE&G | Accepted | 2023-08-23 | 2023-09-08 | 2024-09-08 | Inverters | Tesla | 1538000-45-A | 5000 |  | 1 |  |  | 0.987 |  | Outside
NJADRE1554526692 | Administratively Determined Incentive Program | Plainsboro Township | 8536 | 11 | 6.08 | Residential | Behind the Meter | No | Net Metered Residential | Tesla Energy Operations Inc | None | PSE&G | Accepted | 2023-08-23 | 2023-09-08 | 2024-09-08 | Solar Panels | Hanwha | Hanwha # Q.PEAK DUO BLK ML-G10+/TS 405 |  | 0.405 | 5 | 314 | 23 |  | Fixed | Roof
NJADRE1554526692 | Administratively Determined Incentive Program | Plainsboro Township | 8536 | 11 | 6.08 | Residential | Behind the Meter | No | Net Metered Residential | Tesla Energy Operations Inc | None | PSE&G | Accepted | 2023-08-23 | 2023-09-08 | 2024-09-08 | Solar Panels | Hanwha | Hanwha # Q.PEAK DUO BLK ML-G10+/TS 405 |  | 0.405 | 8 | 134 | 23 |  | Fixed | Roof
NJADRE1554526692 | Administratively Determined Incentive Program | Plainsboro Township | 8536 | 11 | 6.08 | Residential | Behind the Meter | No | Net Metered Residential | Tesla Energy Operations Inc | None | PSE&G | Accepted | 2023-08-23 | 2023-09-08 | 2024-09-08 | Solar Panels | Hanwha | Hanwha # Q.PEAK DUO BLK ML-G10+/TS 405 |  | 0.405 | 2 | 224 | 18 |  | Fixed | Roof
NJADRE1554526743 | Administratively Determined Incentive Program | Gibbstown | 8027 | 15 | 7.4 | Residential | Behind the Meter | No | Net Metered Residential | Vision Solar LLC | None | AC Electric | Accepted | 2023-08-23 | 2023-09-08 | 2024-09-08 | Inverters | Solar Edge | SE6000H-USRGM | 6 |  | 1 |  |  | 0.97 |  | Outside
NJADRE1554526743 | Administratively Determined Incentive Program | Gibbstown | 8027 | 15 | 7.4 | Residential | Behind the Meter | No | Net Metered Residential | Vision Solar LLC | None | AC Electric | Accepted | 2023-08-23 | 2023-09-08 | 2024-09-08 | Solar Panels | Znshine Solar | ZXM6-NH120-370/M |  | 0.37 | 12 | 352 | 45 |  | Fixed | Roof
NJADRE1554526743 | Administratively Determined Incentive Program | Gibbstown | 8027 | 15 | 7.4 | Residential | Behind the Meter | No | Net Metered Residential | Vision Solar LLC | None | AC Electric | Accepted | 2023-08-23 | 2023-09-08 | 2024-09-08 | Solar Panels | Znshine Solar | ZXM6-NH120-370/M |  | 0.37 | 8 | 172 | 45 |  | Fixed | Roof
NJADRE1554526889 | Administratively Determined Incentive Program | Toms River | 8753 | 18 | 7.56 | Residential | Behind the Meter | Yes | Net Metered Residential | EMT Renewables | None | JCP&L | Accepted | 2023-08-23 | 2023-09-08 | 2024-09-08 | Inverters | ENPHASE | IQ7X | 315 |  | 18 |  |  | 0.98 |  | Other | UNDER EACH PANEL
NJADRE1554526889 | Administratively Determined Incentive Program | Toms River | 8753 | 18 | 7.56 | Residential | Behind the Meter | Yes | Net Metered Residential | EMT Renewables | None | JCP&L | Accepted | 2023-08-23 | 2023-09-08 | 2024-09-08 | Solar Panels | REC ALPHA | REC 420 |  | 0.42 | 11 | 225 | 25 |  | Fixed | Roof
NJADRE1554526889 | Administratively Determined Incentive Program | Toms River | 8753 | 18 | 7.56 | Residential | Behind the Meter | Yes | Net Metered Residential | EMT Renewables | None | JCP&L | Accepted | 2023-08-23 | 2023-09-08 | 2024-09-08 | Solar Panels | REC ALPHA | REC 420 |  | 0.42 | 7 | 314 | 26 |  | Fixed | Roof
NJADRE1554526931 | Administratively Determined Incentive Program | Woodstown | 8098 | 16 | 5.2 | Residential | Behind the Meter | No | Net Metered Residential | Tesla Energy Operations Inc | None | AC Electric | Accepted | 2023-08-23 | 2023-09-08 | 2024-09-08 | Inverters | Tesla | 1534000-00-F | 3800 |  | 1 |  |  | 0.98 |  | Outside
NJADRE1554526931 | Administratively Determined Incentive Program | Woodstown | 8098 | 16 | 5.2 | Residential | Behind the Meter | No | Net Metered Residential | Tesla Energy Operations Inc | None | AC Electric | Accepted | 2023-08-23 | 2023-09-08 | 2024-09-08 | Solar Panels | Hanwha # Q.PEAK DUO BLK ML-G10+/TS 400 | Hanwha |  | 0.4 | 13 | 164 | 27 |  | Fixed | Roof
NJADRE1554526984 | Administratively Determined Incentive Program | Sussex | 7461 | 1 | 13.69 | Residential | Behind the Meter | Yes | Net Metered Residential | Vision Solar | None | JCP&L | Accepted | 2023-08-23 | 2023-09-08 | 2024-09-08 | Inverters | Solar Edge | SE11400H-USRGM | 11 |  | 1 |  |  | 0.97 |  | Outside
NJADRE1554526984 | Administratively Determined Incentive Program | Sussex | 7461 | 1 | 13.69 | Residential | Behind the Meter | Yes | Net Metered Residential | Vision Solar | None | JCP&L | Accepted | 2023-08-23 | 2023-09-08 | 2024-09-08 | Solar Panels | Znshine-Solar | ZXM6-NH120-370/M |  | 0.37 | 21 | 252 | 20 |  | Fixed | Roof
NJADRE1554526984 | Administratively Determined Incentive Program | Sussex | 7461 | 1 | 13.69 | Residential | Behind the Meter | Yes | Net Metered Residential | Vision Solar | None | JCP&L | Accepted | 2023-08-23 | 2023-09-08 | 2024-09-08 | Solar Panels | Znshine Solar | ZXM6-NH120-370/M |  | 0.37 | 8 | 71 | 20 |  | Fixed | Roof
NJADRE1554526984 | Administratively Determined Incentive Program | Sussex | 7461 | 1 | 13.69 | Residential | Behind the Meter | Yes | Net Metered Residential | Vision Solar | None | JCP&L | Accepted | 2023-08-23 | 2023-09-08 | 2024-09-08 | Solar Panels | Znshine Solar | ZXM6-NH120-370/M |  | 0.37 | 8 | 72 | 20 |  | Fixed | Roof
NJADRE1554526992 | Administratively Determined Incentive Program | West Orange | 7052 | 9 | 7.6 | Residential | Behind the Meter | No | Net Metered Residential | Tesla Energy Operations Inc | None | PSE&G | Accepted | 2023-08-24 | 2023-09-26 | 2024-09-26 | Inverters | Tesla | 1538000-45-A | 7600 |  | 1 |  |  | 0.98 |  | Outside
NJADRE1554526992 | Administratively Determined Incentive Program | West Orange | 7052 | 9 | 7.6 | Residential | Behind the Meter | No | Net Metered Residential | Tesla Energy Operations Inc | None | PSE&G | Accepted | 2023-08-24 | 2023-09-26 | 2024-09-26 | Solar Panels | Hanwha | Hanwha # Q.PEAK DUO BLK ML-G10+/TS 400 |  | 0.4 | 2 | 123 | 20 |  | Fixed | Roof
NJADRE1554526992 | Administratively Determined Incentive Program | West Orange | 7052 | 9 | 7.6 | Residential | Behind the Meter | No | Net Metered Residential | Tesla Energy Operations Inc | None | PSE&G | Accepted | 2023-08-24 | 2023-09-26 | 2024-09-26 | Solar Panels | Hanwha | Hanwha # Q.PEAK DUO BLK ML-G10+/TS 400 |  | 0.4 | 2 | 213 | 20 |  | Fixed | Pole
NJADRE1554526992 | Administratively Determined Incentive Program | West Orange | 7052 | 9 | 7.6 | Residential | Behind the Meter | No | Net Metered Residential | Tesla Energy Operations Inc | None | PSE&G | Accepted | 2023-08-24 | 2023-09-26 | 2024-09-26 | Solar Panels | Hanwha | Hanwha # Q.PEAK DUO BLK ML-G10+/TS 400 |  | 0.4 | 6 | 303 | 20 |  | Fixed | Roof
NJADRE1554526992 | Administratively Determined Incentive Program | West Orange | 7052 | 9 | 7.6 | Residential | Behind the Meter | No | Net Metered Residential | Tesla Energy Operations Inc | None | PSE&G | Accepted | 2023-08-24 | 2023-09-26 | 2024-09-26 | Solar Panels | Hanwha | Hanwha # Q.PEAK DUO BLK ML-G10+/TS 400 |  | 0.4 | 3 | 213 | 20 |  | Fixed | Roof
NJADRE1554526992 | Administratively Determined Incentive Program | West Orange | 7052 | 9 | 7.6 | Residential | Behind the Meter | No | Net Metered Residential | Tesla Energy Operations Inc | None | PSE&G | Accepted | 2023-08-24 | 2023-09-26 | 2024-09-26 | Solar Panels | Hanwha | Hanwha # Q.PEAK DUO BLK ML-G10+/TS 400 |  | 0.4 | 6 | 123 | 20 |  | Fixed | Roof
NJADRE1554526998 | Administratively Determined Incentive Program | Maplewood | 7040 | 9 | 59.54 | Commercial | Behind the Meter | Yes | Small Net-Metered Non-Residential located on Rooftop, Carport, Canopy and Floating Solar | Director of Operations | None | PSE&G | Accepted | 2023-08-23 | 2023-09-18 | 2024-09-18 | Inverters | AP Systems | QS1 | 1100 |  | 37 |  |  | 0.96 |  | Outdoor
NJADRE1554526998 | Administratively Determined Incentive Program | Maplewood | 7040 | 9 | 59.54 | Commercial | Behind the Meter | Yes | Small Net-Metered Non-Residential located on Rooftop, Carport, Canopy and Floating Solar | Director of Operations | None | PSE&G | Accepted | 2023-08-23 | 2023-09-18 | 2024-09-18 | Solar Panels | QCells | QCell ML G10 405 |  | 0.405 | 147 | 348 | 10 |  | Fixed | Roof
NJADRE1554526999 | Administratively Determined Incentive Program | Bloomingdale | 7403 | 6 | 7.03 | Residential | Behind the Meter | No | Net Metered Residential | Vision Solar LLC | None | Butler | Accepted | 2023-08-23 | 2023-09-08 | 2024-09-08 | Inverters | Solaredge | SE6000H-USRGM | 6 |  | 1 |  |  | 0.97 |  | Outdoor | side of house
NJADRE1554526999 | Administratively Determined Incentive Program | Bloomingdale | 7403 | 6 | 7.03 | Residential | Behind the Meter | No | Net Metered Residential | Vision Solar LLC | None | Butler | Accepted | 2023-08-23 | 2023-09-08 | 2024-09-08 | Solar Panels | ZNSHINE | ZXM6-NH120-370/M |  | 0.37 | 5 | 311 | 26 |  | Fixed | Roof
NJADRE1554526999 | Administratively Determined Incentive Program | Bloomingdale | 7403 | 6 | 7.03 | Residential | Behind the Meter | No | Net Metered Residential | Vision Solar LLC | None | Butler | Accepted | 2023-08-23 | 2023-09-08 | 2024-09-08 | Solar Panels | ZNSHINE | ZXM6-NH120-370/M |  | 0.37 | 2 | 311 | 8 |  | Fixed | Roof
NJADRE1554526999 | Administratively Determined Incentive Program | Bloomingdale | 7403 | 6 | 7.03 | Residential | Behind the Meter | No | Net Metered Residential | Vision Solar LLC | None | Butler | Accepted | 2023-08-23 | 2023-09-08 | 2024-09-08 | Solar Panels | ZNSHINE | ZXM6-NH120-370/M |  | 0.37 | 10 | 131 | 26 |  | Fixed | Roof
NJADRE1554526999 | Administratively Determined Incentive Program | Bloomingdale | 7403 | 6 | 7.03 | Residential | Behind the Meter | No | Net Metered Residential | Vision Solar LLC | None | Butler | Accepted | 2023-08-23 | 2023-09-08 | 2024-09-08 | Solar Panels | ZNSHINE | ZXM6-NH120-370/M |  | 0.37 | 1 | 41 | 22 |  | Fixed | Roof
NJADRE1554526999 | Administratively Determined Incentive Program | Bloomingdale | 7403 | 6 | 7.03 | Residential | Behind the Meter | No | Net Metered Residential | Vision Solar LLC | None | Butler | Accepted | 2023-08-23 | 2023-09-08 | 2024-09-08 | Solar Panels | ZNSHINE | ZXM6-NH120-370/M |  | 0.37 | 1 | 221 | 22 |  | Fixed | Roof
NJADRE1554527011 | Administratively Determined Incentive Program | Pennsauken Twp | 8110 | 14 | 3.7 | Residential | Behind the Meter | Yes | Net Metered Residential | Vision Solar LLC | None | PSE&G | Accepted | 2023-08-24 | 2023-09-11 | 2024-09-11 | Inverters | SolarEdge | SE3800H-USRGM | 4 |  | 1 |  |  | 0.97 |  | Outdoor
NJADRE1554527011 | Administratively Determined Incentive Program | Pennsauken Twp | 8110 | 14 | 3.7 | Residential | Behind the Meter | Yes | Net Metered Residential | Vision Solar LLC | None | PSE&G | Accepted | 2023-08-24 | 2023-09-11 | 2024-09-11 | Solar Panels | ZNSHINE SOLAR | ZXM6-NH120-370/M |  | 0.37 | 2 | 134 | 10 |  | Fixed | Roof
NJADRE1554527011 | Administratively Determined Incentive Program | Pennsauken Twp | 8110 | 14 | 3.7 | Residential | Behind the Meter | Yes | Net Metered Residential | Vision Solar LLC | None | PSE&G | Accepted | 2023-08-24 | 2023-09-11 | 2024-09-11 | Solar Panels | ZNSHINE SOLAR | ZXM6-NH120-370/M |  | 0.37 | 8 | 223 | 10 |  | Fixed | Roof
NJADRE1554527087 | Administratively Determined Incentive Program | Plainsboro Township | 8512 | 11 | 7.77 | Residential | Behind the Meter | No | Net Metered Residential | Vision Solar LLC | None | PSE&G | Accepted | 2023-08-23 | 2023-09-08 | 2024-09-08 | Inverters | Solar Edge | SE6000H-USRGM | 6 |  | 1 |  |  | 0.97 |  | Outside
NJADRE1554527087 | Administratively Determined Incentive Program | Plainsboro Township | 8512 | 11 | 7.77 | Residential | Behind the Meter | No | Net Metered Residential | Vision Solar LLC | None | PSE&G | Accepted | 2023-08-23 | 2023-09-08 | 2024-09-08 | Solar Panels | Znshine Solar | ZXM6-NH120-370/M |  | 0.37 | 6 | 104 | 34 |  | Fixed | Roof
NJADRE1554527087 | Administratively Determined Incentive Program | Plainsboro Township | 8512 | 11 | 7.77 | Residential | Behind the Meter | No | Net Metered Residential | Vision Solar LLC | None | PSE&G | Accepted | 2023-08-23 | 2023-09-08 | 2024-09-08 | Solar Panels | Znshine Solar | ZXM6-NH120-370/M |  | 0.37 | 11 | 284 | 37 |  | Fixed | Roof
NJADRE1554527087 | Administratively Determined Incentive Program | Plainsboro Township | 8512 | 11 | 7.77 | Residential | Behind the Meter | No | Net Metered Residential | Vision Solar LLC | None | PSE&G | Accepted | 2023-08-23 | 2023-09-08 | 2024-09-08 | Solar Panels | Znshine Solar | ZXM6-NH120-370/M |  | 0.37 | 4 | 194 | 36 |  | Fixed | Roof
NJADRE1554527103 | Administratively Determined Incentive Program | Paterson City | 7524 | 6 | 6.3 | Residential | Behind the Meter | No | Net Metered Residential | EMT Renewables | None | PSE&G | Accepted | 2023-08-23 | 2023-09-08 | 2024-09-08 | Inverters | ENPHASE | IQ7x | 315 |  | 15 |  |  | 0.98 |  | Other | under each panel
NJADRE1554527103 | Administratively Determined Incentive Program | Paterson City | 7524 | 6 | 6.3 | Residential | Behind the Meter | No | Net Metered Residential | EMT Renewables | None | PSE&G | Accepted | 2023-08-23 | 2023-09-08 | 2024-09-08 | Solar Panels | REC ALPHA | REC 420 |  | 0.42 | 15 | 194 | 44 |  | Fixed | Roof
NJADRE1554527444 | Administratively Determined Incentive Program | Neptune | 7753 | 17 | 4.35 | Residential | Behind the Meter | Yes | Net Metered Residential | Sunrun Installation Services, Inc. | None | JCP&L | Accepted | 2023-08-23 | 2023-09-08 | 2024-09-08 | Inverters | Delta Electronics | E4-TL-US | 4000 |  | 1 |  |  | 0.975 |  | Outdoor | next to meter
NJADRE1554527444 | Administratively Determined Incentive Program | Neptune | 7753 | 17 | 4.35 | Residential | Behind the Meter | Yes | Net Metered Residential | Sunrun Installation Services, Inc. | None | JCP&L | Accepted | 2023-08-23 | 2023-09-08 | 2024-09-08 | Solar Panels | TRINA SOLAR | TSM-395DE09C.07 |  | 0.395 | 6 | 100 | 23 |  | Fixed | Roof
NJADRE1554527444 | Administratively Determined Incentive Program | Neptune | 7753 | 17 | 4.35 | Residential | Behind the Meter | Yes | Net Metered Residential | Sunrun Installation Services, Inc. | None | JCP&L | Accepted | 2023-08-23 | 2023-09-08 | 2024-09-08 | Solar Panels | TRINA SOLAR | TSM-395DE09C.07 |  | 0.395 | 5 | 9 | 24 |  | Fixed | Roof
NJADRE1554527460 | Administratively Determined Incentive Program | Keansburg | 7734 | 17 | 7.9 | Residential | Behind the Meter | Yes | Net Metered Residential | Sunrun Installation Services, Inc. | None | JCP&L | Accepted | 2023-08-23 | 2023-09-08 | 2024-09-08 | Inverters | SOLAREDGE TECHNOLOGIES | SE6000H-USSN | 6000 |  | 1 |  |  | 0.992 |  | Outdoor | next to meter
NJADRE1554527460 | Administratively Determined Incentive Program | Keansburg | 7734 | 17 | 7.9 | Residential | Behind the Meter | Yes | Net Metered Residential | Sunrun Installation Services, Inc. | None | JCP&L | Accepted | 2023-08-23 | 2023-09-08 | 2024-09-08 | Solar Panels | TRINA SOLAR | TSM-395DE09C.07 |  | 0.395 | 3 | 126 | 29 |  | Fixed | Roof
NJADRE1554527460 | Administratively Determined Incentive Program | Keansburg | 7734 | 17 | 7.9 | Residential | Behind the Meter | Yes | Net Metered Residential | Sunrun Installation Services, Inc. | None | JCP&L | Accepted | 2023-08-23 | 2023-09-08 | 2024-09-08 | Solar Panels | TRINA SOLAR | TSM-395DE09C.07 |  | 0.395 | 17 | 307 | 31 |  | Fixed | Roof
NJADRE1554527465 | Administratively Determined Incentive Program | Garfield | 7026 | 7 | 5.53 | Residential | Behind the Meter | Yes | Net Metered Residential | Sunrun Installation Services, Inc. | None | PSE&G | Accepted | 2023-08-23 | 2023-09-08 | 2024-09-08 | Inverters | SolarEdge Technologies | SE3800H-USMN | 3800 |  | 1 |  |  | 0.96 |  | Outdoor | Next To Meter
NJADRE1554527465 | Administratively Determined Incentive Program | Garfield | 7026 | 7 | 5.53 | Residential | Behind the Meter | Yes | Net Metered Residential | Sunrun Installation Services, Inc. | None | PSE&G | Accepted | 2023-08-23 | 2023-09-08 | 2024-09-08 | Solar Panels | Trina Solar | TSM-395DE09C.07 |  | 0.395 | 14 | 161 | 14 |  | Fixed | Roof
NJADRE1554527465 | Administratively Determined Incentive Program | Garfield | 7026 | 7 | 5.53 | Residential | Behind the Meter | Yes | Net Metered Residential | Sunrun Installation Services, Inc. | None | PSE&G | Accepted | 2023-08-23 | 2023-09-08 | 2024-09-08 | Electric Storage Battery | Tesla | Powerwall 2 AC |  |  | 1 |  |  |  | Lithium Ion |  | INSIDE
NJADRE1554527467 | Administratively Determined Incentive Program | Glassboro | 8028 | 15 | 6.32 | Residential | Behind the Meter | Yes | Net Metered Residential | Sunrun Installation Services, Inc. | None | AC Electric | Accepted | 2023-08-23 | 2023-09-08 | 2024-09-08 | Inverters | DELTA ELECTRONICS | E6-TL-US | 5760 |  | 1 |  |  | 0.97 |  | Outdoor | Next To Meter
NJADRE1554527467 | Administratively Determined Incentive Program | Glassboro | 8028 | 15 | 6.32 | Residential | Behind the Meter | Yes | Net Metered Residential | Sunrun Installation Services, Inc. | None | AC Electric | Accepted | 2023-08-23 | 2023-09-08 | 2024-09-08 | Solar Panels | TRINA SOLAR | TSM-395DE09C.07 |  | 0.395 | 16 | 188 | 22 |  | Fixed | Roof
NJADRE1554527550 | Administratively Determined Incentive Program | Willingboro | 8046 | 13 | 3.95 | Residential | Behind the Meter | Yes | Net Metered Residential | Sunrun Installation Services, Inc. | None | PSE&G | Accepted | 2023-08-24 | 2023-09-08 | 2024-09-08 | Inverters | SolarEdge Technologies | SE3800H-USMN | 3800 |  | 1 |  |  | 0.99 |  | Outdoor
NJADRE1554527550 | Administratively Determined Incentive Program | Willingboro | 8046 | 13 | 3.95 | Residential | Behind the Meter | Yes | Net Metered Residential | Sunrun Installation Services, Inc. | None | PSE&G | Accepted | 2023-08-24 | 2023-09-08 | 2024-09-08 | Solar Panels | Trina Solar | TSM-395DE09C.07 |  | 0.395 | 10 | 209 | 23 |  | Fixed | Roof
NJADRE1554527646 | Administratively Determined Incentive Program | Rochelle Park | 7662 | 7 | 3.56 | Residential | Behind the Meter | Yes | Net Metered Residential | Sunrun Installation Services, Inc. | None | PSE&G | Accepted | 2023-08-23 | 2023-09-08 | 2024-09-08 | Inverters | SolarEdge Technologies | SE3800H-USMN | 3800 |  | 1 |  |  | 0.96 |  | Outdoor | Next To Meter
NJADRE1554527646 | Administratively Determined Incentive Program | Rochelle Park | 7662 | 7 | 3.56 | Residential | Behind the Meter | Yes | Net Metered Residential | Sunrun Installation Services, Inc. | None | PSE&G | Accepted | 2023-08-23 | 2023-09-08 | 2024-09-08 | Solar Panels | Trina Solar | TSM-395DE09C.07 |  | 0.395 | 5 | 38 | 31 |  | Fixed | Roof
NJADRE1554527646 | Administratively Determined Incentive Program | Rochelle Park | 7662 | 7 | 3.56 | Residential | Behind the Meter | Yes | Net Metered Residential | Sunrun Installation Services, Inc. | None | PSE&G | Accepted | 2023-08-23 | 2023-09-08 | 2024-09-08 | Solar Panels | Trina Solar | TSM-395DE09C.07 |  | 0.395 | 4 | 218 | 31 |  | Fixed | Roof
NJADRE1554531421 | Administratively Determined Incentive Program | Paulsboro, | 8066 | 15 | 7.6 | Residential | Behind the Meter | Yes | Net Metered Residential | Suntuity Solar LLC | None | AC Electric | Accepted | 2023-08-24 | 2023-09-08 | 2024-09-08 | Inverters | ENPHASE | IQ8PLUS-72-2-US | 290 |  | 19 |  |  | 0.97 |  | Outdoor | Behind the PV modules
NJADRE1554531421 | Administratively Determined Incentive Program | Paulsboro, | 8066 | 15 | 7.6 | Residential | Behind the Meter | Yes | Net Metered Residential | Suntuity Solar LLC | None | AC Electric | Accepted | 2023-08-24 | 2023-09-08 | 2024-09-08 | Solar Panels | HYPERION | HY-DH108P8 400B |  | 0.4 | 4 | 160 | 41 |  | Fixed | Roof
NJADRE1554531421 | Administratively Determined Incentive Program | Paulsboro, | 8066 | 15 | 7.6 | Residential | Behind the Meter | Yes | Net Metered Residential | Suntuity Solar LLC | None | AC Electric | Accepted | 2023-08-24 | 2023-09-08 | 2024-09-08 | Solar Panels | HYPERION | HY-DH108P8 400B |  | 0.4 | 13 | 160 | 14 |  | Fixed | Roof
NJADRE1554531421 | Administratively Determined Incentive Program | Paulsboro, | 8066 | 15 | 7.6 | Residential | Behind the Meter | Yes | Net Metered Residential | Suntuity Solar LLC | None | AC Electric | Accepted | 2023-08-24 | 2023-09-08 | 2024-09-08 | Solar Panels | HYPERION | HY-DH108P8 400B |  | 0.4 | 2 | 340 | 41 |  | Fixed | Roof
NJADRE1554531429 | Administratively Determined Incentive Program | Riverside Township | 8075 | 13 | 9.88 | Residential | Behind the Meter | Yes | Net Metered Residential | Sunrun Installation Services, Inc. | None | PSE&G | Accepted | 2023-08-24 | 2023-09-08 | 2024-09-08 | Inverters | SolarEdge Technologies | SE7600H-USSN | 7600 |  | 1 |  |  | 0.96 |  | Outdoor | Next To Meter
NJADRE1554531429 | Administratively Determined Incentive Program | Riverside Township | 8075 | 13 | 9.88 | Residential | Behind the Meter | Yes | Net Metered Residential | Sunrun Installation Services, Inc. | None | PSE&G | Accepted | 2023-08-24 | 2023-09-08 | 2024-09-08 | Electric Storage Battery | Tesla | Powerwall 2 AC |  |  | 2 |  |  |  | Lithium Ion |  | outside
NJADRE1554531429 | Administratively Determined Incentive Program | Riverside Township | 8075 | 13 | 9.88 | Residential | Behind the Meter | Yes | Net Metered Residential | Sunrun Installation Services, Inc. | None | PSE&G | Accepted | 2023-08-24 | 2023-09-08 | 2024-09-08 | Solar Panels | Trina Solar | TSM-395DE09C.07 |  | 0.395 | 7 | 299 | 29 |  | Fixed | Roof
NJADRE1554531429 | Administratively Determined Incentive Program | Riverside Township | 8075 | 13 | 9.88 | Residential | Behind the Meter | Yes | Net Metered Residential | Sunrun Installation Services, Inc. | None | PSE&G | Accepted | 2023-08-24 | 2023-09-08 | 2024-09-08 | Solar Panels | Trina Solar | TSM-395DE09C.07 |  | 0.395 | 18 | 118 | 29 |  | Fixed | Roof
NJADRE1554531436 | Administratively Determined Incentive Program | Pennsauken Township | 8109 | 14 | 2.77 | Residential | Behind the Meter | Yes | Net Metered Residential | Sunrun Installation Services, Inc. | None | PSE&G | Accepted | 2023-08-24 | 2023-09-08 | 2024-09-08 | Inverters | Delta Electronics | E4-TL-US | 3840 |  | 1 |  |  | 0.96 |  | Outdoor | Next To Meter
NJADRE1554531436 | Administratively Determined Incentive Program | Pennsauken Township | 8109 | 14 | 2.77 | Residential | Behind the Meter | Yes | Net Metered Residential | Sunrun Installation Services, Inc. | None | PSE&G | Accepted | 2023-08-24 | 2023-09-08 | 2024-09-08 | Solar Panels | Trina Solar | TSM-395DE09C.07 |  | 0.395 | 3 | 35 | 25 |  | Fixed | Roof
NJADRE1554531436 | Administratively Determined Incentive Program | Pennsauken Township | 8109 | 14 | 2.77 | Residential | Behind the Meter | Yes | Net Metered Residential | Sunrun Installation Services, Inc. | None | PSE&G | Accepted | 2023-08-24 | 2023-09-08 | 2024-09-08 | Solar Panels | Trina Solar | TSM-395DE09C.07 |  | 0.395 | 4 | 35 | 25 |  | Fixed | Roof
NJADRE1554531502 | Administratively Determined Incentive Program | Livingston | 7039 | 9 | 8.51 | Residential | Behind the Meter | No | Net Metered Residential | Tesla Energy Operations Inc | None | PSE&G | Accepted | 2023-08-24 | 2023-09-11 | 2024-09-11 | Inverters | Tesla | 1538000-45-A | 7600 |  | 1 |  |  | 0.98 |  | Outside
NJADRE1554531502 | Administratively Determined Incentive Program | Livingston | 7039 | 9 | 8.51 | Residential | Behind the Meter | No | Net Metered Residential | Tesla Energy Operations Inc | None | PSE&G | Accepted | 2023-08-24 | 2023-09-11 | 2024-09-11 | Solar Panels | Hanwha | Hanwha # Q.PEAK DUO BLK ML-G10+/TS 405 |  | 0.405 | 14 | 238 | 18 |  | Fixed | Roof
NJADRE1554531502 | Administratively Determined Incentive Program | Livingston | 7039 | 9 | 8.51 | Residential | Behind the Meter | No | Net Metered Residential | Tesla Energy Operations Inc | None | PSE&G | Accepted | 2023-08-24 | 2023-09-11 | 2024-09-11 | Solar Panels | Hanwha | Hanwha # Q.PEAK DUO BLK ML-G10+/TS 405 |  | 0.405 | 7 | 58 | 18 |  | Fixed | Roof
NJADRE1554531574 | Administratively Determined Incentive Program | Basking Ridge | 7920 | 5 | 12 | Residential | Behind the Meter | Yes | Net Metered Residential | Sunny Mac LLC | None | JCP&L | Accepted | 2023-08-24 | 2023-09-13 | 2024-09-13 | Solar Panels | HANWHA | Q.PEAK DUO BLK ML-G10+ 400W |  | 0.4 | 14 | 131 | 30 |  | Fixed | Roof
NJADRE1554531574 | Administratively Determined Incentive Program | Basking Ridge | 7920 | 5 | 12 | Residential | Behind the Meter | Yes | Net Metered Residential | Sunny Mac LLC | None | JCP&L | Accepted | 2023-08-24 | 2023-09-13 | 2024-09-13 | Solar Panels | HANWHA | Q.PEAK DUO BLK ML-G10+ 400W |  | 0.4 | 12 | 131 | 31 |  | Fixed | Roof
NJADRE1554531574 | Administratively Determined Incentive Program | Basking Ridge | 7920 | 5 | 12 | Residential | Behind the Meter | Yes | Net Metered Residential | Sunny Mac LLC | None | JCP&L | Accepted | 2023-08-24 | 2023-09-13 | 2024-09-13 | Solar Panels | HANWHA | Q.PEAK DUO BLK ML-G10+ 400W |  | 0.4 | 4 | 312 | 30 |  | Fixed | Roof
NJADRE1554531574 | Administratively Determined Incentive Program | Basking Ridge | 7920 | 5 | 12 | Residential | Behind the Meter | Yes | Net Metered Residential | Sunny Mac LLC | None | JCP&L | Accepted | 2023-08-24 | 2023-09-13 | 2024-09-13 | Inverters | Solaredge | SE10000H-US | 10000 |  | 1 |  |  | 0.99 |  | Outdoor | NEXT TO METER
NJADRE1554531574 | Administratively Determined Incentive Program | Basking Ridge | 7920 | 5 | 12 | Residential | Behind the Meter | Yes | Net Metered Residential | Sunny Mac LLC | None | JCP&L | Accepted | 2023-08-24 | 2023-09-13 | 2024-09-13 | Meters | SE-RGMTR-1D-240C-B | Solaredge |  |  | 1 |  |  |  | Yes | Outdoor
NJADRE1554531624 | Administratively Determined Incentive Program | West Orange | 7052 | 9 | 9.25 | Residential | Behind the Meter | Yes | Net Metered Residential | Vision Solar LLC | None | PSE&G | Accepted | 2023-08-24 | 2023-09-11 | 2024-09-11 | Inverters | Solaredge | SE6000H-USRGM | 6 |  | 1 |  |  | 0.97 |  | Outdoor | side of house
NJADRE1554531624 | Administratively Determined Incentive Program | West Orange | 7052 | 9 | 9.25 | Residential | Behind the Meter | Yes | Net Metered Residential | Vision Solar LLC | None | PSE&G | Accepted | 2023-08-24 | 2023-09-11 | 2024-09-11 | Solar Panels | ZNSHINE | ZXM6-NH120-370/M |  | 0.37 | 13 | 193 | 33 |  | Fixed | Roof
NJADRE1554531624 | Administratively Determined Incentive Program | West Orange | 7052 | 9 | 9.25 | Residential | Behind the Meter | Yes | Net Metered Residential | Vision Solar LLC | None | PSE&G | Accepted | 2023-08-24 | 2023-09-11 | 2024-09-11 | Solar Panels | ZNSHINE | ZXM6-NH120-370/M |  | 0.37 | 12 | 13 | 33 |  | Fixed | Roof
NJADRE1554531678 | Administratively Determined Incentive Program | Verona | 7044 | 9 | 11.34 | Residential | Behind the Meter | Yes | Net Metered Residential | Pro Custom Solar dba Momentum Solar | None | PSE&G | Accepted | 2023-08-24 | 2023-09-11 | 2024-09-11 | Inverters | Enphase | IQ8PLUS-72-2-US | 290 |  | 28 |  |  | 0.97 |  | Outdoor
NJADRE1554531678 | Administratively Determined Incentive Program | Verona | 7044 | 9 | 11.34 | Residential | Behind the Meter | Yes | Net Metered Residential | Pro Custom Solar dba Momentum Solar | None | PSE&G | Accepted | 2023-08-24 | 2023-09-11 | 2024-09-11 | Solar Panels | Hanwha | q.peak duo blk ML-g10+405 |  | 0.405 | 9 | 211 | 31 |  | Fixed | Roof
NJADRE1554531678 | Administratively Determined Incentive Program | Verona | 7044 | 9 | 11.34 | Residential | Behind the Meter | Yes | Net Metered Residential | Pro Custom Solar dba Momentum Solar | None | PSE&G | Accepted | 2023-08-24 | 2023-09-11 | 2024-09-11 | Solar Panels | Hanwha | q.peak duo blk ML-g10+405 |  | 0.405 | 9 | 31 | 31 |  | Fixed | Roof
NJADRE1554531678 | Administratively Determined Incentive Program | Verona | 7044 | 9 | 11.34 | Residential | Behind the Meter | Yes | Net Metered Residential | Pro Custom Solar dba Momentum Solar | None | PSE&G | Accepted | 2023-08-24 | 2023-09-11 | 2024-09-11 | Solar Panels | Hanwha | q.peak duo blk ML-g10+405 |  | 0.405 | 5 | 300 | 42 |  | Fixed | Roof
NJADRE1554531678 | Administratively Determined Incentive Program | Verona | 7044 | 9 | 11.34 | Residential | Behind the Meter | Yes | Net Metered Residential | Pro Custom Solar dba Momentum Solar | None | PSE&G | Accepted | 2023-08-24 | 2023-09-11 | 2024-09-11 | Solar Panels | Hanwha | q.peak duo blk ML-g10+405 |  | 0.405 | 5 | 118 | 42 |  | Fixed | Roof
NJADRE1554531726 | Administratively Determined Incentive Program | Washington | 7882 | 2 | 21.83 | Residential | Behind the Meter | No | Net Metered Residential | Vision Solar LLC | None | JCP&L | Accepted | 2023-08-24 | 2023-09-11 | 2024-09-11 | Inverters | Solaredge | SE7600H-USRGM | 8 |  | 2 |  |  | 0.97 |  | Outdoor | side of house
NJADRE1554531726 | Administratively Determined Incentive Program | Washington | 7882 | 2 | 21.83 | Residential | Behind the Meter | No | Net Metered Residential | Vision Solar LLC | None | JCP&L | Accepted | 2023-08-24 | 2023-09-11 | 2024-09-11 | Solar Panels | ZNSHINE | ZXM6-NH120-370/M |  | 0.37 | 21 | 214 | 29 |  | Fixed | Roof
NJADRE1554531726 | Administratively Determined Incentive Program | Washington | 7882 | 2 | 21.83 | Residential | Behind the Meter | No | Net Metered Residential | Vision Solar LLC | None | JCP&L | Accepted | 2023-08-24 | 2023-09-11 | 2024-09-11 | Solar Panels | ZNSHINE | ZXM6-NH120-370/M |  | 0.37 | 9 | 214 | 29 |  | Fixed | Roof
NJADRE1554531726 | Administratively Determined Incentive Program | Washington | 7882 | 2 | 21.83 | Residential | Behind the Meter | No | Net Metered Residential | Vision Solar LLC | None | JCP&L | Accepted | 2023-08-24 | 2023-09-11 | 2024-09-11 | Solar Panels | ZNSHINE | ZXM6-NH120-370/M |  | 0.37 | 9 | 34 | 29 |  | Fixed | Roof
NJADRE1554531726 | Administratively Determined Incentive Program | Washington | 7882 | 2 | 21.83 | Residential | Behind the Meter | No | Net Metered Residential | Vision Solar LLC | None | JCP&L | Accepted | 2023-08-24 | 2023-09-11 | 2024-09-11 | Solar Panels | ZNSHINE | ZXM6-NH120-370/M |  | 0.37 | 20 | 34 | 29 |  | Fixed | Roof
NJADRE1554533284 | Administratively Determined Incentive Program | West Windosr Township | 8550 | 12 | 11.2 | Residential | Behind the Meter | Yes | Net Metered Residential | Tesla Energy Operations Inc | None | PSE&G | Accepted | 2023-08-24 | 2023-09-11 | 2024-09-11 | Inverters | Tesla | 1538000-45-A | 5700 |  | 1 |  |  | 0.98 |  | Outside
NJADRE1554533284 | Administratively Determined Incentive Program | West Windosr Township | 8550 | 12 | 11.2 | Residential | Behind the Meter | Yes | Net Metered Residential | Tesla Energy Operations Inc | None | PSE&G | Accepted | 2023-08-24 | 2023-09-11 | 2024-09-11 | Inverters | Tesla | 1538000-45-A | 5000 |  | 1 |  |  | 0.98 |  | Outside
NJADRE1554533284 | Administratively Determined Incentive Program | West Windosr Township | 8550 | 12 | 11.2 | Residential | Behind the Meter | Yes | Net Metered Residential | Tesla Energy Operations Inc | None | PSE&G | Accepted | 2023-08-24 | 2023-09-11 | 2024-09-11 | Solar Panels | Hanwha | Hanwha # Q.PEAK DUO BLK ML-G10+/TS 400 |  | 0.4 | 11 | 17 | 30 |  | Fixed | Roof
NJADRE1554533284 | Administratively Determined Incentive Program | West Windosr Township | 8550 | 12 | 11.2 | Residential | Behind the Meter | Yes | Net Metered Residential | Tesla Energy Operations Inc | None | PSE&G | Accepted | 2023-08-24 | 2023-09-11 | 2024-09-11 | Solar Panels | Hanwha | Hanwha # Q.PEAK DUO BLK ML-G10+/TS 400 |  | 0.4 | 11 | 197 | 30 |  | Fixed | Roof
NJADRE1554533284 | Administratively Determined Incentive Program | West Windosr Township | 8550 | 12 | 11.2 | Residential | Behind the Meter | Yes | Net Metered Residential | Tesla Energy Operations Inc | None | PSE&G | Accepted | 2023-08-24 | 2023-09-11 | 2024-09-11 | Solar Panels | Hanwha | Hanwha # Q.PEAK DUO BLK ML-G10+/TS 400 |  | 0.4 | 6 | 17 | 30 |  | Fixed | Roof
NJADRE1554533604 | Administratively Determined Incentive Program | Jersey City | 7305 | 8 | 8.1 | Residential | Behind the Meter | Yes | Net Metered Residential | Pro Custom Solar dba Momentum Solar | None | PSE&G | Accepted | 2023-08-24 | 2023-09-11 | 2024-09-11 | Solar Panels | hanwha | Â Q. PEAK DUO BLK-G10+405 |  | 0.405 | 20 | 220 | 8 |  | Fixed | Roof
NJADRE1554533604 | Administratively Determined Incentive Program | Jersey City | 7305 | 8 | 8.1 | Residential | Behind the Meter | Yes | Net Metered Residential | Pro Custom Solar dba Momentum Solar | None | PSE&G | Accepted | 2023-08-24 | 2023-09-11 | 2024-09-11 | Inverters | enphase | IQ8PLUS-72-2-US | 290 |  | 20 |  |  | 0.97 |  | Outdoor
NJADRE1554533623 | Administratively Determined Incentive Program | NEWARK | 7104 | 9 | 3.2 | Residential | Behind the Meter | Yes | Net Metered Residential | Big Wave Roofing and Solar LLC | None | PSE&G | Accepted | 2023-08-24 | 2023-09-11 | 2024-09-11 | Inverters | Enphase Energy Inc | IQ7PLUS-72-2-US | 290 |  | 8 |  |  | 0.98 |  | Outside
NJADRE1554533623 | Administratively Determined Incentive Program | NEWARK | 7104 | 9 | 3.2 | Residential | Behind the Meter | Yes | Net Metered Residential | Big Wave Roofing and Solar LLC | None | PSE&G | Accepted | 2023-08-24 | 2023-09-11 | 2024-09-11 | Solar Panels | Silfab | SIL-400HC+ |  | 0.4 | 8 | 119 | 41 |  | Fixed | Roof
NJADRE1554533629 | Administratively Determined Incentive Program | Monroe | 8831 | 11 | 8.2 | Residential | Behind the Meter | No | Net Metered Residential | Infinity Solar Systems | None | JCP&L | Accepted | 2023-08-24 | 2023-09-11 | 2024-09-11 | Inverters | Enphase | IQ8Plus-72-2-US | 290 |  | 20 |  |  | 0.97 |  | Outdoor
NJADRE1554533629 | Administratively Determined Incentive Program | Monroe | 8831 | 11 | 8.2 | Residential | Behind the Meter | No | Net Metered Residential | Infinity Solar Systems | None | JCP&L | Accepted | 2023-08-24 | 2023-09-11 | 2024-09-11 | Solar Panels | SEG Solar | SEG-410-BMD-HV |  | 0.41 | 13 | 190 | 36 |  | Fixed | Roof
NJADRE1554533629 | Administratively Determined Incentive Program | Monroe | 8831 | 11 | 8.2 | Residential | Behind the Meter | No | Net Metered Residential | Infinity Solar Systems | None | JCP&L | Accepted | 2023-08-24 | 2023-09-11 | 2024-09-11 | Solar Panels | SEG Solar | SEG-410-BMD-HV |  | 0.41 | 7 | 190 | 38 |  | Fixed | Roof
NJADRE1554533637 | Administratively Determined Incentive Program | Bayonne | 7002 | 8 | 6 | Residential | Behind the Meter | Yes | Net Metered Residential | Pro Custom Solar dba Momentum Solar | None | PSE&G | Accepted | 2023-08-24 | 2023-09-11 | 2024-09-11 | Inverters | Hanwha | IQ8PLUS-72-2-US | 290 |  | 15 |  |  | 0.97 |  | Outdoor
NJADRE1554533637 | Administratively Determined Incentive Program | Bayonne | 7002 | 8 | 6 | Residential | Behind the Meter | Yes | Net Metered Residential | Pro Custom Solar dba Momentum Solar | None | PSE&G | Accepted | 2023-08-24 | 2023-09-11 | 2024-09-11 | Solar Panels | Hanwha | q.peak duo blk ML-g10+400 |  | 0.4 | 3 | 213 | 18 |  | Fixed | Roof
NJADRE1554533637 | Administratively Determined Incentive Program | Bayonne | 7002 | 8 | 6 | Residential | Behind the Meter | Yes | Net Metered Residential | Pro Custom Solar dba Momentum Solar | None | PSE&G | Accepted | 2023-08-24 | 2023-09-11 | 2024-09-11 | Solar Panels | Hanwha | q.peak duo blk ML-g10+400 |  | 0.4 | 6 | 303 | 20 |  | Fixed | Roof
NJADRE1554533637 | Administratively Determined Incentive Program | Bayonne | 7002 | 8 | 6 | Residential | Behind the Meter | Yes | Net Metered Residential | Pro Custom Solar dba Momentum Solar | None | PSE&G | Accepted | 2023-08-24 | 2023-09-11 | 2024-09-11 | Solar Panels | Hanwha | q.peak duo blk ML-g10+400 |  | 0.4 | 4 | 33 | 21 |  | Fixed | Roof
NJADRE1554533637 | Administratively Determined Incentive Program | Bayonne | 7002 | 8 | 6 | Residential | Behind the Meter | Yes | Net Metered Residential | Pro Custom Solar dba Momentum Solar | None | PSE&G | Accepted | 2023-08-24 | 2023-09-11 | 2024-09-11 | Solar Panels | Hanwha | q.peak duo blk ML-g10+400 |  | 0.4 | 2 | 123 | 20 |  | Fixed | Roof
NJADRE1554534082 | Administratively Determined Incentive Program | Pleasantville | 8232 | 19 | 18.5 | Residential | Behind the Meter | Yes | Net Metered Residential | Bright Planet Solar | None | AC Electric | Accepted | 2023-08-24 | 2023-09-13 | 2024-09-13 | Inverters | Solar Edge | SE10000H-USRGM | 10000 |  | 1 |  |  | 0.98 |  | Outdoor | OUTSIDE
NJADRE1554534082 | Administratively Determined Incentive Program | Pleasantville | 8232 | 19 | 18.5 | Residential | Behind the Meter | Yes | Net Metered Residential | Bright Planet Solar | None | AC Electric | Accepted | 2023-08-24 | 2023-09-13 | 2024-09-13 | Solar Panels | Sunpower | SPR-X22-370 |  | 0.37 | 16 | 278 | 30 |  | Fixed | Roof
NJADRE1554534082 | Administratively Determined Incentive Program | Pleasantville | 8232 | 19 | 18.5 | Residential | Behind the Meter | Yes | Net Metered Residential | Bright Planet Solar | None | AC Electric | Accepted | 2023-08-24 | 2023-09-13 | 2024-09-13 | Solar Panels | Sunpower | SPR-X22-370 |  | 0.37 | 22 | 98 | 30 |  | Fixed | Roof
NJADRE1554534082 | Administratively Determined Incentive Program | Pleasantville | 8232 | 19 | 18.5 | Residential | Behind the Meter | Yes | Net Metered Residential | Bright Planet Solar | None | AC Electric | Accepted | 2023-08-24 | 2023-09-13 | 2024-09-13 | Solar Panels | Sunpower | SPR-X22-370 |  | 0.37 | 4 | 98 | 30 |  | Fixed | Roof
NJADRE1554534082 | Administratively Determined Incentive Program | Pleasantville | 8232 | 19 | 18.5 | Residential | Behind the Meter | Yes | Net Metered Residential | Bright Planet Solar | None | AC Electric | Accepted | 2023-08-24 | 2023-09-13 | 2024-09-13 | Solar Panels | Sunpower | SPR-X22-370 |  | 0.37 | 4 | 278 | 30 |  | Fixed | Roof
NJADRE1554534082 | Administratively Determined Incentive Program | Pleasantville | 8232 | 19 | 18.5 | Residential | Behind the Meter | Yes | Net Metered Residential | Bright Planet Solar | None | AC Electric | Accepted | 2023-08-24 | 2023-09-13 | 2024-09-13 | Solar Panels | Sunpower | SPR-X22-370 |  | 0.37 | 4 | 278 | 30 |  | Fixed | Roof
NJADRE1554534082 | Administratively Determined Incentive Program | Pleasantville | 8232 | 19 | 18.5 | Residential | Behind the Meter | Yes | Net Metered Residential | Bright Planet Solar | None | AC Electric | Accepted | 2023-08-24 | 2023-09-13 | 2024-09-13 | Inverters | SolarEdge | SE5000H-USRGM | 5000 |  | 1 |  |  | 0.98 |  | Outdoor
NJADRE1554534152 | Administratively Determined Incentive Program | Elmwood Park | 7407 | 7 | 10.27 | Residential | Behind the Meter | Yes | Net Metered Residential | Sunrun Installation Services, Inc. | None | PSE&G | Accepted | 2023-08-24 | 2023-09-11 | 2024-09-11 | Inverters | SolarEdge Technologies | SE7600H-USSN | 7600 |  | 1 |  |  | 0.96 |  | Outdoor | Next To Meter
NJADRE1554534152 | Administratively Determined Incentive Program | Elmwood Park | 7407 | 7 | 10.27 | Residential | Behind the Meter | Yes | Net Metered Residential | Sunrun Installation Services, Inc. | None | PSE&G | Accepted | 2023-08-24 | 2023-09-11 | 2024-09-11 | Solar Panels | Trina Solar | TSM-395DE09C.07 |  | 0.395 | 26 | 251 | 27 |  | Fixed | Roof
NJADRE1554534276 | Administratively Determined Incentive Program | Colonia | 7067 | 10 | 13.37 | Residential | Behind the Meter | No | Net Metered Residential | Tesla Energy Operations Inc | None | PSE&G | Accepted | 2023-08-24 | 2023-09-29 | 2024-09-29 | Inverters | Tesla | #1850000-00-C | 7600 |  | 1 |  |  | 0.98 |  | Outside
NJADRE1554534276 | Administratively Determined Incentive Program | Colonia | 7067 | 10 | 13.37 | Residential | Behind the Meter | No | Net Metered Residential | Tesla Energy Operations Inc | None | PSE&G | Accepted | 2023-08-24 | 2023-09-29 | 2024-09-29 | Inverters | Tesla | 1538000-45-A | 5000 |  | 1 |  |  | 0.98 |  | Outside
NJADRE1554534276 | Administratively Determined Incentive Program | Colonia | 7067 | 10 | 13.37 | Residential | Behind the Meter | No | Net Metered Residential | Tesla Energy Operations Inc | None | PSE&G | Accepted | 2023-08-24 | 2023-09-29 | 2024-09-29 | Electric Storage Battery | Tesla | AC Powerwall 2.0 |  |  | 1 |  |  |  | Lithium Ion |  | Outside
NJADRE1554534276 | Administratively Determined Incentive Program | Colonia | 7067 | 10 | 13.37 | Residential | Behind the Meter | No | Net Metered Residential | Tesla Energy Operations Inc | None | PSE&G | Accepted | 2023-08-24 | 2023-09-29 | 2024-09-29 | Solar Panels | Hanwha | Hanwha # Q.PEAK DUO BLK ML-G10+/TS 405 |  | 0.405 | 10 | 45 | 31 |  | Fixed | Roof
NJADRE1554534276 | Administratively Determined Incentive Program | Colonia | 7067 | 10 | 13.37 | Residential | Behind the Meter | No | Net Metered Residential | Tesla Energy Operations Inc | None | PSE&G | Accepted | 2023-08-24 | 2023-09-29 | 2024-09-29 | Solar Panels | Hanwha | Hanwha # Q.PEAK DUO BLK ML-G10+/TS 405 |  | 0.405 | 4 | 135 | 45 |  | Fixed | Roof
NJADRE1554534276 | Administratively Determined Incentive Program | Colonia | 7067 | 10 | 13.37 | Residential | Behind the Meter | No | Net Metered Residential | Tesla Energy Operations Inc | None | PSE&G | Accepted | 2023-08-24 | 2023-09-29 | 2024-09-29 | Solar Panels | Hanwha | Hanwha # Q.PEAK DUO BLK ML-G10+/TS 405 |  | 0.405 | 8 | 135 | 45 |  | Fixed | Roof
NJADRE1554534276 | Administratively Determined Incentive Program | Colonia | 7067 | 10 | 13.37 | Residential | Behind the Meter | No | Net Metered Residential | Tesla Energy Operations Inc | None | PSE&G | Accepted | 2023-08-24 | 2023-09-29 | 2024-09-29 | Solar Panels | Hanwha | Hanwha # Q.PEAK DUO BLK ML-G10+/TS 405 |  | 0.405 | 11 | 135 | 42 |  | Fixed | Roof
NJADRE1554534292 | Administratively Determined Incentive Program | Plainfield | 7062 | 10 | 3.16 | Residential | Behind the Meter | Yes | Net Metered Residential | Sunrun Installation Services, Inc. | None | PSE&G | Accepted | 2023-08-24 | 2023-09-11 | 2024-09-11 | Inverters | Delta Electronics | E4-TL-US | 3840 |  | 1 |  |  | 0.96 |  | Outdoor | Next To Meter
NJADRE1554534292 | Administratively Determined Incentive Program | Plainfield | 7062 | 10 | 3.16 | Residential | Behind the Meter | Yes | Net Metered Residential | Sunrun Installation Services, Inc. | None | PSE&G | Accepted | 2023-08-24 | 2023-09-11 | 2024-09-11 | Solar Panels | Trina Solar | TSM-395DE09C.07 |  | 0.395 | 8 | 218 | 24 |  | Fixed | Roof
NJADRE1554534292 | Administratively Determined Incentive Program | Plainfield | 7062 | 10 | 3.16 | Residential | Behind the Meter | Yes | Net Metered Residential | Sunrun Installation Services, Inc. | None | PSE&G | Accepted | 2023-08-24 | 2023-09-11 | 2024-09-11 | Electric Storage Battery | Tesla | Powerwall 2 AC |  |  | 1 |  |  |  | Lithium Ion |  | INSIDE
NJADRE1554534432 | Administratively Determined Incentive Program | Bridgeton | 8302 | 20 | 8.69 | Residential | Behind the Meter | Yes | Net Metered Residential | Sunrun Installation Services, Inc. | None | AC Electric | Accepted | 2023-08-24 | 2023-09-11 | 2024-09-11 | Inverters | SOLAREDGE TECHNOLOGIES | SE6000H-USSN | 6000 |  | 1 |  |  | 0.99 |  | Outdoor | Next To Meter
NJADRE1554534432 | Administratively Determined Incentive Program | Bridgeton | 8302 | 20 | 8.69 | Residential | Behind the Meter | Yes | Net Metered Residential | Sunrun Installation Services, Inc. | None | AC Electric | Accepted | 2023-08-24 | 2023-09-11 | 2024-09-11 | Solar Panels | TRINA SOLAR: | TSM-395DE09C.07 |  | 0.395 | 12 | 85 | 36 |  | Fixed | Roof
NJADRE1554534432 | Administratively Determined Incentive Program | Bridgeton | 8302 | 20 | 8.69 | Residential | Behind the Meter | Yes | Net Metered Residential | Sunrun Installation Services, Inc. | None | AC Electric | Accepted | 2023-08-24 | 2023-09-11 | 2024-09-11 | Solar Panels | TRINA SOLAR | TSM-395DE09C.07 |  | 0.395 | 10 | 265 | 36 |  | Fixed | Roof
NJADRE1554534946 | Administratively Determined Incentive Program | Woodbridge | 7077 | 11 | 9.09 | Residential | Behind the Meter | Yes | Net Metered Residential | Sunrun Installation Services, Inc. | None | PSE&G | Accepted | 2023-08-24 | 2023-09-11 | 2024-09-11 | Inverters | Delta Electronics | E8-TL-US | 7680 |  | 1 |  |  | 0.96 |  | Outdoor | Next To Meter
NJADRE1554534946 | Administratively Determined Incentive Program | Woodbridge | 7077 | 11 | 9.09 | Residential | Behind the Meter | Yes | Net Metered Residential | Sunrun Installation Services, Inc. | None | PSE&G | Accepted | 2023-08-24 | 2023-09-11 | 2024-09-11 | Solar Panels | Trina Solar | TSM-395DE09C.07 |  | 0.395 | 10 | 279 | 28 |  | Fixed | Roof
NJADRE1554534946 | Administratively Determined Incentive Program | Woodbridge | 7077 | 11 | 9.09 | Residential | Behind the Meter | Yes | Net Metered Residential | Sunrun Installation Services, Inc. | None | PSE&G | Accepted | 2023-08-24 | 2023-09-11 | 2024-09-11 | Solar Panels | Trina Solar | TSM-395DE09C.07 |  | 0.395 | 13 | 99 | 26 |  | Fixed | Roof
NJADRE1554535001 | Administratively Determined Incentive Program | Washington Township | 8080 | 15 | 11.06 | Residential | Behind the Meter | Yes | Net Metered Residential | Sunrun Installation Services, Inc. | None | AC Electric | Accepted | 2023-08-24 | 2023-09-11 | 2024-09-11 | Inverters | Delta Electronics | E8-TL-US | 7680 |  | 1 |  |  | 0.96 |  | Outdoor | Next To Meter
NJADRE1554535001 | Administratively Determined Incentive Program | Washington Township | 8080 | 15 | 11.06 | Residential | Behind the Meter | Yes | Net Metered Residential | Sunrun Installation Services, Inc. | None | AC Electric | Accepted | 2023-08-24 | 2023-09-11 | 2024-09-11 | Solar Panels | Trina Solar | SM-395DE09C.07 |  | 0.395 | 8 | 40 | 15 |  | Fixed | Roof | roof
NJADRE1554535001 | Administratively Determined Incentive Program | Washington Township | 8080 | 15 | 11.06 | Residential | Behind the Meter | Yes | Net Metered Residential | Sunrun Installation Services, Inc. | None | AC Electric | Accepted | 2023-08-24 | 2023-09-11 | 2024-09-11 | Solar Panels | Trina Solar | TSM-395DE09C.07 |  | 0.395 | 20 | 221 | 31 |  | Fixed | Roof
NJADRE1554535116 | Administratively Determined Incentive Program | Woodbridge TWP | 7064 | 11 | 7.11 | Residential | Behind the Meter | Yes | Net Metered Residential | Sunrun Installation Services, Inc. | None | PSE&G | Accepted | 2023-08-24 | 2023-09-11 | 2024-09-11 | Inverters | SOLAREDGE TECHNOLOGIES | SE6000H-USSN | 6000 |  | 1 |  |  | 0.992 |  | Outdoor | next to meter
NJADRE1554535116 | Administratively Determined Incentive Program | Woodbridge TWP | 7064 | 11 | 7.11 | Residential | Behind the Meter | Yes | Net Metered Residential | Sunrun Installation Services, Inc. | None | PSE&G | Accepted | 2023-08-24 | 2023-09-11 | 2024-09-11 | Solar Panels | TRINA SOLAR | TSM-395DE09C.07 |  | 0.395 | 9 | 93 | 18 |  | Fixed | Roof
NJADRE1554535116 | Administratively Determined Incentive Program | Woodbridge TWP | 7064 | 11 | 7.11 | Residential | Behind the Meter | Yes | Net Metered Residential | Sunrun Installation Services, Inc. | None | PSE&G | Accepted | 2023-08-24 | 2023-09-11 | 2024-09-11 | Solar Panels | TRINA SOLAR | TSM-395DE09C.07 |  | 0.395 | 9 | 273 | 18 |  | Fixed | Roof
NJADRE1554535123 | Administratively Determined Incentive Program | Montgomery | 8502 | 5 | 10.01 | Residential | Behind the Meter | No | Net Metered Residential | Green House Solar | None | PSE&G | Accepted | 2023-08-24 | 2023-09-11 | 2024-09-11 | Inverters | enphase | iq7hs | 384 |  | 23 |  |  | 0.97 |  | Outdoor
NJADRE1554535123 | Administratively Determined Incentive Program | Montgomery | 8502 | 5 | 10.01 | Residential | Behind the Meter | No | Net Metered Residential | Green House Solar | None | PSE&G | Accepted | 2023-08-24 | 2023-09-11 | 2024-09-11 | Solar Panels | sunpower | m435 |  | 0.435 | 23 | 135 | 34 |  | Fixed | Roof
NJADRE1554535123 | Administratively Determined Incentive Program | Montgomery | 8502 | 5 | 10.01 | Residential | Behind the Meter | No | Net Metered Residential | Green House Solar | None | PSE&G | Accepted | 2023-08-24 | 2023-09-11 | 2024-09-11 | Meters | Sunpower | PVS6 |  |  | 1 |  |  |  | Yes | Outdoor
NJADRE1554535298 | Administratively Determined Incentive Program | Hasbrouck Heights | 7604 | 7 | 4.44 | Residential | Behind the Meter | Yes | Net Metered Residential | Sunrun Installation Services, Inc. | None | PSE&G | Accepted | 2023-08-24 | 2023-09-11 | 2024-09-11 | Inverters | SolarEdge Technologies | SE3800H-USMN | 3800 |  | 1 |  |  | 0.96 |  | Outdoor | Next To Meter
NJADRE1554535298 | Administratively Determined Incentive Program | Hasbrouck Heights | 7604 | 7 | 4.44 | Residential | Behind the Meter | Yes | Net Metered Residential | Sunrun Installation Services, Inc. | None | PSE&G | Accepted | 2023-08-24 | 2023-09-11 | 2024-09-11 | Solar Panels | Vikram Solar | VSMDHT.60.370.05 |  | 0.37 | 12 | 126 | 27 |  | Fixed | Roof
NJADRE1554535450 | Administratively Determined Incentive Program | CHESTERFIELD | 8515 | 13 | 4.8 | Residential | Behind the Meter | No | Net Metered Residential | Tesla Energy Operations Inc | None | PSE&G | Accepted | 2023-08-24 | 2023-09-29 | 2024-09-29 | Solar Panels | Hanwha | Q.PEAK DUO BLK ML-G10+/TS 400: |  | 0.4 | 5 | 81 | 34 |  | Fixed | Roof
NJADRE1554535450 | Administratively Determined Incentive Program | CHESTERFIELD | 8515 | 13 | 4.8 | Residential | Behind the Meter | No | Net Metered Residential | Tesla Energy Operations Inc | None | PSE&G | Accepted | 2023-08-24 | 2023-09-29 | 2024-09-29 | Solar Panels | Hanwha | Q.PEAK DUO BLK ML-G10+/TS 400: |  | 0.4 | 4 | 81 | 34 |  | Fixed | Roof
NJADRE1554535450 | Administratively Determined Incentive Program | CHESTERFIELD | 8515 | 13 | 4.8 | Residential | Behind the Meter | No | Net Metered Residential | Tesla Energy Operations Inc | None | PSE&G | Accepted | 2023-08-24 | 2023-09-29 | 2024-09-29 | Solar Panels | Hanwha | Q.PEAK DUO BLK ML-G10+/TS 400: |  | 0.4 | 3 | 81 | 34 |  | Fixed | Roof
NJADRE1554535450 | Administratively Determined Incentive Program | CHESTERFIELD | 8515 | 13 | 4.8 | Residential | Behind the Meter | No | Net Metered Residential | Tesla Energy Operations Inc | None | PSE&G | Accepted | 2023-08-24 | 2023-09-29 | 2024-09-29 | Inverters | Tesla | 1538000-45-A (240V) | 3840 |  | 1 |  |  | 0.975 |  | Outdoor
NJADRE1554535599 | Administratively Determined Incentive Program | Franklin Township | 8873 | 5 | 8.4 | Residential | Behind the Meter | Yes | Net Metered Residential | SunnyMac LLC | None | PSE&G | Accepted | 2023-08-24 | 2023-09-11 | 2024-09-11 | Solar Panels | HANWHA | Q.PEAK DUO BLK ML-G10+400 |  | 0.4 | 19 | 128 | 24 |  | Fixed | Roof
NJADRE1554535599 | Administratively Determined Incentive Program | Franklin Township | 8873 | 5 | 8.4 | Residential | Behind the Meter | Yes | Net Metered Residential | SunnyMac LLC | None | PSE&G | Accepted | 2023-08-24 | 2023-09-11 | 2024-09-11 | Solar Panels | HANWHA | Q.PEAK DUO BLK ML-G10+400 |  | 0.4 | 2 | 128 | 24 |  | Fixed | Roof
NJADRE1554535599 | Administratively Determined Incentive Program | Franklin Township | 8873 | 5 | 8.4 | Residential | Behind the Meter | Yes | Net Metered Residential | SunnyMac LLC | None | PSE&G | Accepted | 2023-08-24 | 2023-09-11 | 2024-09-11 | Inverters | Solaredge | ) SOLAREDGE SE7600H-US | 7600 |  | 1 |  |  | 0.99 |  | Outdoor | next to meter
NJADRE1554535599 | Administratively Determined Incentive Program | Franklin Township | 8873 | 5 | 8.4 | Residential | Behind the Meter | Yes | Net Metered Residential | SunnyMac LLC | None | PSE&G | Accepted | 2023-08-24 | 2023-09-11 | 2024-09-11 | Meters | SE-RGMTR-1D-240C-B | Solaredge |  |  | 1 |  |  |  | Yes | Outdoor
NJADRE1554535708 | Administratively Determined Incentive Program | Bridgeton | 8302 | 20 | 9.09 | Residential | Behind the Meter | Yes | Net Metered Residential | Sunrun Installation Services, Inc. | None | AC Electric | Accepted | 2023-08-24 | 2023-09-11 | 2024-09-11 | Inverters | SOLAREDGE TECHNOLOGIES | SE7600H-USSN | 7600 |  | 1 |  |  | 0.99 |  | Outdoor | Next To Meter
NJADRE1554535708 | Administratively Determined Incentive Program | Bridgeton | 8302 | 20 | 9.09 | Residential | Behind the Meter | Yes | Net Metered Residential | Sunrun Installation Services, Inc. | None | AC Electric | Accepted | 2023-08-24 | 2023-09-11 | 2024-09-11 | Solar Panels | TRINA SOLAR | TSM-395DE09C.07 |  | 0.395 | 15 | 266 | 22 |  | Fixed | Roof
NJADRE1554535708 | Administratively Determined Incentive Program | Bridgeton | 8302 | 20 | 9.09 | Residential | Behind the Meter | Yes | Net Metered Residential | Sunrun Installation Services, Inc. | None | AC Electric | Accepted | 2023-08-24 | 2023-09-11 | 2024-09-11 | Solar Panels | TRINA SOLAR | TSM-395DE09C.07 |  | 0.395 | 8 | 86 | 22 |  | Fixed | Roof
NJADRE1554535741 | Administratively Determined Incentive Program | Clementon | 8021 | 14 | 4.05 | Residential | Behind the Meter | Yes | Net Metered Residential | Trinity Solar Inc. | None | AC Electric | Accepted | 2023-08-24 | 2023-09-12 | 2024-09-12 | Inverters | Solar Edge | SE3000H-US000BEi4 | 3000 |  | 1 |  |  | 0.97 |  | Outdoor
NJADRE1554535741 | Administratively Determined Incentive Program | Clementon | 8021 | 14 | 4.05 | Residential | Behind the Meter | Yes | Net Metered Residential | Trinity Solar Inc. | None | AC Electric | Accepted | 2023-08-24 | 2023-09-12 | 2024-09-12 | Solar Panels | HANWHA | Q.PEAK DUO BLK ML-G10+ 405 |  | 0.405 | 10 | 108 | 23 |  | Fixed | Roof
NJADRE1554536298 | Administratively Determined Incentive Program | Paterson City | 7522 | 6 | 3.16 | Residential | Behind the Meter | Yes | Net Metered Residential | Sunrun Installation Services, Inc. | None | PSE&G | Accepted | 2023-08-24 | 2023-09-11 | 2024-09-11 | Inverters | SOLAREDGE TECHNOLOGIES | SE3800H-USSN | 3800 |  | 1 |  |  | 0.992 |  | Outdoor | next to meter
NJADRE1554536298 | Administratively Determined Incentive Program | Paterson City | 7522 | 6 | 3.16 | Residential | Behind the Meter | Yes | Net Metered Residential | Sunrun Installation Services, Inc. | None | PSE&G | Accepted | 2023-08-24 | 2023-09-11 | 2024-09-11 | Solar Panels | TRINA SOLAR | TSM-395DE09C.07 |  | 0.395 | 8 | 120 | 31 |  | Fixed | Roof
NJADRE1554536357 | Administratively Determined Incentive Program | North Cape May | 8204 | 21 | 10.2 | Residential | Behind the Meter | No | Net Metered Residential | Seabright Solar | None | AC Electric | Accepted | 2023-08-24 | 2023-09-11 | 2024-09-11 | Solar Panels | Sunpower | SPR-M-425 |  | 0.425 | 24 | 181 | 34 |  | Fixed | Roof
NJADRE1554536357 | Administratively Determined Incentive Program | North Cape May | 8204 | 21 | 10.2 | Residential | Behind the Meter | No | Net Metered Residential | Seabright Solar | None | AC Electric | Accepted | 2023-08-24 | 2023-09-11 | 2024-09-11 | Inverters | Enphase | IQ 7HS | 384 |  | 24 |  |  | 0.99 |  | Outside | Roof
NJADRE1554536453 | Administratively Determined Incentive Program | WOODBINE | 8270 | 21 | 29.2 | Residential | Behind the Meter | Yes | Net Metered Residential | Powur, PBC | None | AC Electric | Accepted | 2023-08-24 | 2023-09-12 | 2024-09-12 | Solar Panels | Hanwha | Q.PEAK DUO BLK ML-G10+(400W) |  | 0.4 | 48 | 195 | 18 |  | Fixed | Roof
NJADRE1554536453 | Administratively Determined Incentive Program | WOODBINE | 8270 | 21 | 29.2 | Residential | Behind the Meter | Yes | Net Metered Residential | Powur, PBC | None | AC Electric | Accepted | 2023-08-24 | 2023-09-12 | 2024-09-12 | Solar Panels | Hanwha | Q.PEAK DUO BLK ML-G10+(400W) |  | 0.4 | 25 | 15 | 18 |  | Fixed | Roof
NJADRE1554536453 | Administratively Determined Incentive Program | WOODBINE | 8270 | 21 | 29.2 | Residential | Behind the Meter | Yes | Net Metered Residential | Powur, PBC | None | AC Electric | Accepted | 2023-08-24 | 2023-09-12 | 2024-09-12 | Inverters | Enphase | IQ8PLUS-72-2-US | 290 |  | 73 |  |  | 0.99 |  | Outside
NJADRE1554536656 | Administratively Determined Incentive Program | Glen Rock | 7452 | 7 | 6 | Residential | Behind the Meter | No | Net Metered Residential | Tesla Energy Operations Inc | None | PSE&G | Accepted | 2023-08-24 | 2023-09-11 | 2024-09-11 | Electric Storage Battery | Tesla | AC Powerwall 2.0 |  |  | 1 |  |  |  | Lithium Ion |  | Inside
NJADRE1554536656 | Administratively Determined Incentive Program | Glen Rock | 7452 | 7 | 6 | Residential | Behind the Meter | No | Net Metered Residential | Tesla Energy Operations Inc | None | PSE&G | Accepted | 2023-08-24 | 2023-09-11 | 2024-09-11 | Inverters | Tesla | #1850000-00-C | 7600 |  | 1 |  |  | 0.98 |  | Indoor
NJADRE1554536656 | Administratively Determined Incentive Program | Glen Rock | 7452 | 7 | 6 | Residential | Behind the Meter | No | Net Metered Residential | Tesla Energy Operations Inc | None | PSE&G | Accepted | 2023-08-24 | 2023-09-11 | 2024-09-11 | Solar Panels | Tesla | T400H |  | 0.4 | 4 | 162 | 34 |  | Fixed | Roof
NJADRE1554536656 | Administratively Determined Incentive Program | Glen Rock | 7452 | 7 | 6 | Residential | Behind the Meter | No | Net Metered Residential | Tesla Energy Operations Inc | None | PSE&G | Accepted | 2023-08-24 | 2023-09-11 | 2024-09-11 | Solar Panels | Tesla | T400H |  | 0.4 | 11 | 252 | 23 |  | Fixed | Roof
NJADRE1554536771 | Administratively Determined Incentive Program | Audubon | 8106 | 14 | 5.27 | Residential | Behind the Meter | Yes | Net Metered Residential | Skyline Solar LLC | None | PSE&G | Accepted | 2023-08-24 | 2023-09-11 | 2024-09-11 | Solar Panels | Q CELLS | Q.PEAK DUO ML-G10.A+ |  | 0.405 | 2 | 141 | 42 |  | Fixed | Roof
NJADRE1554536771 | Administratively Determined Incentive Program | Audubon | 8106 | 14 | 5.27 | Residential | Behind the Meter | Yes | Net Metered Residential | Skyline Solar LLC | None | PSE&G | Accepted | 2023-08-24 | 2023-09-11 | 2024-09-11 | Solar Panels | Q CELLS | Q.PEAK DUO ML-G10.A+ |  | 0.405 | 2 | 50 | 41 |  | Fixed | Roof
NJADRE1554536771 | Administratively Determined Incentive Program | Audubon | 8106 | 14 | 5.27 | Residential | Behind the Meter | Yes | Net Metered Residential | Skyline Solar LLC | None | PSE&G | Accepted | 2023-08-24 | 2023-09-11 | 2024-09-11 | Solar Panels | Q CELLS | Q.PEAK DUO ML-G10.A+ |  | 0.405 | 4 | 320 | 25 |  | Fixed | Roof
NJADRE1554536771 | Administratively Determined Incentive Program | Audubon | 8106 | 14 | 5.27 | Residential | Behind the Meter | Yes | Net Metered Residential | Skyline Solar LLC | None | PSE&G | Accepted | 2023-08-24 | 2023-09-11 | 2024-09-11 | Solar Panels | Q CELLS | Q.PEAK DUO ML-G10.A+ |  | 0.405 | 5 | 140 | 24 |  | Fixed | Roof
NJADRE1554536771 | Administratively Determined Incentive Program | Audubon | 8106 | 14 | 5.27 | Residential | Behind the Meter | Yes | Net Metered Residential | Skyline Solar LLC | None | PSE&G | Accepted | 2023-08-24 | 2023-09-11 | 2024-09-11 | Inverters | ENPHASE | IQ8PLUS -72-2-US | 290 |  | 13 |  |  | 0.976 |  | Outdoor
NJADRE1554536934 | Administratively Determined Incentive Program | Hillside | 7205 | 10 | 4.35 | Residential | Behind the Meter | Yes | Net Metered Residential | Sunrun Installation Services, Inc. | None | PSE&G | Accepted | 2023-08-24 | 2023-09-12 | 2024-09-12 | Inverters | SolarEdge Technologies | SE3800H-USMN | 3800 |  | 1 |  |  | 0.96 |  | Outdoor | Next To Meter
NJADRE1554536934 | Administratively Determined Incentive Program | Hillside | 7205 | 10 | 4.35 | Residential | Behind the Meter | Yes | Net Metered Residential | Sunrun Installation Services, Inc. | None | PSE&G | Accepted | 2023-08-24 | 2023-09-12 | 2024-09-12 | Solar Panels | Trina Solar | TSM-395DE09C.07 |  | 0.395 | 3 | 135 | 26 |  | Fixed | Roof
NJADRE1554536934 | Administratively Determined Incentive Program | Hillside | 7205 | 10 | 4.35 | Residential | Behind the Meter | Yes | Net Metered Residential | Sunrun Installation Services, Inc. | None | PSE&G | Accepted | 2023-08-24 | 2023-09-12 | 2024-09-12 | Solar Panels | Trina Solar | TSM-395DE09C.07 |  | 0.395 | 8 | 222 | 26 |  | Fixed | Roof
NJADRE1554537100 | Administratively Determined Incentive Program | Pittsgrove | 8344 | 15 | 2.77 | Residential | Behind the Meter | Yes | Net Metered Residential | Sunrun Installation Services, Inc. | None | AC Electric | Accepted | 2023-08-24 | 2023-09-12 | 2024-09-12 | Inverters | Delta Electronics | E6-TL-US | 5760 |  | 1 |  |  | 0.96 |  | Outdoor | Next To Meter
NJADRE1554537100 | Administratively Determined Incentive Program | Pittsgrove | 8344 | 15 | 2.77 | Residential | Behind the Meter | Yes | Net Metered Residential | Sunrun Installation Services, Inc. | None | AC Electric | Accepted | 2023-08-24 | 2023-09-12 | 2024-09-12 | Solar Panels | Trina Solar | TSM-395DE09C.07 |  | 0.395 | 7 | 357 | 19 |  | Fixed | Roof
NJADRE1554537100 | Administratively Determined Incentive Program | Pittsgrove | 8344 | 15 | 2.77 | Residential | Behind the Meter | Yes | Net Metered Residential | Sunrun Installation Services, Inc. | None | AC Electric | Accepted | 2023-08-24 | 2023-09-12 | 2024-09-12 | Electric Storage Battery | Tesla | Powerwall 2 AC |  |  | 1 |  |  |  | Lithium Ion |  | INSIDE
NJADRE1554537112 | Administratively Determined Incentive Program | Bloomfield TWP | 7003 | 9 | 4.74 | Residential | Behind the Meter | Yes | Net Metered Residential | Sunrun Installation Services, Inc. | None | PSE&G | Accepted | 2023-08-24 | 2023-09-12 | 2024-09-12 | Inverters | SOLAREDGE TECHNOLOGIES | SE3800H-USSN | 3800 |  | 1 |  |  | 0.992 |  | Outdoor | next to meter
NJADRE1554537112 | Administratively Determined Incentive Program | Bloomfield TWP | 7003 | 9 | 4.74 | Residential | Behind the Meter | Yes | Net Metered Residential | Sunrun Installation Services, Inc. | None | PSE&G | Accepted | 2023-08-24 | 2023-09-12 | 2024-09-12 | Solar Panels | TRINA SOLAR | TSM-395DE09C.07 |  | 0.395 | 4 | 24 | 36 |  | Fixed | Roof
NJADRE1554537112 | Administratively Determined Incentive Program | Bloomfield TWP | 7003 | 9 | 4.74 | Residential | Behind the Meter | Yes | Net Metered Residential | Sunrun Installation Services, Inc. | None | PSE&G | Accepted | 2023-08-24 | 2023-09-12 | 2024-09-12 | Solar Panels | TRINA SOLAR | TSM-395DE09C.07 |  | 0.395 | 8 | 203 | 37 |  | Fixed | Roof
NJADRE1554537327 | Administratively Determined Incentive Program | Westville | 8093 | 15 | 5.53 | Residential | Behind the Meter | Yes | Net Metered Residential | Sunrun Installation Services, Inc. | None | PSE&G | Accepted | 2023-08-24 | 2023-09-12 | 2024-09-12 | Inverters | SolarEdge Technologies | SE3800H-USMN | 3800 |  | 1 |  |  | 0.96 |  | Outdoor | Next To Meter
NJADRE1554537327 | Administratively Determined Incentive Program | Westville | 8093 | 15 | 5.53 | Residential | Behind the Meter | Yes | Net Metered Residential | Sunrun Installation Services, Inc. | None | PSE&G | Accepted | 2023-08-24 | 2023-09-12 | 2024-09-12 | Solar Panels | Trina Solar | TSM-395DE09C.07 |  | 0.395 | 6 | 122 | 16 |  | Fixed | Roof
NJADRE1554537327 | Administratively Determined Incentive Program | Westville | 8093 | 15 | 5.53 | Residential | Behind the Meter | Yes | Net Metered Residential | Sunrun Installation Services, Inc. | None | PSE&G | Accepted | 2023-08-24 | 2023-09-12 | 2024-09-12 | Solar Panels | Trina Solar | TSM-395DE09C.07 |  | 0.395 | 8 | 121 | 24 |  | Fixed | Roof
NJADRE1554537334 | Administratively Determined Incentive Program | Washington | 7882 | 2 | 3.95 | Residential | Behind the Meter | Yes | Net Metered Residential | Sunrun Installation Services, Inc. | None | JCP&L | Accepted | 2023-08-24 | 2023-09-12 | 2024-09-12 | Inverters | SOLAREDGE TECHNOLOGIES | SE3800H-USMN | 3800 |  | 1 |  |  | 0.99 |  | Outdoor | Next To Meter
NJADRE1554537334 | Administratively Determined Incentive Program | Washington | 7882 | 2 | 3.95 | Residential | Behind the Meter | Yes | Net Metered Residential | Sunrun Installation Services, Inc. | None | JCP&L | Accepted | 2023-08-24 | 2023-09-12 | 2024-09-12 | Solar Panels | TRINA SOLAR | TSM-395DE09C.07 |  | 0.395 | 4 | 166 | 34 |  | Fixed | Roof
NJADRE1554537334 | Administratively Determined Incentive Program | Washington | 7882 | 2 | 3.95 | Residential | Behind the Meter | Yes | Net Metered Residential | Sunrun Installation Services, Inc. | None | JCP&L | Accepted | 2023-08-24 | 2023-09-12 | 2024-09-12 | Solar Panels | TRINA SOLAR | TSM-395DE09C.07 |  | 0.395 | 6 | 267 | 14 |  | Fixed | Roof
NJADRE1554537334 | Administratively Determined Incentive Program | Washington | 7882 | 2 | 3.95 | Residential | Behind the Meter | Yes | Net Metered Residential | Sunrun Installation Services, Inc. | None | JCP&L | Accepted | 2023-08-24 | 2023-09-12 | 2024-09-12 | Meters | SolarEdge Technologies | SE3800H-USMN |  |  | 1 |  |  |  | Yes | Outdoor
NJADRE1554537358 | Administratively Determined Incentive Program | Franklin TWP SOM | 8873 | 5 | 6.32 | Residential | Behind the Meter | Yes | Net Metered Residential | Sunrun Installation Services, Inc. | None | PSE&G | Accepted | 2023-08-24 | 2023-09-12 | 2024-09-12 | Solar Panels | Trina Solar | TSM-395DE09C.07 |  | 0.395 | 16 | 327 | 24 |  | Fixed | Roof
NJADRE1554537358 | Administratively Determined Incentive Program | Franklin TWP SOM | 8873 | 5 | 6.32 | Residential | Behind the Meter | Yes | Net Metered Residential | Sunrun Installation Services, Inc. | None | PSE&G | Accepted | 2023-08-24 | 2023-09-12 | 2024-09-12 | Inverters | SolarEdge Technologies | SE6000H-USSN | 6000 |  | 1 |  |  | 0.99 |  | Outdoor | Next To Meter
NJADRE1554539372 | Administratively Determined Incentive Program | Woodbridge TWP | 7064 | 11 | 4.35 | Residential | Behind the Meter | Yes | Net Metered Residential | Sunrun Installation Services, Inc. | None | PSE&G | Accepted | 2023-08-25 | 2023-09-12 | 2024-09-12 | Inverters | SOLAREDGE TECHNOLOGIES | SE3800H-USMN | 3800 |  | 1 |  |  | 0.992 |  | Outdoor | next to meter
NJADRE1554539372 | Administratively Determined Incentive Program | Woodbridge TWP | 7064 | 11 | 4.35 | Residential | Behind the Meter | Yes | Net Metered Residential | Sunrun Installation Services, Inc. | None | PSE&G | Accepted | 2023-08-25 | 2023-09-12 | 2024-09-12 | Solar Panels | TRINA SOLAR | TSM-395DE09C.07 |  | 0.395 | 5 | 81 | 32 |  | Fixed | Roof
NJADRE1554539372 | Administratively Determined Incentive Program | Woodbridge TWP | 7064 | 11 | 4.35 | Residential | Behind the Meter | Yes | Net Metered Residential | Sunrun Installation Services, Inc. | None | PSE&G | Accepted | 2023-08-25 | 2023-09-12 | 2024-09-12 | Solar Panels | TRINA SOLAR | TSM-395DE09C.07 |  | 0.395 | 6 | 261 | 32 |  | Fixed | Roof
NJADRE1554539389 | Administratively Determined Incentive Program | CAMDEN | 8105 | 14 | 6 | Residential | Behind the Meter | Yes | Net Metered Residential | Big Wave Roofing and Solar LLC | None | PSE&G | Accepted | 2023-08-25 | 2023-09-12 | 2024-09-12 | Inverters | Enphase Energy Inc | IQ7PLUS-72-2-US | 290 |  | 15 |  |  | 0.98 |  | Outside
NJADRE1554539389 | Administratively Determined Incentive Program | CAMDEN | 8105 | 14 | 6 | Residential | Behind the Meter | Yes | Net Metered Residential | Big Wave Roofing and Solar LLC | None | PSE&G | Accepted | 2023-08-25 | 2023-09-12 | 2024-09-12 | Solar Panels | Hanwha Q Cells | Q.PEAK DUO BLK ML-G10+ 400 |  | 0.4 | 15 | 222 | 32 |  | Fixed | Roof
NJADRE1554539445 | Administratively Determined Incentive Program | Willingboro | 8046 | 13 | 19.5 | Residential | Behind the Meter | Yes | Net Metered Residential | Vision Solar LLC | None | PSE&G | Accepted | 2023-08-25 | 2023-09-12 | 2024-09-12 | Inverters | SolarEdge | SE7600H-USRGM | 8 |  | 2 |  |  | 0.97 |  | Outdoor | side of house
NJADRE1554539445 | Administratively Determined Incentive Program | Willingboro | 8046 | 13 | 19.5 | Residential | Behind the Meter | Yes | Net Metered Residential | Vision Solar LLC | None | PSE&G | Accepted | 2023-08-25 | 2023-09-12 | 2024-09-12 | Solar Panels | Panasonic | VBHN325KA03 |  | 0.325 | 19 | 288 | 20 |  | Fixed | Roof
NJADRE1554539445 | Administratively Determined Incentive Program | Willingboro | 8046 | 13 | 19.5 | Residential | Behind the Meter | Yes | Net Metered Residential | Vision Solar LLC | None | PSE&G | Accepted | 2023-08-25 | 2023-09-12 | 2024-09-12 | Solar Panels | Panasonic | VBHN325KA03 |  | 0.325 | 24 | 108 | 20 |  | Fixed | Roof
NJADRE1554539445 | Administratively Determined Incentive Program | Willingboro | 8046 | 13 | 19.5 | Residential | Behind the Meter | Yes | Net Metered Residential | Vision Solar LLC | None | PSE&G | Accepted | 2023-08-25 | 2023-09-12 | 2024-09-12 | Solar Panels | Panasonic | VBHN325KA03 |  | 0.325 | 17 | 288 | 10 |  | Fixed | Roof
NJADRE1554539462 | Administratively Determined Incentive Program | Sussex | 7461 | 1 | 10.53 | Residential | Behind the Meter | Yes | Net Metered Residential | Trinity Solar | None | Sussex Rural | Accepted | 2023-08-25 | 2023-09-12 | 2024-09-12 | Inverters | Solar Edge | SE10000H-US | 10 |  | 1 |  |  | 0.97 |  | Outdoor
NJADRE1554539462 | Administratively Determined Incentive Program | Sussex | 7461 | 1 | 10.53 | Residential | Behind the Meter | Yes | Net Metered Residential | Trinity Solar | None | Sussex Rural | Accepted | 2023-08-25 | 2023-09-12 | 2024-09-12 | Solar Panels | HANWHA 405 (Q.PEAK DUO BLK ML-G10+ 405) | HANWHA 405 (Q.PEAK DUO BLK ML-G10+ 405) |  | 0.405 | 13 | 205 | 30 |  | Fixed | Roof
NJADRE1554539462 | Administratively Determined Incentive Program | Sussex | 7461 | 1 | 10.53 | Residential | Behind the Meter | Yes | Net Metered Residential | Trinity Solar | None | Sussex Rural | Accepted | 2023-08-25 | 2023-09-12 | 2024-09-12 | Solar Panels | HANWHA 405 (Q.PEAK DUO BLK ML-G10+ 405) | HANWHA 405 (Q.PEAK DUO BLK ML-G10+ 405) |  | 0.405 | 13 | 205 | 30 |  | Fixed | Roof
NJADRE1554539586 | Administratively Determined Incentive Program | Newark | 7104 | 9 | 7.29 | Residential | Behind the Meter | Yes | Net Metered Residential | Trinity Solar Inc. | None | PSE&G | Accepted | 2023-08-25 | 2023-09-12 | 2024-09-12 | Inverters | Solar Edge | SE6000H-US | 6000 |  | 1 |  |  | 0.96 |  | Outdoor
NJADRE1554539586 | Administratively Determined Incentive Program | Newark | 7104 | 9 | 7.29 | Residential | Behind the Meter | Yes | Net Metered Residential | Trinity Solar Inc. | None | PSE&G | Accepted | 2023-08-25 | 2023-09-12 | 2024-09-12 | Solar Panels | HANWHA 405 (Q.PEAK DUO BLK ML-G10+ 405) | HANWHA 405 (Q.PEAK DUO BLK ML-G10+ 405) |  | 0.405 | 8 | 112 | 23 |  | Fixed | Roof
NJADRE1554539586 | Administratively Determined Incentive Program | Newark | 7104 | 9 | 7.29 | Residential | Behind the Meter | Yes | Net Metered Residential | Trinity Solar Inc. | None | PSE&G | Accepted | 2023-08-25 | 2023-09-12 | 2024-09-12 | Solar Panels | HANWHA 405 (Q.PEAK DUO BLK ML-G10+ 405) | HANWHA 405 (Q.PEAK DUO BLK ML-G10+ 405) |  | 0.405 | 4 | 22 | 23 |  | Fixed | Roof
NJADRE1554539586 | Administratively Determined Incentive Program | Newark | 7104 | 9 | 7.29 | Residential | Behind the Meter | Yes | Net Metered Residential | Trinity Solar Inc. | None | PSE&G | Accepted | 2023-08-25 | 2023-09-12 | 2024-09-12 | Solar Panels | HANWHA 405 (Q.PEAK DUO BLK ML-G10+ 405) | HANWHA 405 (Q.PEAK DUO BLK ML-G10+ 405) |  | 0.405 | 3 | 202 | 23 |  | Fixed | Roof
NJADRE1554539586 | Administratively Determined Incentive Program | Newark | 7104 | 9 | 7.29 | Residential | Behind the Meter | Yes | Net Metered Residential | Trinity Solar Inc. | None | PSE&G | Accepted | 2023-08-25 | 2023-09-12 | 2024-09-12 | Solar Panels | HANWHA 405 (Q.PEAK DUO BLK ML-G10+ 405) | HANWHA 405 (Q.PEAK DUO BLK ML-G10+ 405) |  | 0.405 | 3 | 292 | 23 |  | Fixed | Roof
NJADRE1554539592 | Administratively Determined Incentive Program | Paterson City | 7504 | 6 | 8.4 | Residential | Behind the Meter | Yes | Net Metered Residential | SunnyMac LLC | None | PSE&G | Accepted | 2023-08-25 | 2023-09-12 | 2024-09-12 | Solar Panels | HANWHA | Q.PEAK DUO BLK ML-G10+400 |  | 0.4 | 8 | 190 | 43 |  | Fixed | Roof
NJADRE1554539592 | Administratively Determined Incentive Program | Paterson City | 7504 | 6 | 8.4 | Residential | Behind the Meter | Yes | Net Metered Residential | SunnyMac LLC | None | PSE&G | Accepted | 2023-08-25 | 2023-09-12 | 2024-09-12 | Solar Panels | HANWHA | Q.PEAK DUO BLK ML-G10+400 |  | 0.4 | 11 | 10 | 41 |  | Fixed | Roof
NJADRE1554539592 | Administratively Determined Incentive Program | Paterson City | 7504 | 6 | 8.4 | Residential | Behind the Meter | Yes | Net Metered Residential | SunnyMac LLC | None | PSE&G | Accepted | 2023-08-25 | 2023-09-12 | 2024-09-12 | Solar Panels | HANWHA | Q.PEAK DUO BLK ML-G10+400 |  | 0.4 | 2 | 190 | 30 |  | Fixed | Roof
NJADRE1554539592 | Administratively Determined Incentive Program | Paterson City | 7504 | 6 | 8.4 | Residential | Behind the Meter | Yes | Net Metered Residential | SunnyMac LLC | None | PSE&G | Accepted | 2023-08-25 | 2023-09-12 | 2024-09-12 | Inverters | Solaredge | SE 6000H-US | 6000 |  | 1 |  |  | 0.99 |  | Outdoor | NEXT TO METER
NJADRE1554539987 | Administratively Determined Incentive Program | Union TWP UNI | 7083 | 10 | 4.74 | Residential | Behind the Meter | Yes | Net Metered Residential | Sunrun Installation Services, Inc. | None | PSE&G | Accepted | 2023-08-25 | 2023-09-12 | 2024-09-12 | Inverters | SOLAREDGE TECHNOLOGIES | SE3800H-USMN | 3800 |  | 1 |  |  | 0.992 |  | Outdoor | next to meter
NJADRE1554539987 | Administratively Determined Incentive Program | Union TWP UNI | 7083 | 10 | 4.74 | Residential | Behind the Meter | Yes | Net Metered Residential | Sunrun Installation Services, Inc. | None | PSE&G | Accepted | 2023-08-25 | 2023-09-12 | 2024-09-12 | Solar Panels | TRINA SOLAR | TSM-395DE09C.07 |  | 0.395 | 12 | 251 | 30 |  | Fixed | Roof
NJADRE1554540029 | Administratively Determined Incentive Program | CARTERET BORO | 7008 | 11 | 7.2 | Residential | Behind the Meter | No | Net Metered Residential | Freedom Forever New Jersey LLC | None | PSE&G | Accepted | 2023-08-25 | 2023-09-13 | 2024-09-13 | Inverters | Solar Edge | SE5000H-USRGM | 5000 |  | 1 |  |  | 0.99 |  | Outdoor
NJADRE1554540029 | Administratively Determined Incentive Program | CARTERET BORO | 7008 | 11 | 7.2 | Residential | Behind the Meter | No | Net Metered Residential | Freedom Forever New Jersey LLC | None | PSE&G | Accepted | 2023-08-25 | 2023-09-13 | 2024-09-13 | Solar Panels | Freedom Forever | FF-MP-BBB-400 |  | 0.4 | 4 | 204 | 23 |  | Fixed | Roof
NJADRE1554540029 | Administratively Determined Incentive Program | CARTERET BORO | 7008 | 11 | 7.2 | Residential | Behind the Meter | No | Net Metered Residential | Freedom Forever New Jersey LLC | None | PSE&G | Accepted | 2023-08-25 | 2023-09-13 | 2024-09-13 | Solar Panels | Freedom Forever | FF-MP-BBB-400 |  | 0.4 | 2 | 204 | 23 |  | Fixed | Roof
NJADRE1554540029 | Administratively Determined Incentive Program | CARTERET BORO | 7008 | 11 | 7.2 | Residential | Behind the Meter | No | Net Metered Residential | Freedom Forever New Jersey LLC | None | PSE&G | Accepted | 2023-08-25 | 2023-09-13 | 2024-09-13 | Solar Panels | Freedom Forever | FF-MP-BBB-400 |  | 0.4 | 6 | 294 | 23 |  | Fixed | Roof
NJADRE1554540029 | Administratively Determined Incentive Program | CARTERET BORO | 7008 | 11 | 7.2 | Residential | Behind the Meter | No | Net Metered Residential | Freedom Forever New Jersey LLC | None | PSE&G | Accepted | 2023-08-25 | 2023-09-13 | 2024-09-13 | Solar Panels | Freedom Forever | FF-MP-BBB-400 |  | 0.4 | 3 | 24 | 23 |  | Fixed | Roof
NJADRE1554540029 | Administratively Determined Incentive Program | CARTERET BORO | 7008 | 11 | 7.2 | Residential | Behind the Meter | No | Net Metered Residential | Freedom Forever New Jersey LLC | None | PSE&G | Accepted | 2023-08-25 | 2023-09-13 | 2024-09-13 | Solar Panels | Freedom Forever | FF-MP-BBB-400 |  | 0.4 | 3 | 24 | 23 |  | Fixed | Roof
NJADRE1554540047 | Administratively Determined Incentive Program | NEWARK | 7106 | 9 | 173.34 | School Public K-12 | Behind the Meter | Yes | Small Net-Metered Non-Residential located on Rooftop, Carport, Canopy and Floating Solar-PUBLIC | DAN RUSSO ELECTRICAL CONTRACTORS, LLC | None | PSE&G | Accepted | 2023-08-25 | 2023-09-13 | 2024-09-13 | Solar Panels | ZNSHINE | ZXM7-SHLDD144-540/M |  | 0.54 | 70 | 211 | 5 |  | Fixed | Roof | OUTSIDE
NJADRE1554540047 | Administratively Determined Incentive Program | NEWARK | 7106 | 9 | 173.34 | School Public K-12 | Behind the Meter | Yes | Small Net-Metered Non-Residential located on Rooftop, Carport, Canopy and Floating Solar-PUBLIC | DAN RUSSO ELECTRICAL CONTRACTORS, LLC | None | PSE&G | Accepted | 2023-08-25 | 2023-09-13 | 2024-09-13 | Solar Panels | ZNSHINE | ZXM7-SHLDD144-540/M |  | 0.54 | 251 | 201 | 5 |  | Fixed | Roof | OUTSIDE
NJADRE1554540047 | Administratively Determined Incentive Program | NEWARK | 7106 | 9 | 173.34 | School Public K-12 | Behind the Meter | Yes | Small Net-Metered Non-Residential located on Rooftop, Carport, Canopy and Floating Solar-PUBLIC | DAN RUSSO ELECTRICAL CONTRACTORS, LLC | None | PSE&G | Accepted | 2023-08-25 | 2023-09-13 | 2024-09-13 | Inverters | SOLAREDGE | SE43.2KUS | 43200 |  | 3 |  |  | 0.97 |  | Outside | GROUND
NJADRE1554540047 | Administratively Determined Incentive Program | NEWARK | 7106 | 9 | 173.34 | School Public K-12 | Behind the Meter | Yes | Small Net-Metered Non-Residential located on Rooftop, Carport, Canopy and Floating Solar-PUBLIC | DAN RUSSO ELECTRICAL CONTRACTORS, LLC | None | PSE&G | Accepted | 2023-08-25 | 2023-09-13 | 2024-09-13 | Meters | Acuvim IIR | D-5A-P1V3 |  |  | 1 |  |  |  | Yes | Outdoor
NJADRE1554540054 | Administratively Determined Incentive Program | Camden City | 8102 | 14 | 5.7 | Residential | Behind the Meter | No | Net Metered Residential | Freedom Forever New Jersey LLC | None | PSE&G | Accepted | 2023-08-25 | 2023-09-12 | 2024-09-12 | Inverters | Solar Edge | SE5000H-USRGM | 5000 |  | 1 |  |  | 0.99 |  | Outdoor
NJADRE1554540054 | Administratively Determined Incentive Program | Camden City | 8102 | 14 | 5.7 | Residential | Behind the Meter | No | Net Metered Residential | Freedom Forever New Jersey LLC | None | PSE&G | Accepted | 2023-08-25 | 2023-09-12 | 2024-09-12 | Solar Panels | Jinko Solar | JKM380M-6RL3-B |  | 0.38 | 15 | 241 | 10 |  | Fixed | Roof
NJADRE1554540067 | Administratively Determined Incentive Program | Clarksburg | 8510 | 17 | 9.36 | Residential | Behind the Meter | No | Net Metered Residential | Vision Solar LLC | None | JCP&L | Accepted | 2023-08-25 | 2023-09-13 | 2024-09-13 | Inverters | SolarEdge | SE7600H-USRGM | 8 |  | 1 |  |  | 0.97 |  | Outdoor
NJADRE1554540067 | Administratively Determined Incentive Program | Clarksburg | 8510 | 17 | 9.36 | Residential | Behind the Meter | No | Net Metered Residential | Vision Solar LLC | None | JCP&L | Accepted | 2023-08-25 | 2023-09-13 | 2024-09-13 | Solar Panels | ZNSHINE SOLAR | ZXM6-NH120-360/M |  | 0.36 | 9 | 357 | 30 |  | Fixed | Roof
NJADRE1554540067 | Administratively Determined Incentive Program | Clarksburg | 8510 | 17 | 9.36 | Residential | Behind the Meter | No | Net Metered Residential | Vision Solar LLC | None | JCP&L | Accepted | 2023-08-25 | 2023-09-13 | 2024-09-13 | Solar Panels | ZNSHINE SOLAR | ZXM6-NH120-360/M |  | 0.36 | 6 | 357 | 20 |  | Fixed | Roof
NJADRE1554540067 | Administratively Determined Incentive Program | Clarksburg | 8510 | 17 | 9.36 | Residential | Behind the Meter | No | Net Metered Residential | Vision Solar LLC | None | JCP&L | Accepted | 2023-08-25 | 2023-09-13 | 2024-09-13 | Solar Panels | ZNSHINE SOLAR | ZXM6-NH120-360/M |  | 0.36 | 11 | 177 | 30 |  | Fixed | Roof
NJADRE1554540092 | Administratively Determined Incentive Program | Ewing TWP | 8638 | 12 | 5.93 | Residential | Behind the Meter | Yes | Net Metered Residential | Sunrun Installation Services, Inc. | None | PSE&G | Accepted | 2023-08-25 | 2023-09-13 | 2024-09-13 | Inverters | DELTA ELECTRONICS | M5-TL-US | 5000 |  | 1 |  |  | 0.975 |  | Outdoor | Next to meter
NJADRE1554540092 | Administratively Determined Incentive Program | Ewing TWP | 8638 | 12 | 5.93 | Residential | Behind the Meter | Yes | Net Metered Residential | Sunrun Installation Services, Inc. | None | PSE&G | Accepted | 2023-08-25 | 2023-09-13 | 2024-09-13 | Solar Panels | TRINA SOLAR | TSM-395DE09C.07 |  | 0.395 | 15 | 218 | 29 |  | Fixed | Roof
NJADRE1554540099 | Administratively Determined Incentive Program | Vineland | 8360 | 20 | 370.6 | Commercial | Behind the Meter | Yes | Small Net-Metered Non-Residential located on Rooftop, Carport, Canopy and Floating Solar | Kaitanna Solar, LLC | None | Vineland Muni Electric | Accepted | 2023-08-31 | 2023-09-20 | 2024-09-20 | Inverters | Chint | SCA60KTL-DO/US-480 | 60000 |  | 6 |  |  | 0.99 |  | Outdoor
NJADRE1554540099 | Administratively Determined Incentive Program | Vineland | 8360 | 20 | 370.6 | Commercial | Behind the Meter | Yes | Small Net-Metered Non-Residential located on Rooftop, Carport, Canopy and Floating Solar | Kaitanna Solar, LLC | None | Vineland Muni Electric | Accepted | 2023-08-31 | 2023-09-20 | 2024-09-20 | Solar Panels | Solar4America | S4A545-144MH10 |  | 0.545 | 680 | 196 | 5 |  | Fixed | Roof
NJADRE1554540120 | Administratively Determined Incentive Program | Trenton | 8618 | 12 | 4.8 | Residential | Behind the Meter | Yes | Net Metered Residential | Pro Custom Solar dba Momentum Solar | None | PSE&G | Accepted | 2023-08-25 | 2023-09-13 | 2024-09-13 | Inverters | Enphase | IQ8PLUS-72-2-US | 290 |  | 12 |  |  | 0.97 |  | Outdoor
NJADRE1554540120 | Administratively Determined Incentive Program | Trenton | 8618 | 12 | 4.8 | Residential | Behind the Meter | Yes | Net Metered Residential | Pro Custom Solar dba Momentum Solar | None | PSE&G | Accepted | 2023-08-25 | 2023-09-13 | 2024-09-13 | Solar Panels | Hanwha | q.peak duo blk ML-g10+400 |  | 0.4 | 12 | 112 | 4 |  | Fixed | Roof
NJADRE1554540127 | Administratively Determined Incentive Program | Leeds Point | 8220 | 19 | 8.74 | Residential | Behind the Meter | No | Net Metered Residential | Freedom Forever New Jersey LLC | None | AC Electric | Accepted | 2023-08-25 | 2023-09-13 | 2024-09-13 | Inverters | Solar Edge | SE6000H-USRGM | 6000 |  | 1 |  |  | 0.99 |  | Outdoor
NJADRE1554540127 | Administratively Determined Incentive Program | Leeds Point | 8220 | 19 | 8.74 | Residential | Behind the Meter | No | Net Metered Residential | Freedom Forever New Jersey LLC | None | AC Electric | Accepted | 2023-08-25 | 2023-09-13 | 2024-09-13 | Solar Panels | Jinko Solar | JKM380M-6RL3-B |  | 0.38 | 13 | 220 | 35 |  | Fixed | Roof
NJADRE1554540127 | Administratively Determined Incentive Program | Leeds Point | 8220 | 19 | 8.74 | Residential | Behind the Meter | No | Net Metered Residential | Freedom Forever New Jersey LLC | None | AC Electric | Accepted | 2023-08-25 | 2023-09-13 | 2024-09-13 | Solar Panels | Jinko Solar | JKM380M-6RL3-B |  | 0.38 | 3 | 130 | 35 |  | Fixed | Roof
NJADRE1554540127 | Administratively Determined Incentive Program | Leeds Point | 8220 | 19 | 8.74 | Residential | Behind the Meter | No | Net Metered Residential | Freedom Forever New Jersey LLC | None | AC Electric | Accepted | 2023-08-25 | 2023-09-13 | 2024-09-13 | Solar Panels | Jinko Solar | JKM380M-6RL3-B |  | 0.38 | 3 | 130 | 35 |  | Fixed | Roof
NJADRE1554540127 | Administratively Determined Incentive Program | Leeds Point | 8220 | 19 | 8.74 | Residential | Behind the Meter | No | Net Metered Residential | Freedom Forever New Jersey LLC | None | AC Electric | Accepted | 2023-08-25 | 2023-09-13 | 2024-09-13 | Solar Panels | Jinko Solar | JKM380M-6RL3-B |  | 0.38 | 4 | 130 | 35 |  | Fixed | Roof
NJADRE1554540208 | Administratively Determined Incentive Program | NEWARK | 7103 | 9 | 230.04 | School Public K-12 | Behind the Meter | Yes | Small Net-Metered Non-Residential located on Rooftop, Carport, Canopy and Floating Solar-PUBLIC | DAN RUSSO ELECTRICAL CONTRACTORS, LLC | None | PSE&G | Accepted | 2023-08-25 | 2023-09-13 | 2024-09-13 | Solar Panels | ZNSHINE | ZXM7-SHLDD144-540/M |  | 0.54 | 426 | 200 | 5 |  | Fixed | Roof | OUTSIDE
NJADRE1554540208 | Administratively Determined Incentive Program | NEWARK | 7103 | 9 | 230.04 | School Public K-12 | Behind the Meter | Yes | Small Net-Metered Non-Residential located on Rooftop, Carport, Canopy and Floating Solar-PUBLIC | DAN RUSSO ELECTRICAL CONTRACTORS, LLC | None | PSE&G | Accepted | 2023-08-25 | 2023-09-13 | 2024-09-13 | Inverters | SOLAREDGE | SE43.2KUS | 43200 |  | 4 |  |  | 0.97 |  | Outdoor | GROUND
NJADRE1554540208 | Administratively Determined Incentive Program | NEWARK | 7103 | 9 | 230.04 | School Public K-12 | Behind the Meter | Yes | Small Net-Metered Non-Residential located on Rooftop, Carport, Canopy and Floating Solar-PUBLIC | DAN RUSSO ELECTRICAL CONTRACTORS, LLC | None | PSE&G | Accepted | 2023-08-25 | 2023-09-13 | 2024-09-13 | Meters | Acuvim IIR | D-5A-P1V3 |  |  | 1 |  |  |  | Yes | Outdoor
NJADRE1554540344 | Administratively Determined Incentive Program | FAIR LAWN BORO | 7410 | 7 | 6.84 | Residential | Behind the Meter | Yes | Net Metered Residential | Freedom Forever New Jersey LLC | None | PSE&G | Accepted | 2023-08-25 | 2023-09-13 | 2024-09-13 | Inverters | Solar Edge | SE5000H-USRGM | 5000 |  | 1 |  |  | 0.99 |  | Outdoor
NJADRE1554540344 | Administratively Determined Incentive Program | FAIR LAWN BORO | 7410 | 7 | 6.84 | Residential | Behind the Meter | Yes | Net Metered Residential | Freedom Forever New Jersey LLC | None | PSE&G | Accepted | 2023-08-25 | 2023-09-13 | 2024-09-13 | Solar Panels | Jinko Solar | JKM380M-6RL3-B |  | 0.38 | 9 | 162 | 24 |  | Fixed | Roof
NJADRE1554540344 | Administratively Determined Incentive Program | FAIR LAWN BORO | 7410 | 7 | 6.84 | Residential | Behind the Meter | Yes | Net Metered Residential | Freedom Forever New Jersey LLC | None | PSE&G | Accepted | 2023-08-25 | 2023-09-13 | 2024-09-13 | Solar Panels | JInko Solar | JKM380M-6RL3-B |  | 0.38 | 9 | 342 | 24 |  | Fixed | Roof
NJADRE1554540351 | Administratively Determined Incentive Program | Bridgewater | 8807 | 5 | 9.2 | Residential | Behind the Meter | Yes | Net Metered Residential | SunnyMac LLC | None | PSE&G | Accepted | 2023-08-25 | 2023-09-13 | 2024-09-13 | Solar Panels | HANWHA | Q.PEAK DUO BLK ML-G10+400 |  | 0.4 | 10 | 264 | 34 |  | Fixed | Roof
NJADRE1554540351 | Administratively Determined Incentive Program | Bridgewater | 8807 | 5 | 9.2 | Residential | Behind the Meter | Yes | Net Metered Residential | SunnyMac LLC | None | PSE&G | Accepted | 2023-08-25 | 2023-09-13 | 2024-09-13 | Solar Panels | HANWHA | Q.PEAK DUO BLK ML-G10+400 |  | 0.4 | 10 | 84 | 34 |  | Fixed | Roof
NJADRE1554540351 | Administratively Determined Incentive Program | Bridgewater | 8807 | 5 | 9.2 | Residential | Behind the Meter | Yes | Net Metered Residential | SunnyMac LLC | None | PSE&G | Accepted | 2023-08-25 | 2023-09-13 | 2024-09-13 | Solar Panels | HANWHA | Q.PEAK DUO BLK ML-G10+400 |  | 0.4 | 3 | 84 | 17 |  | Fixed | Roof
NJADRE1554540351 | Administratively Determined Incentive Program | Bridgewater | 8807 | 5 | 9.2 | Residential | Behind the Meter | Yes | Net Metered Residential | SunnyMac LLC | None | PSE&G | Accepted | 2023-08-25 | 2023-09-13 | 2024-09-13 | Inverters | Solaredge | SE 6000H -US | 6000 |  | 1 |  |  | 0.99 |  | Outdoor | next to meter
NJADRE1554540383 | Administratively Determined Incentive Program | BURLINGTON CITY | 8016 | 13 | 4.18 | Residential | Behind the Meter | Yes | Net Metered Residential | Freedom Forever New Jersey LLC | None | PSE&G | Accepted | 2023-08-25 | 2023-09-13 | 2024-09-13 | Inverters | Solar Edge | SE3800H-USRGM | 3800 |  | 1 |  |  | 0.99 |  | Outdoor
NJADRE1554540383 | Administratively Determined Incentive Program | BURLINGTON CITY | 8016 | 13 | 4.18 | Residential | Behind the Meter | Yes | Net Metered Residential | Freedom Forever New Jersey LLC | None | PSE&G | Accepted | 2023-08-25 | 2023-09-13 | 2024-09-13 | Solar Panels | JInko Solar | JKM380M-6RL3-B |  | 0.38 | 6 | 254 | 29 |  | Fixed | Roof
NJADRE1554540383 | Administratively Determined Incentive Program | BURLINGTON CITY | 8016 | 13 | 4.18 | Residential | Behind the Meter | Yes | Net Metered Residential | Freedom Forever New Jersey LLC | None | PSE&G | Accepted | 2023-08-25 | 2023-09-13 | 2024-09-13 | Solar Panels | Jinko Solar | JKM380M-6RL3-B |  | 0.38 | 1 | 74 | 29 |  | Fixed | Roof
NJADRE1554540383 | Administratively Determined Incentive Program | BURLINGTON CITY | 8016 | 13 | 4.18 | Residential | Behind the Meter | Yes | Net Metered Residential | Freedom Forever New Jersey LLC | None | PSE&G | Accepted | 2023-08-25 | 2023-09-13 | 2024-09-13 | Solar Panels | Jinko Solar | JKM380M-6RL3-B |  | 0.38 | 2 | 344 | 36 |  | Fixed | Roof
NJADRE1554540383 | Administratively Determined Incentive Program | BURLINGTON CITY | 8016 | 13 | 4.18 | Residential | Behind the Meter | Yes | Net Metered Residential | Freedom Forever New Jersey LLC | None | PSE&G | Accepted | 2023-08-25 | 2023-09-13 | 2024-09-13 | Solar Panels | Jinko Solar | JKM380M-6RL3-B |  | 0.38 | 2 | 164 | 36 |  | Fixed | Roof
NJADRE1554540388 | Administratively Determined Incentive Program | Deptford | 8093 | 15 | 7.9 | Residential | Behind the Meter | Yes | Net Metered Residential | Sunrun Installation Services, Inc. | None | PSE&G | Accepted | 2023-08-25 | 2023-09-13 | 2024-09-13 | Inverters | SolarEdge Technologies | SE3800H-USMN | 3800 |  | 2 |  |  | 0.96 |  | Outdoor | Next To Meter
NJADRE1554540388 | Administratively Determined Incentive Program | Deptford | 8093 | 15 | 7.9 | Residential | Behind the Meter | Yes | Net Metered Residential | Sunrun Installation Services, Inc. | None | PSE&G | Accepted | 2023-08-25 | 2023-09-13 | 2024-09-13 | Solar Panels | Trina Solar | TSM-395DE09C.07 |  | 0.395 | 8 | 311 | 12 |  | Fixed | Roof
NJADRE1554540388 | Administratively Determined Incentive Program | Deptford | 8093 | 15 | 7.9 | Residential | Behind the Meter | Yes | Net Metered Residential | Sunrun Installation Services, Inc. | None | PSE&G | Accepted | 2023-08-25 | 2023-09-13 | 2024-09-13 | Solar Panels | Trina Solar | TSM-395DE09C.07 |  | 0.395 | 1 | 311 | 12 |  | Fixed | Roof
NJADRE1554540388 | Administratively Determined Incentive Program | Deptford | 8093 | 15 | 7.9 | Residential | Behind the Meter | Yes | Net Metered Residential | Sunrun Installation Services, Inc. | None | PSE&G | Accepted | 2023-08-25 | 2023-09-13 | 2024-09-13 | Solar Panels | Trina Solar | TSM-395DE09C.07 |  | 0.395 | 11 | 41 | 19 |  | Fixed | Roof
NJADRE1554540412 | Administratively Determined Incentive Program | Vineland | 8360 | 20 | 274.68 | Commercial | Behind the Meter | Yes | Small Net-Metered Non-Residential located on Rooftop, Carport, Canopy and Floating Solar | Kaitanna Solar, LLC | None | Vineland Muni Electric | Accepted | 2023-08-31 | 2023-09-20 | 2024-09-20 | Inverters | Chint | SCA60KTL-DO/US-480 | 60000 |  | 4 |  |  | 0.99 |  | Outdoor
NJADRE1554540412 | Administratively Determined Incentive Program | Vineland | 8360 | 20 | 274.68 | Commercial | Behind the Meter | Yes | Small Net-Metered Non-Residential located on Rooftop, Carport, Canopy and Floating Solar | Kaitanna Solar, LLC | None | Vineland Muni Electric | Accepted | 2023-08-31 | 2023-09-20 | 2024-09-20 | Solar Panels | Solar4America | S4A545-144MH10 |  | 0.545 | 504 | 197 | 5 |  | Fixed | Roof
NJADRE1554540529 | Administratively Determined Incentive Program | Bridgeton | 8302 | 20 | 8.69 | Residential | Behind the Meter | Yes | Net Metered Residential | Sunrun Installation Services, Inc. | None | AC Electric | Accepted | 2023-08-25 | 2023-09-13 | 2024-09-13 | Inverters | SolarEdge Technologies | SE6000H-USSN | 6000 |  | 1 |  |  | 0.96 |  | Outdoor | Next To Meter
NJADRE1554540529 | Administratively Determined Incentive Program | Bridgeton | 8302 | 20 | 8.69 | Residential | Behind the Meter | Yes | Net Metered Residential | Sunrun Installation Services, Inc. | None | AC Electric | Accepted | 2023-08-25 | 2023-09-13 | 2024-09-13 | Solar Panels | Trina Solar | TSM-395DE09C.07 |  | 0.395 | 9 | 357 | 34 |  | Fixed | Roof
NJADRE1554540529 | Administratively Determined Incentive Program | Bridgeton | 8302 | 20 | 8.69 | Residential | Behind the Meter | Yes | Net Metered Residential | Sunrun Installation Services, Inc. | None | AC Electric | Accepted | 2023-08-25 | 2023-09-13 | 2024-09-13 | Solar Panels | Trina Solar | TSM-395DE09C.07 |  | 0.395 | 13 | 177 | 33 |  | Fixed | Roof
NJADRE1554540529 | Administratively Determined Incentive Program | Bridgeton | 8302 | 20 | 8.69 | Residential | Behind the Meter | Yes | Net Metered Residential | Sunrun Installation Services, Inc. | None | AC Electric | Accepted | 2023-08-25 | 2023-09-13 | 2024-09-13 | Electric Storage Battery | Tesla | Powerwall 2 AC |  |  | 1 |  |  |  | Lithium Ion |  | INSIDE
NJADRE1554540544 | Administratively Determined Incentive Program | North Plainfield | 7060 | 10 | 6.72 | Residential | Behind the Meter | No | Net Metered Residential | Sunrun Installation Services, Inc. | None | PSE&G | Accepted | 2023-08-25 | 2023-09-18 | 2024-09-18 | Inverters | SolarEdge Technologies | SE6000H-USSN | 6000 |  | 1 |  |  | 0.96 |  | Outdoor | Next To Meter
NJADRE1554540544 | Administratively Determined Incentive Program | North Plainfield | 7060 | 10 | 6.72 | Residential | Behind the Meter | No | Net Metered Residential | Sunrun Installation Services, Inc. | None | PSE&G | Accepted | 2023-08-25 | 2023-09-18 | 2024-09-18 | Solar Panels | Trina Solar | TSM-395DE09C.07 |  | 0.395 | 2 | 308 | 30 |  | Fixed | Roof
NJADRE1554540544 | Administratively Determined Incentive Program | North Plainfield | 7060 | 10 | 6.72 | Residential | Behind the Meter | No | Net Metered Residential | Sunrun Installation Services, Inc. | None | PSE&G | Accepted | 2023-08-25 | 2023-09-18 | 2024-09-18 | Solar Panels | Trina Solar | TSM-395DE09C.07 |  | 0.395 | 7 | 218 | 36 |  | Fixed | Roof
NJADRE1554540544 | Administratively Determined Incentive Program | North Plainfield | 7060 | 10 | 6.72 | Residential | Behind the Meter | No | Net Metered Residential | Sunrun Installation Services, Inc. | None | PSE&G | Accepted | 2023-08-25 | 2023-09-18 | 2024-09-18 | Solar Panels | Trina Solar | TSM-395DE09C.07 |  | 0.395 | 8 | 128 | 29 |  | Fixed | Roof
NJADRE1554540544 | Administratively Determined Incentive Program | North Plainfield | 7060 | 10 | 6.72 | Residential | Behind the Meter | No | Net Metered Residential | Sunrun Installation Services, Inc. | None | PSE&G | Accepted | 2023-08-25 | 2023-09-18 | 2024-09-18 | Electric Storage Battery | Tesla | Powerwall 2 AC |  |  | 1 |  |  |  | Lithium Ion |  | INSIDE
NJADRE1554542451 | Administratively Determined Incentive Program | Perth Amboy | 8861 | 11 | 8.58 | Residential | Behind the Meter | No | Net Metered Residential | New Jersey Suntech | None | PSE&G | Accepted | 2023-08-26 | 2023-09-13 | 2024-09-13 | Inverters | Solaredge | SE7600H-US | 7600 |  | 1 |  |  | 0.98 |  | Outside
NJADRE1554542451 | Administratively Determined Incentive Program | Perth Amboy | 8861 | 11 | 8.58 | Residential | Behind the Meter | No | Net Metered Residential | New Jersey Suntech | None | PSE&G | Accepted | 2023-08-26 | 2023-09-13 | 2024-09-13 | Solar Panels | Trina Solar | TSM330 |  | 0.33 | 13 | 289 | 40 |  | Fixed | Roof
NJADRE1554542451 | Administratively Determined Incentive Program | Perth Amboy | 8861 | 11 | 8.58 | Residential | Behind the Meter | No | Net Metered Residential | New Jersey Suntech | None | PSE&G | Accepted | 2023-08-26 | 2023-09-13 | 2024-09-13 | Solar Panels | Trina Solar | TSM330 |  | 0.33 | 13 | 109 | 40 |  | Fixed | Roof
NJADRE1554542655 | Administratively Determined Incentive Program | Neptune | 7753 | 17 | 9.48 | Residential | Behind the Meter | Yes | Net Metered Residential | Sunrun Installation Services, Inc. | None | JCP&L | Accepted | 2023-08-26 | 2023-09-13 | 2024-09-13 | Solar Panels | Trina Solar | TSM-395DE09C.07 |  | 0.395 | 24 | 151 | 18 |  | Fixed | Roof
NJADRE1554542655 | Administratively Determined Incentive Program | Neptune | 7753 | 17 | 9.48 | Residential | Behind the Meter | Yes | Net Metered Residential | Sunrun Installation Services, Inc. | None | JCP&L | Accepted | 2023-08-26 | 2023-09-13 | 2024-09-13 | Inverters | SolarEdge Technologies | SE7600H-USSN | 7600 |  | 1 |  |  | 0.99 |  | Outdoor | Next To Meter
NJADRE1554544607 | Administratively Determined Incentive Program | South Amboy | 8879 | 11 | 186.9 | Commercial | Behind the Meter | No | Small Net-Metered Non-Residential located on Rooftop, Carport, Canopy and Floating Solar | Amergy Solar Inc | None | JCP&L | Accepted | 2023-08-28 | 2023-09-14 | 2024-09-14 | Inverters | Chint Power System | CPS SCA60KTL | 120000 |  | 2 |  |  | 0.988 |  | Other | on the wall
NJADRE1554544607 | Administratively Determined Incentive Program | South Amboy | 8879 | 11 | 186.9 | Commercial | Behind the Meter | No | Small Net-Metered Non-Residential located on Rooftop, Carport, Canopy and Floating Solar | Amergy Solar Inc | None | JCP&L | Accepted | 2023-08-28 | 2023-09-14 | 2024-09-14 | Solar Panels | Longi Solar | LONGI LR4-72HPH 445M |  | 0.445 | 420 | 154 | 10 |  | Fixed | Roof
NJADRE1554544642 | Administratively Determined Incentive Program | Short Hills | 7078 | 9 | 120.15 | Commercial | Behind the Meter | No | Small Net-Metered Non-Residential located on Rooftop, Carport, Canopy and Floating Solar | Amergy Solar Inc | None | JCP&L | Accepted | 2023-08-28 | 2023-09-14 | 2024-09-14 | Inverters | Chint Power System | CPS SCA60KTL | 60000 |  | 2 |  |  | 0.988 |  | Other | on the wall
NJADRE1554544642 | Administratively Determined Incentive Program | Short Hills | 7078 | 9 | 120.15 | Commercial | Behind the Meter | No | Small Net-Metered Non-Residential located on Rooftop, Carport, Canopy and Floating Solar | Amergy Solar Inc | None | JCP&L | Accepted | 2023-08-28 | 2023-09-14 | 2024-09-14 | Solar Panels | Longi Solar | LONGI LR4-72HPH 445M |  | 0.445 | 270 | 258 | 5 |  | Fixed | Parking Lot
NJADRE1554544645 | Administratively Determined Incentive Program | Bayville | 8721 | 18 | 10.4 | Residential | Behind the Meter | Yes | Net Metered Residential | SunnyMac LLC | None | JCP&L | Accepted | 2023-08-28 | 2023-09-13 | 2024-09-13 | Solar Panels | HANWHA | Q.PEAK DUO BLK ML-G10+ 400W |  | 0.4 | 15 | 190 | 40 |  | Fixed | Roof
NJADRE1554544645 | Administratively Determined Incentive Program | Bayville | 8721 | 18 | 10.4 | Residential | Behind the Meter | Yes | Net Metered Residential | SunnyMac LLC | None | JCP&L | Accepted | 2023-08-28 | 2023-09-13 | 2024-09-13 | Solar Panels | HANWHA | Q.PEAK DUO BLK ML-G10+ 400W |  | 0.4 | 3 | 100 | 40 |  | Fixed | Roof
NJADRE1554544645 | Administratively Determined Incentive Program | Bayville | 8721 | 18 | 10.4 | Residential | Behind the Meter | Yes | Net Metered Residential | SunnyMac LLC | None | JCP&L | Accepted | 2023-08-28 | 2023-09-13 | 2024-09-13 | Solar Panels | HANWHA | Q.PEAK DUO BLK ML-G10+ 400W |  | 0.4 | 2 | 100 | 40 |  | Fixed | Roof
NJADRE1554544645 | Administratively Determined Incentive Program | Bayville | 8721 | 18 | 10.4 | Residential | Behind the Meter | Yes | Net Metered Residential | SunnyMac LLC | None | JCP&L | Accepted | 2023-08-28 | 2023-09-13 | 2024-09-13 | Solar Panels | HANWHA | Q.PEAK DUO BLK ML-G10+ 400W |  | 0.4 | 6 | 280 | 40 |  | Fixed | Roof
NJADRE1554544645 | Administratively Determined Incentive Program | Bayville | 8721 | 18 | 10.4 | Residential | Behind the Meter | Yes | Net Metered Residential | SunnyMac LLC | None | JCP&L | Accepted | 2023-08-28 | 2023-09-13 | 2024-09-13 | Inverters | Solaredge | SE7600H-US | 7600 |  | 1 |  |  | 0.99 |  | Outdoor | NEXT TO METER
NJADRE1554544652 | Administratively Determined Incentive Program | Newark City | 7112 | 9 | 5.2 | Residential | Behind the Meter | No | Net Metered Residential | Skyline Solar | None | PSE&G | Accepted | 2023-08-28 | 2023-09-13 | 2024-09-13 | Solar Panels | Hyperion Solar | HY-DH108P8 |  | 0.4 | 6 | 303 | 40 |  | Fixed | Roof
NJADRE1554544652 | Administratively Determined Incentive Program | Newark City | 7112 | 9 | 5.2 | Residential | Behind the Meter | No | Net Metered Residential | Skyline Solar | None | PSE&G | Accepted | 2023-08-28 | 2023-09-13 | 2024-09-13 | Solar Panels | Hyperion Solar | HY-DH108P8 |  | 0.4 | 7 | 303 | 5 |  | Fixed | Roof
NJADRE1554544652 | Administratively Determined Incentive Program | Newark City | 7112 | 9 | 5.2 | Residential | Behind the Meter | No | Net Metered Residential | Skyline Solar | None | PSE&G | Accepted | 2023-08-28 | 2023-09-13 | 2024-09-13 | Inverters | Solaredge | SE3800H-US | 3800 |  | 1 |  |  | 0.99 |  | Outdoor
NJADRE1554544655 | Administratively Determined Incentive Program | Bordentown Twp | 8505 | 13 | 6.8 | Residential | Behind the Meter | Yes | Net Metered Residential | SunnyMac LLC | None | PSE&G | Accepted | 2023-08-28 | 2023-09-19 | 2024-09-19 | Solar Panels | HANWHA | Q.PEAK DUO BLK ML-G10+ 400W |  | 0.4 | 17 | 95 | 18 |  | Fixed | Roof
NJADRE1554544655 | Administratively Determined Incentive Program | Bordentown Twp | 8505 | 13 | 6.8 | Residential | Behind the Meter | Yes | Net Metered Residential | SunnyMac LLC | None | PSE&G | Accepted | 2023-08-28 | 2023-09-19 | 2024-09-19 | Inverters | Solaredge | SE5000H-US | 5000 |  | 1 |  |  | 0.99 |  | Outdoor | NEXT TO METER
NJADRE1554544660 | Administratively Determined Incentive Program | Beverly | 8010 | 13 | 8.8 | Residential | Behind the Meter | Yes | Net Metered Residential | Power Energy Solutions | None | PSE&G | Accepted | 2023-08-28 | 2023-09-14 | 2024-09-14 | Inverters | SOLAREDGE | SE6000H-US | 6000 |  | 1 |  |  | 0.99 |  | Outdoor | ROOFTOP
NJADRE1554544660 | Administratively Determined Incentive Program | Beverly | 8010 | 13 | 8.8 | Residential | Behind the Meter | Yes | Net Metered Residential | Power Energy Solutions | None | PSE&G | Accepted | 2023-08-28 | 2023-09-14 | 2024-09-14 | Solar Panels | SILFAB SOLAR | SIL-400 HC+ |  | 0.4 | 15 | 161 | 20 |  | Fixed | Roof | ROOFTOP
NJADRE1554544660 | Administratively Determined Incentive Program | Beverly | 8010 | 13 | 8.8 | Residential | Behind the Meter | Yes | Net Metered Residential | Power Energy Solutions | None | PSE&G | Accepted | 2023-08-28 | 2023-09-14 | 2024-09-14 | Solar Panels | SILFAB SOLAR | SIL-400 HC+ |  | 0.4 | 7 | 341 | 20 |  | Single Axis | Roof | ROOFTOP
NJADRE1554544679 | Administratively Determined Incentive Program | Jersey City | 7305 | 8 | 7.2 | Residential | Behind the Meter | Yes | Net Metered Residential | Pro Custom Solar dba Momentum Solar | None | PSE&G | Accepted | 2023-08-28 | 2023-09-13 | 2024-09-13 | Solar Panels | hanwha | Â Q. PEAK DUO BLK-G10+400 |  | 0.4 | 8 | 223 | 14 |  | Fixed | Roof
NJADRE1554544679 | Administratively Determined Incentive Program | Jersey City | 7305 | 8 | 7.2 | Residential | Behind the Meter | Yes | Net Metered Residential | Pro Custom Solar dba Momentum Solar | None | PSE&G | Accepted | 2023-08-28 | 2023-09-13 | 2024-09-13 | Solar Panels | hanwha | Â Q. PEAK DUO BLK-G10+400 |  | 0.4 | 7 | 43 | 16 |  | Fixed | Roof
NJADRE1554544679 | Administratively Determined Incentive Program | Jersey City | 7305 | 8 | 7.2 | Residential | Behind the Meter | Yes | Net Metered Residential | Pro Custom Solar dba Momentum Solar | None | PSE&G | Accepted | 2023-08-28 | 2023-09-13 | 2024-09-13 | Solar Panels | hanwha | Â Q. PEAK DUO BLK-G10+400 |  | 0.4 | 3 | 42 | 7 |  | Fixed | Roof
NJADRE1554544679 | Administratively Determined Incentive Program | Jersey City | 7305 | 8 | 7.2 | Residential | Behind the Meter | Yes | Net Metered Residential | Pro Custom Solar dba Momentum Solar | None | PSE&G | Accepted | 2023-08-28 | 2023-09-13 | 2024-09-13 | Inverters | enphase | IQ8PLUS-72-2-US | 290 |  | 18 |  |  | 0.97 |  | Outdoor
NJADRE1554544693 | Administratively Determined Incentive Program | Newark | 7112 | 9 | 9.2 | Residential | Behind the Meter | Yes | Net Metered Residential | Power Energy Solutions | None | PSE&G | Accepted | 2023-08-28 | 2023-09-14 | 2024-09-14 | Inverters | SOLAR EDGE | SE6000H-US | 6000 |  | 1 |  |  | 0.99 |  | Outside | ROOFTOP
NJADRE1554544693 | Administratively Determined Incentive Program | Newark | 7112 | 9 | 9.2 | Residential | Behind the Meter | Yes | Net Metered Residential | Power Energy Solutions | None | PSE&G | Accepted | 2023-08-28 | 2023-09-14 | 2024-09-14 | Solar Panels | SSILFAB SOLAR | SIL-400 HC+ |  | 0.4 | 11 | 128 | 30 |  | Fixed | Roof | ROOFTOP
NJADRE1554544693 | Administratively Determined Incentive Program | Newark | 7112 | 9 | 9.2 | Residential | Behind the Meter | Yes | Net Metered Residential | Power Energy Solutions | None | PSE&G | Accepted | 2023-08-28 | 2023-09-14 | 2024-09-14 | Solar Panels | SILFAB SOLAR | SIL-400 HC+ |  | 0.4 | 12 | 308 | 30 |  | Fixed | Roof | ROOFTOP
NJADRE1554544698 | Administratively Determined Incentive Program | Trenton | 8620 | 12 | 13.43 | Residential | Behind the Meter | Yes | Net Metered Residential | Sun Up Zero Down LLC | None | PSE&G | Accepted | 2023-08-28 | 2023-09-13 | 2024-09-13 | Inverters | Enphase | IQ8PLUS-72-2-US | 290 |  | 34 |  |  | 0.976 |  | Outdoor
NJADRE1554544698 | Administratively Determined Incentive Program | Trenton | 8620 | 12 | 13.43 | Residential | Behind the Meter | Yes | Net Metered Residential | Sun Up Zero Down LLC | None | PSE&G | Accepted | 2023-08-28 | 2023-09-13 | 2024-09-13 | Meters | Enphase | TBD |  |  | 1 |  |  |  | Yes
NJADRE1554544698 | Administratively Determined Incentive Program | Trenton | 8620 | 12 | 13.43 | Residential | Behind the Meter | Yes | Net Metered Residential | Sun Up Zero Down LLC | None | PSE&G | Accepted | 2023-08-28 | 2023-09-13 | 2024-09-13 | Solar Panels | Trina | TSM-395-DE09C.07 |  | 0.395 | 34 | 265 | 27 |  | Fixed | Roof
NJADRE1554544728 | Administratively Determined Incentive Program | Hamilton Twp Mer | 8610 | 12 | 4.8 | Residential | Behind the Meter | Yes | Net Metered Residential | Sunny Mac LLC | None | PSE&G | Accepted | 2023-08-28 | 2023-09-13 | 2024-09-13 | Solar Panels | HANWHA | Q.PEAK DUO BLK ML-G10+ 400W |  | 0.4 | 12 | 112 | 27 |  | Fixed | Roof
NJADRE1554544728 | Administratively Determined Incentive Program | Hamilton Twp Mer | 8610 | 12 | 4.8 | Residential | Behind the Meter | Yes | Net Metered Residential | Sunny Mac LLC | None | PSE&G | Accepted | 2023-08-28 | 2023-09-13 | 2024-09-13 | Inverters | Solaredge | SE3800H-US | 3800 |  | 1 |  |  | 0.99 |  | Outdoor | NEXT TO METER
NJADRE1554544733 | Administratively Determined Incentive Program | Blairstown | 7825 | 2 | 12.96 | Non Profit | Behind the Meter | No | Small Net-Metered Non-Residential located on Rooftop, Carport, Canopy and Floating Solar | Green House Solar | None | JCP&L | Accepted | 2023-08-28 | 2023-09-13 | 2024-09-13 | Inverters | Solar Edge | se10000h-us | 10 |  | 1 |  |  | 0.97 |  | Outdoor
NJADRE1554544733 | Administratively Determined Incentive Program | Blairstown | 7825 | 2 | 12.96 | Non Profit | Behind the Meter | No | Small Net-Metered Non-Residential located on Rooftop, Carport, Canopy and Floating Solar | Green House Solar | None | JCP&L | Accepted | 2023-08-28 | 2023-09-13 | 2024-09-13 | Solar Panels | qcell | qpeak duo 405 |  | 0.405 | 32 | 160 | 35 |  | Fixed | Roof
NJADRE1554544742 | Administratively Determined Incentive Program | Belle Meade | 8502 | 5 | 16.61 | Residential | Behind the Meter | No | Net Metered Residential | Tesla Energy Operations Inc | None | PSE&G | Accepted | 2023-08-28 | 2023-09-13 | 2024-09-13 | Inverters | Tesla | 1538000-45-A | 7600 |  | 2 |  |  | 0.98 |  | Outside
NJADRE1554544742 | Administratively Determined Incentive Program | Belle Meade | 8502 | 5 | 16.61 | Residential | Behind the Meter | No | Net Metered Residential | Tesla Energy Operations Inc | None | PSE&G | Accepted | 2023-08-28 | 2023-09-13 | 2024-09-13 | Solar Panels | Hanwha | Hanwha # Q.PEAK DUO BLK ML-G10+/TS 405 |  | 0.405 | 15 | 13 | 36 |  | Fixed | Roof
NJADRE1554544742 | Administratively Determined Incentive Program | Belle Meade | 8502 | 5 | 16.61 | Residential | Behind the Meter | No | Net Metered Residential | Tesla Energy Operations Inc | None | PSE&G | Accepted | 2023-08-28 | 2023-09-13 | 2024-09-13 | Solar Panels | Hanwha | Hanwha # Q.PEAK DUO BLK ML-G10+/TS 405 |  | 0.405 | 10 | 193 | 36 |  | Fixed | Roof
NJADRE1554544742 | Administratively Determined Incentive Program | Belle Meade | 8502 | 5 | 16.61 | Residential | Behind the Meter | No | Net Metered Residential | Tesla Energy Operations Inc | None | PSE&G | Accepted | 2023-08-28 | 2023-09-13 | 2024-09-13 | Solar Panels | Hanwha | Hanwha # Q.PEAK DUO BLK ML-G10+/TS 405 |  | 0.405 | 7 | 283 | 45 |  | Fixed | Roof
NJADRE1554544742 | Administratively Determined Incentive Program | Belle Meade | 8502 | 5 | 16.61 | Residential | Behind the Meter | No | Net Metered Residential | Tesla Energy Operations Inc | None | PSE&G | Accepted | 2023-08-28 | 2023-09-13 | 2024-09-13 | Solar Panels | Hanwha | Hanwha # Q.PEAK DUO BLK ML-G10+/TS 405 |  | 0.405 | 7 | 103 | 45 |  | Fixed | Roof
NJADRE1554544742 | Administratively Determined Incentive Program | Belle Meade | 8502 | 5 | 16.61 | Residential | Behind the Meter | No | Net Metered Residential | Tesla Energy Operations Inc | None | PSE&G | Accepted | 2023-08-28 | 2023-09-13 | 2024-09-13 | Solar Panels | Hanwha | Hanwha # Q.PEAK DUO BLK ML-G10+/TS 405 |  | 0.405 | 2 | 193 | 36 |  | Fixed | Roof
NJADRE1554544751 | Administratively Determined Incentive Program | blairstown | 7825 | 2 | 34.83 | Non Profit | Behind the Meter | No | Small Net-Metered Non-Residential located on Rooftop, Carport, Canopy and Floating Solar | Green House Solar | None | JCP&L | Accepted | 2023-08-28 | 2023-09-25 | 2024-09-25 | Inverters | solar edge | se17.3ks | 17 |  | 2 |  |  | 0.97 |  | Outdoor
NJADRE1554544751 | Administratively Determined Incentive Program | blairstown | 7825 | 2 | 34.83 | Non Profit | Behind the Meter | No | Small Net-Metered Non-Residential located on Rooftop, Carport, Canopy and Floating Solar | Green House Solar | None | JCP&L | Accepted | 2023-08-28 | 2023-09-25 | 2024-09-25 | Solar Panels | qcell | qpeak duo 405 |  | 0.405 | 86 | 172 | 18 |  | Fixed | Roof
NJADRE1554544760 | Administratively Determined Incentive Program | Edison Twp | 8820 | 11 | 19.2 | Residential | Behind the Meter | Yes | Net Metered Residential | SunnyMac LLC | None | PSE&G | Accepted | 2023-08-28 | 2023-09-20 | 2024-09-19 | Solar Panels | HANWHA | Q.PEAK DUO BLK ML-G10+400 |  | 0.4 | 17 | 167 | 31 |  | Fixed | Roof
NJADRE1554544760 | Administratively Determined Incentive Program | Edison Twp | 8820 | 11 | 19.2 | Residential | Behind the Meter | Yes | Net Metered Residential | SunnyMac LLC | None | PSE&G | Accepted | 2023-08-28 | 2023-09-20 | 2024-09-19 | Solar Panels | HANWHA | Q.PEAK DUO BLK ML-G10+400 |  | 0.4 | 3 | 167 | 31 |  | Fixed | Roof
NJADRE1554544760 | Administratively Determined Incentive Program | Edison Twp | 8820 | 11 | 19.2 | Residential | Behind the Meter | Yes | Net Metered Residential | SunnyMac LLC | None | PSE&G | Accepted | 2023-08-28 | 2023-09-20 | 2024-09-19 | Solar Panels | HANWHA | Q.PEAK DUO BLK ML-G10+400 |  | 0.4 | 6 | 77 | 31 |  | Fixed | Roof
NJADRE1554544760 | Administratively Determined Incentive Program | Edison Twp | 8820 | 11 | 19.2 | Residential | Behind the Meter | Yes | Net Metered Residential | SunnyMac LLC | None | PSE&G | Accepted | 2023-08-28 | 2023-09-20 | 2024-09-19 | Solar Panels | HANWHA | Q.PEAK DUO BLK ML-G10+400 |  | 0.4 | 22 | 347 | 31 |  | Fixed | Roof
NJADRE1554544760 | Administratively Determined Incentive Program | Edison Twp | 8820 | 11 | 19.2 | Residential | Behind the Meter | Yes | Net Metered Residential | SunnyMac LLC | None | PSE&G | Accepted | 2023-08-28 | 2023-09-20 | 2024-09-19 | Inverters | Solaredge | SE7600H-US | 7600 |  | 1 |  |  | 0.99 |  | Outdoor | NEXT TO METER
NJADRE1554544760 | Administratively Determined Incentive Program | Edison Twp | 8820 | 11 | 19.2 | Residential | Behind the Meter | Yes | Net Metered Residential | SunnyMac LLC | None | PSE&G | Accepted | 2023-08-28 | 2023-09-20 | 2024-09-19 | Inverters | Solaredge | SE6000H-US | 6000 |  | 1 |  |  | 0.99 |  | Outdoor | NEXT TO METER
NJADRE1554544795 | Administratively Determined Incentive Program | Rahway | 7065 | 10 | 7.22 | Residential | Behind the Meter | Yes | Net Metered Residential | Skyline Solar | None | PSE&G | Accepted | 2023-08-28 | 2023-09-13 | 2024-09-13 | Solar Panels | Silfab | SIL-380 HC |  | 0.38 | 14 | 114 | 43 |  | Fixed | Roof
NJADRE1554544795 | Administratively Determined Incentive Program | Rahway | 7065 | 10 | 7.22 | Residential | Behind the Meter | Yes | Net Metered Residential | Skyline Solar | None | PSE&G | Accepted | 2023-08-28 | 2023-09-13 | 2024-09-13 | Solar Panels | Silfab | SIL-380 HC |  | 0.38 | 5 | 294 | 42 |  | Fixed | Roof
NJADRE1554544795 | Administratively Determined Incentive Program | Rahway | 7065 | 10 | 7.22 | Residential | Behind the Meter | Yes | Net Metered Residential | Skyline Solar | None | PSE&G | Accepted | 2023-08-28 | 2023-09-13 | 2024-09-13 | Inverters | Enphase | IQ8PLUS-72-2-US | 290 |  | 19 |  |  | 0.97 |  | Outdoor
NJADRE1554544828 | Administratively Determined Incentive Program | Dumont | 7628 | 7 | 4.9 | Residential | Behind the Meter | No | Net Metered Residential | Power Home Remodeling Group | None | PSE&G | Accepted | 2023-08-28 | 2023-09-13 | 2024-09-13 | Inverters | SolarEdge | SE3800H-US | 3800 |  | 1 |  |  | 0.99 |  | Outdoor
NJADRE1554544828 | Administratively Determined Incentive Program | Dumont | 7628 | 7 | 4.9 | Residential | Behind the Meter | No | Net Metered Residential | Power Home Remodeling Group | None | PSE&G | Accepted | 2023-08-28 | 2023-09-13 | 2024-09-13 | Meters | SolarEdge | Revenue Grade Data Ansi C12.20 |  |  | 1 |  |  |  | No | Outdoor
NJADRE1554544828 | Administratively Determined Incentive Program | Dumont | 7628 | 7 | 4.9 | Residential | Behind the Meter | No | Net Metered Residential | Power Home Remodeling Group | None | PSE&G | Accepted | 2023-08-28 | 2023-09-13 | 2024-09-13 | Solar Panels | Longi | LR4-60HPB-350M |  | 0.35 | 12 | 275 | 31 |  | Fixed | Roof
NJADRE1554544828 | Administratively Determined Incentive Program | Dumont | 7628 | 7 | 4.9 | Residential | Behind the Meter | No | Net Metered Residential | Power Home Remodeling Group | None | PSE&G | Accepted | 2023-08-28 | 2023-09-13 | 2024-09-13 | Solar Panels | Longi | LR4-60HPB-350M |  | 0.35 | 2 | 185 | 28 |  | Fixed | Roof
NJADRE1554544983 | Administratively Determined Incentive Program | SECAUCUS TOWN | 7094 | 8 | 12.56 | Residential | Behind the Meter | No | Net Metered Residential | Powur, PBC | None | PSE&G | Accepted | 2023-08-28 | 2023-09-14 | 2024-09-14 | Solar Panels | Rec Solar | REC405AA PURE |  | 0.405 | 22 | 243 | 22 |  | Fixed | Roof
NJADRE1554544983 | Administratively Determined Incentive Program | SECAUCUS TOWN | 7094 | 8 | 12.56 | Residential | Behind the Meter | No | Net Metered Residential | Powur, PBC | None | PSE&G | Accepted | 2023-08-28 | 2023-09-14 | 2024-09-14 | Solar Panels | Rec Solar | REC405AA PURE |  | 0.405 | 9 | 63 | 22 |  | Fixed | Roof
NJADRE1554544983 | Administratively Determined Incentive Program | SECAUCUS TOWN | 7094 | 8 | 12.56 | Residential | Behind the Meter | No | Net Metered Residential | Powur, PBC | None | PSE&G | Accepted | 2023-08-28 | 2023-09-14 | 2024-09-14 | Inverters | Enphase | IQ8A-72-2-US | 349 |  | 31 |  |  | 0.99 |  | Outside
NJADRE1554544991 | Administratively Determined Incentive Program | Bridgeton | 8302 | 20 | 7.9 | Residential | Behind the Meter | Yes | Net Metered Residential | Sunrun Installation Services, Inc. | None | AC Electric | Accepted | 2023-08-28 | 2023-09-14 | 2024-09-14 | Inverters | SolarEdge Technologies | SE6000H-USSN | 6000 |  | 1 |  |  | 0.96 |  | Outdoor | Next To Meter
NJADRE1554544991 | Administratively Determined Incentive Program | Bridgeton | 8302 | 20 | 7.9 | Residential | Behind the Meter | Yes | Net Metered Residential | Sunrun Installation Services, Inc. | None | AC Electric | Accepted | 2023-08-28 | 2023-09-14 | 2024-09-14 | Solar Panels | Trina Solar | TSM-395DE09C.07 |  | 0.395 | 8 | 84 | 32 |  | Fixed | Roof
NJADRE1554544991 | Administratively Determined Incentive Program | Bridgeton | 8302 | 20 | 7.9 | Residential | Behind the Meter | Yes | Net Metered Residential | Sunrun Installation Services, Inc. | None | AC Electric | Accepted | 2023-08-28 | 2023-09-14 | 2024-09-14 | Solar Panels | Trina Solar | TSM-395DE09C.07 |  | 0.395 | 12 | 264 | 33 |  | Fixed | Roof
NJADRE1554545010 | Administratively Determined Incentive Program | Riverdale | 7457 | 3 | 10.95 | Residential | Behind the Meter | No | Net Metered Residential | Power Home Remodeling | None | JCP&L | Accepted | 2023-08-28 | 2023-09-14 | 2024-09-14 | Inverters | SolarEdge | SE7600H-US | 7600 |  | 1 |  |  | 0.99 |  | Outdoor
NJADRE1554545010 | Administratively Determined Incentive Program | Riverdale | 7457 | 3 | 10.95 | Residential | Behind the Meter | No | Net Metered Residential | Power Home Remodeling | None | JCP&L | Accepted | 2023-08-28 | 2023-09-14 | 2024-09-14 | Meters | SolarEdge | Revenue Grade Data Ansi C12.20 |  |  | 1 |  |  |  | Yes | Outdoor
NJADRE1554545010 | Administratively Determined Incentive Program | Riverdale | 7457 | 3 | 10.95 | Residential | Behind the Meter | No | Net Metered Residential | Power Home Remodeling | None | JCP&L | Accepted | 2023-08-28 | 2023-09-14 | 2024-09-14 | Solar Panels | Hyundai | HiS-S365XG(BK) |  | 0.365 | 16 | 264 | 22 |  | Fixed | Roof
NJADRE1554545010 | Administratively Determined Incentive Program | Riverdale | 7457 | 3 | 10.95 | Residential | Behind the Meter | No | Net Metered Residential | Power Home Remodeling | None | JCP&L | Accepted | 2023-08-28 | 2023-09-14 | 2024-09-14 | Solar Panels | Hyundai | HiS-S365XG(BK) |  | 0.365 | 14 | 84 | 22 |  | Fixed | Roof
NJADRE1554545030 | Administratively Determined Incentive Program | CLIFTON | 7013 | 6 | 7.29 | Residential | Behind the Meter | Yes | Net Metered Residential | Pro Custom Solar dba Momentum Solar | None | PSE&G | Accepted | 2023-08-28 | 2023-09-14 | 2024-09-14 | Solar Panels | hanwha | Â Q. PEAK DUO BLK-G10+405 |  | 0.405 | 10 | 222 | 24 |  | Fixed | Roof
NJADRE1554545030 | Administratively Determined Incentive Program | CLIFTON | 7013 | 6 | 7.29 | Residential | Behind the Meter | Yes | Net Metered Residential | Pro Custom Solar dba Momentum Solar | None | PSE&G | Accepted | 2023-08-28 | 2023-09-14 | 2024-09-14 | Solar Panels | hanwha | Â Q. PEAK DUO BLK-G10+405 |  | 0.405 | 5 | 312 | 24 |  | Fixed | Roof
NJADRE1554545030 | Administratively Determined Incentive Program | CLIFTON | 7013 | 6 | 7.29 | Residential | Behind the Meter | Yes | Net Metered Residential | Pro Custom Solar dba Momentum Solar | None | PSE&G | Accepted | 2023-08-28 | 2023-09-14 | 2024-09-14 | Solar Panels | hawnha | Â Q. PEAK DUO BLK-G10+405 |  | 0.405 | 3 | 42 | 24 |  | Fixed | Roof
NJADRE1554545030 | Administratively Determined Incentive Program | CLIFTON | 7013 | 6 | 7.29 | Residential | Behind the Meter | Yes | Net Metered Residential | Pro Custom Solar dba Momentum Solar | None | PSE&G | Accepted | 2023-08-28 | 2023-09-14 | 2024-09-14 | Inverters | enphase | IQ8PLUS-72-2-US | 290 |  | 18 |  |  | 0.97 |  | Outdoor
NJADRE1554545034 | Administratively Determined Incentive Program | Belleville | 7109 | 9 | 3.56 | Residential | Behind the Meter | Yes | Net Metered Residential | Sunrun Installation Services, Inc. | None | PSE&G | Accepted | 2023-08-28 | 2023-09-14 | 2024-09-14 | Inverters | SolarEdge Technologies | SE3800H-USMN | 3800 |  | 1 |  |  | 0.96 |  | Outdoor | Next To Meter
NJADRE1554545034 | Administratively Determined Incentive Program | Belleville | 7109 | 9 | 3.56 | Residential | Behind the Meter | Yes | Net Metered Residential | Sunrun Installation Services, Inc. | None | PSE&G | Accepted | 2023-08-28 | 2023-09-14 | 2024-09-14 | Solar Panels | Trina Solar | TSM-395DE09C.07 |  | 0.395 | 4 | 16 | 31 |  | Fixed | Roof
NJADRE1554545034 | Administratively Determined Incentive Program | Belleville | 7109 | 9 | 3.56 | Residential | Behind the Meter | Yes | Net Metered Residential | Sunrun Installation Services, Inc. | None | PSE&G | Accepted | 2023-08-28 | 2023-09-14 | 2024-09-14 | Solar Panels | Trina Solar | TSM-395DE09C.07 |  | 0.395 | 5 | 286 | 31 |  | Fixed | Roof
NJADRE1554545071 | Administratively Determined Incentive Program | Newark City | 7106 | 9 | 3.2 | Residential | Behind the Meter | No | Net Metered Residential | Bright Planet Solar | None | PSE&G | Accepted | 2023-08-28 | 2023-09-14 | 2024-09-14 | Inverters | Solar Edge | SE3000H-USRGM | 3000 |  | 1 |  |  | 0.98 |  | Outdoor | OUTSIDE
NJADRE1554545071 | Administratively Determined Incentive Program | Newark City | 7106 | 9 | 3.2 | Residential | Behind the Meter | No | Net Metered Residential | Bright Planet Solar | None | PSE&G | Accepted | 2023-08-28 | 2023-09-14 | 2024-09-14 | Solar Panels | HANWHA Q-CELLS | Q.PEAK DUO BLK ML-G10.a+400 |  | 0.4 | 8 | 202 | 45 |  | Fixed | Roof
NJADRE1554545115 | Administratively Determined Incentive Program | Clifton City | 7013 | 6 | 6.72 | Residential | Behind the Meter | Yes | Net Metered Residential | Sunrun Installation Services, Inc. | None | PSE&G | Accepted | 2023-08-28 | 2023-09-14 | 2024-09-14 | Inverters | SOLAREDGE TECHNOLOGIES | SE6000H-USSN | 6000 |  | 1 |  |  | 0.992 |  | Outdoor | next to meter
NJADRE1554545115 | Administratively Determined Incentive Program | Clifton City | 7013 | 6 | 6.72 | Residential | Behind the Meter | Yes | Net Metered Residential | Sunrun Installation Services, Inc. | None | PSE&G | Accepted | 2023-08-28 | 2023-09-14 | 2024-09-14 | Solar Panels | TRINA SOLAR | TSM-395DE09C.07 |  | 0.395 | 11 | 36 | 29 |  | Fixed | Roof
NJADRE1554545115 | Administratively Determined Incentive Program | Clifton City | 7013 | 6 | 6.72 | Residential | Behind the Meter | Yes | Net Metered Residential | Sunrun Installation Services, Inc. | None | PSE&G | Accepted | 2023-08-28 | 2023-09-14 | 2024-09-14 | Solar Panels | TRINA SOLAR | TSM-395DE09C.07 |  | 0.395 | 2 | 123 | 22 |  | Fixed | Roof
NJADRE1554545115 | Administratively Determined Incentive Program | Clifton City | 7013 | 6 | 6.72 | Residential | Behind the Meter | Yes | Net Metered Residential | Sunrun Installation Services, Inc. | None | PSE&G | Accepted | 2023-08-28 | 2023-09-14 | 2024-09-14 | Solar Panels | TRINA SOLAR | TSM-395DE09C.07 |  | 0.395 | 4 | 217 | 29 |  | Fixed | Roof
NJADRE1554545118 | Administratively Determined Incentive Program | Edison | 8820 | 11 | 16.59 | Residential | Behind the Meter | Yes | Net Metered Residential | Sunrun Installation Services, Inc. | None | PSE&G | Accepted | 2023-08-28 | 2023-09-14 | 2024-09-14 | Inverters | Delta Electronics | E6-TL-US | 5760 |  | 2 |  |  | 0.96 |  | Outdoor | Next To Meter
NJADRE1554545118 | Administratively Determined Incentive Program | Edison | 8820 | 11 | 16.59 | Residential | Behind the Meter | Yes | Net Metered Residential | Sunrun Installation Services, Inc. | None | PSE&G | Accepted | 2023-08-28 | 2023-09-14 | 2024-09-14 | Solar Panels | Trina Solar | TSM-395DE09C.07 |  | 0.395 | 14 | 89 | 37 |  | Fixed | Roof
NJADRE1554545118 | Administratively Determined Incentive Program | Edison | 8820 | 11 | 16.59 | Residential | Behind the Meter | Yes | Net Metered Residential | Sunrun Installation Services, Inc. | None | PSE&G | Accepted | 2023-08-28 | 2023-09-14 | 2024-09-14 | Solar Panels | Trina Solar | TSM-395DE09C.07 |  | 0.395 | 8 | 89 | 37 |  | Fixed | Roof
NJADRE1554545118 | Administratively Determined Incentive Program | Edison | 8820 | 11 | 16.59 | Residential | Behind the Meter | Yes | Net Metered Residential | Sunrun Installation Services, Inc. | None | PSE&G | Accepted | 2023-08-28 | 2023-09-14 | 2024-09-14 | Solar Panels | Trina Solar | TSM-395DE09C.07 |  | 0.395 | 7 | 270 | 38 |  | Fixed | Roof
NJADRE1554545118 | Administratively Determined Incentive Program | Edison | 8820 | 11 | 16.59 | Residential | Behind the Meter | Yes | Net Metered Residential | Sunrun Installation Services, Inc. | None | PSE&G | Accepted | 2023-08-28 | 2023-09-14 | 2024-09-14 | Solar Panels | Trina Solar | TSM-395DE09C.07 |  | 0.395 | 13 | 270 | 38 |  | Fixed | Roof
NJADRE1554545125 | Administratively Determined Incentive Program | Union | 7083 | 10 | 4.51 | Residential | Behind the Meter | No | Net Metered Residential | Infinity Solar Systems | None | PSE&G | Accepted | 2023-08-28 | 2023-09-14 | 2024-09-14 | Inverters | Enphase | IQ8Plus-72-2-US | 290 |  | 11 |  |  | 0.97 |  | Outdoor
NJADRE1554545125 | Administratively Determined Incentive Program | Union | 7083 | 10 | 4.51 | Residential | Behind the Meter | No | Net Metered Residential | Infinity Solar Systems | None | PSE&G | Accepted | 2023-08-28 | 2023-09-14 | 2024-09-14 | Solar Panels | SEG Solar | SEG-410-BMD-HV |  | 0.41 | 8 | 183 | 32 |  | Fixed | Roof
NJADRE1554545125 | Administratively Determined Incentive Program | Union | 7083 | 10 | 4.51 | Residential | Behind the Meter | No | Net Metered Residential | Infinity Solar Systems | None | PSE&G | Accepted | 2023-08-28 | 2023-09-14 | 2024-09-14 | Solar Panels | SEG Solar | SEG-410-BMD-HV |  | 0.41 | 3 | 3 | 32 |  | Fixed | Roof
NJADRE1554545170 | Administratively Determined Incentive Program | Bogota | 7603 | 7 | 4.05 | Residential | Behind the Meter | Yes | Net Metered Residential | Pro Custom Solar dba Momentum Solar | None | PSE&G | Accepted | 2023-08-28 | 2023-09-14 | 2024-09-14 | Solar Panels | hanwha | Â Q. PEAK DUO BLK-G10+405 |  | 0.405 | 10 | 111 | 40 |  | Fixed | Roof
NJADRE1554545170 | Administratively Determined Incentive Program | Bogota | 7603 | 7 | 4.05 | Residential | Behind the Meter | Yes | Net Metered Residential | Pro Custom Solar dba Momentum Solar | None | PSE&G | Accepted | 2023-08-28 | 2023-09-14 | 2024-09-14 | Inverters | enphase | IQ8PLUS-72-2-US | 290 |  | 10 |  |  | 0.97 |  | Outdoor
NJADRE1554545327 | Administratively Determined Incentive Program | Andover | 7821 | 1 | 12.96 | Residential | Behind the Meter | Yes | Net Metered Residential | Trinity Solar | None | JCP&L | Accepted | 2023-08-28 | 2023-09-14 | 2024-09-14 | Inverters | Solar Edge | SE10000H-US | 10000 |  | 1 |  |  | 0.96 |  | Outdoor
NJADRE1554545327 | Administratively Determined Incentive Program | Andover | 7821 | 1 | 12.96 | Residential | Behind the Meter | Yes | Net Metered Residential | Trinity Solar | None | JCP&L | Accepted | 2023-08-28 | 2023-09-14 | 2024-09-14 | Solar Panels | HANWHA 405 (Q.PEAK DUO BLK ML-G10+ 405) | HANWHA 405 (Q.PEAK DUO BLK ML-G10+ 405) |  | 0.405 | 14 | 64 | 40 |  | Fixed | Roof
NJADRE1554545327 | Administratively Determined Incentive Program | Andover | 7821 | 1 | 12.96 | Residential | Behind the Meter | Yes | Net Metered Residential | Trinity Solar | None | JCP&L | Accepted | 2023-08-28 | 2023-09-14 | 2024-09-14 | Solar Panels | HANWHA 405 (Q.PEAK DUO BLK ML-G10+ 405) | HANWHA 405 (Q.PEAK DUO BLK ML-G10+ 405) |  | 0.405 | 7 | 244 | 40 |  | Fixed | Roof
NJADRE1554545327 | Administratively Determined Incentive Program | Andover | 7821 | 1 | 12.96 | Residential | Behind the Meter | Yes | Net Metered Residential | Trinity Solar | None | JCP&L | Accepted | 2023-08-28 | 2023-09-14 | 2024-09-14 | Solar Panels | HANWHA 405 (Q.PEAK DUO BLK ML-G10+ 405) | HANWHA 405 (Q.PEAK DUO BLK ML-G10+ 405) |  | 0.405 | 5 | 154 | 40 |  | Fixed | Roof
NJADRE1554545327 | Administratively Determined Incentive Program | Andover | 7821 | 1 | 12.96 | Residential | Behind the Meter | Yes | Net Metered Residential | Trinity Solar | None | JCP&L | Accepted | 2023-08-28 | 2023-09-14 | 2024-09-14 | Solar Panels | HANWHA 405 (Q.PEAK DUO BLK ML-G10+ 405) | HANWHA 405 (Q.PEAK DUO BLK ML-G10+ 405) |  | 0.405 | 3 | 154 | 40 |  | Fixed | Roof
NJADRE1554545327 | Administratively Determined Incentive Program | Andover | 7821 | 1 | 12.96 | Residential | Behind the Meter | Yes | Net Metered Residential | Trinity Solar | None | JCP&L | Accepted | 2023-08-28 | 2023-09-14 | 2024-09-14 | Solar Panels | HANWHA 405 (Q.PEAK DUO BLK ML-G10+ 405) | HANWHA 405 (Q.PEAK DUO BLK ML-G10+ 405) |  | 0.405 | 3 | 244 | 40 |  | Fixed | Roof
NJADRE1554545346 | Administratively Determined Incentive Program | West Cape May | 8204 | 21 | 21.2 | Residential | Behind the Meter | No | Net Metered Residential | Seabright Solar | None | AC Electric | Accepted | 2023-08-28 | 2023-09-14 | 2024-09-14 | Solar Panels | Sunpower | SPR- U-400 |  | 0.4 | 47 | 262 | 18 |  | Fixed | Roof
NJADRE1554545346 | Administratively Determined Incentive Program | West Cape May | 8204 | 21 | 21.2 | Residential | Behind the Meter | No | Net Metered Residential | Seabright Solar | None | AC Electric | Accepted | 2023-08-28 | 2023-09-14 | 2024-09-14 | Solar Panels | Sunpower | SPR- U-400 |  | 0.4 | 6 | 172 | 45 |  | Fixed | Roof
NJADRE1554545346 | Administratively Determined Incentive Program | West Cape May | 8204 | 21 | 21.2 | Residential | Behind the Meter | No | Net Metered Residential | Seabright Solar | None | AC Electric | Accepted | 2023-08-28 | 2023-09-14 | 2024-09-14 | Inverters | Enphase | IQ 7HS | 384 |  | 53 |  |  | 0.99 |  | Outside | Roof
NJADRE1554545445 | Administratively Determined Incentive Program | WILLIAMSTOWN | 8094 | 15 | 18.4 | Residential | Behind the Meter | Yes | Net Metered Residential | Big Solar Energy, LLC | None | AC Electric | Accepted | 2023-08-28 | 2023-09-25 | 2024-09-25 | Inverters | SOLAREDGE | SE7600H-US ENERGY HUB (240V) | 32 |  | 2 |  |  | 0.992 |  | Outdoor
NJADRE1554545445 | Administratively Determined Incentive Program | WILLIAMSTOWN | 8094 | 15 | 18.4 | Residential | Behind the Meter | Yes | Net Metered Residential | Big Solar Energy, LLC | None | AC Electric | Accepted | 2023-08-28 | 2023-09-25 | 2024-09-25 | Solar Panels | HANWHA Q.CELLS | Q.PEAK DUO BLK ML-G10 400 |  | 0.4 | 14 | 131 | 25 |  | Fixed | Roof
NJADRE1554545445 | Administratively Determined Incentive Program | WILLIAMSTOWN | 8094 | 15 | 18.4 | Residential | Behind the Meter | Yes | Net Metered Residential | Big Solar Energy, LLC | None | AC Electric | Accepted | 2023-08-28 | 2023-09-25 | 2024-09-25 | Solar Panels | HANWHA Q.CELLS | Q.PEAK DUO BLK ML-G10 400 |  | 0.4 | 16 | 311 | 25 |  | Fixed | Roof
NJADRE1554545445 | Administratively Determined Incentive Program | WILLIAMSTOWN | 8094 | 15 | 18.4 | Residential | Behind the Meter | Yes | Net Metered Residential | Big Solar Energy, LLC | None | AC Electric | Accepted | 2023-08-28 | 2023-09-25 | 2024-09-25 | Solar Panels | HANWHA Q.CELLS | Q.PEAK DUO BLK ML-G10 400 |  | 0.4 | 8 | 311 | 20 |  | Fixed | Roof
NJADRE1554545445 | Administratively Determined Incentive Program | WILLIAMSTOWN | 8094 | 15 | 18.4 | Residential | Behind the Meter | Yes | Net Metered Residential | Big Solar Energy, LLC | None | AC Electric | Accepted | 2023-08-28 | 2023-09-25 | 2024-09-25 | Solar Panels | HANWHA Q.CELLS | Q.PEAK DUO BLK ML-G10 400 |  | 0.4 | 3 | 131 | 20 |  | Fixed | Roof
NJADRE1554545445 | Administratively Determined Incentive Program | WILLIAMSTOWN | 8094 | 15 | 18.4 | Residential | Behind the Meter | Yes | Net Metered Residential | Big Solar Energy, LLC | None | AC Electric | Accepted | 2023-08-28 | 2023-09-25 | 2024-09-25 | Solar Panels | HANWHA Q.CELLS | Q.PEAK DUO BLK ML-G10 400 |  | 0.4 | 2 | 131 | 20 |  | Fixed | Roof
NJADRE1554545445 | Administratively Determined Incentive Program | WILLIAMSTOWN | 8094 | 15 | 18.4 | Residential | Behind the Meter | Yes | Net Metered Residential | Big Solar Energy, LLC | None | AC Electric | Accepted | 2023-08-28 | 2023-09-25 | 2024-09-25 | Solar Panels | HANWHA Q.CELLS | Q.PEAK DUO BLK ML-G10 400 |  | 0.4 | 3 | 131 | 25 |  | Fixed | Roof
NJADRE1554545468 | Administratively Determined Incentive Program | Union TWP UNI | 7083 | 10 | 5.14 | Residential | Behind the Meter | Yes | Net Metered Residential | Sunrun Installation Services, Inc. | None | PSE&G | Accepted | 2023-08-28 | 2023-09-14 | 2024-09-14 | Inverters | SOLAREDGE TECHNOLOGIES | SE3800H-USMN | 3800 |  | 1 |  |  | 0.992 |  | Outdoor | next to meter
NJADRE1554545468 | Administratively Determined Incentive Program | Union TWP UNI | 7083 | 10 | 5.14 | Residential | Behind the Meter | Yes | Net Metered Residential | Sunrun Installation Services, Inc. | None | PSE&G | Accepted | 2023-08-28 | 2023-09-14 | 2024-09-14 | Solar Panels | TRINA SOLAR | TSM-395DE09C.07 |  | 0.395 | 13 | 113 | 23 |  | Fixed | Roof
NJADRE1554545528 | Administratively Determined Incentive Program | Villas | 8251 | 21 | 7.51 | Residential | Behind the Meter | Yes | Net Metered Residential | Sunrun Installation Services, Inc. | None | AC Electric | Accepted | 2023-08-28 | 2023-09-14 | 2024-09-14 | Inverters | SOLAREDGE TECHNOLOGIES | SE6000H-USSN | 6000 |  | 1 |  |  | 0.992 |  | Outdoor | next to meter
NJADRE1554545528 | Administratively Determined Incentive Program | Villas | 8251 | 21 | 7.51 | Residential | Behind the Meter | Yes | Net Metered Residential | Sunrun Installation Services, Inc. | None | AC Electric | Accepted | 2023-08-28 | 2023-09-14 | 2024-09-14 | Solar Panels | TRINA SOLAR | TSM-395DE09C.07 |  | 0.395 | 3 | 118 | 25 |  | Fixed | Roof
NJADRE1554545528 | Administratively Determined Incentive Program | Villas | 8251 | 21 | 7.51 | Residential | Behind the Meter | Yes | Net Metered Residential | Sunrun Installation Services, Inc. | None | AC Electric | Accepted | 2023-08-28 | 2023-09-14 | 2024-09-14 | Solar Panels | TRINA SOLAR | TSM-395DE09C.07 |  | 0.395 | 4 | 297 | 24 |  | Fixed | Roof
NJADRE1554545528 | Administratively Determined Incentive Program | Villas | 8251 | 21 | 7.51 | Residential | Behind the Meter | Yes | Net Metered Residential | Sunrun Installation Services, Inc. | None | AC Electric | Accepted | 2023-08-28 | 2023-09-14 | 2024-09-14 | Solar Panels | TRINA SOLAR | TSM-395DE09C.07 |  | 0.395 | 12 | 207 | 29 |  | Fixed | Roof
NJADRE1554546221 | Administratively Determined Incentive Program | Passaic | 7055 | 6 | 8.3 | Residential | Behind the Meter | Yes | Net Metered Residential | Sunrun Installation Services, Inc. | None | PSE&G | Accepted | 2023-08-28 | 2023-09-14 | 2024-09-14 | Inverters | Delta Electronics | E6-TL-US | 5760 |  | 1 |  |  | 0.96 |  | Outdoor | Next To Meter
NJADRE1554546221 | Administratively Determined Incentive Program | Passaic | 7055 | 6 | 8.3 | Residential | Behind the Meter | Yes | Net Metered Residential | Sunrun Installation Services, Inc. | None | PSE&G | Accepted | 2023-08-28 | 2023-09-14 | 2024-09-14 | Solar Panels | Trina Solar | TSM-395DE09C.07 |  | 0.395 | 7 | 260 | 45 |  | Fixed | Roof
NJADRE1554546221 | Administratively Determined Incentive Program | Passaic | 7055 | 6 | 8.3 | Residential | Behind the Meter | Yes | Net Metered Residential | Sunrun Installation Services, Inc. | None | PSE&G | Accepted | 2023-08-28 | 2023-09-14 | 2024-09-14 | Solar Panels | Trina Solar | TSM-395DE09C.07 |  | 0.395 | 14 | 80 | 45 |  | Fixed | Roof
NJADRE1554546288 | Administratively Determined Incentive Program | Jackson | 8527 | 18 | 5.53 | Residential | Behind the Meter | Yes | Net Metered Residential | Sunrun Installation Services, Inc. | None | JCP&L | Accepted | 2023-08-28 | 2023-09-14 | 2024-09-14 | Inverters | SolarEdge Technologies | SE3800H-USMN | 3800 |  | 1 |  |  | 0.96 |  | Outdoor | Next To Meter
NJADRE1554546288 | Administratively Determined Incentive Program | Jackson | 8527 | 18 | 5.53 | Residential | Behind the Meter | Yes | Net Metered Residential | Sunrun Installation Services, Inc. | None | JCP&L | Accepted | 2023-08-28 | 2023-09-14 | 2024-09-14 | Solar Panels | Trina Solar | TSM-395DE09C.07 |  | 0.395 | 14 | 49 | 21 |  | Fixed | Roof
NJADRE1554546288 | Administratively Determined Incentive Program | Jackson | 8527 | 18 | 5.53 | Residential | Behind the Meter | Yes | Net Metered Residential | Sunrun Installation Services, Inc. | None | JCP&L | Accepted | 2023-08-28 | 2023-09-14 | 2024-09-14 | Electric Storage Battery | Tesla | Powerwall 2 AC |  |  | 1 |  |  |  | Lithium Ion |  | inside
NJADRE1554546366 | Administratively Determined Incentive Program | Trenton | 8618 | 12 | 6.32 | Residential | Behind the Meter | Yes | Net Metered Residential | Sunrun Installation Services, Inc. | None | PSE&G | Accepted | 2023-08-28 | 2023-09-14 | 2024-09-14 | Inverters | SolarEdge Technologies | SE6000H-USSN | 6000 |  | 1 |  |  | 0.96 |  | Outdoor | Next To Meter
NJADRE1554546366 | Administratively Determined Incentive Program | Trenton | 8618 | 12 | 6.32 | Residential | Behind the Meter | Yes | Net Metered Residential | Sunrun Installation Services, Inc. | None | PSE&G | Accepted | 2023-08-28 | 2023-09-14 | 2024-09-14 | Solar Panels | Trina Solar | TSM-395DE09C.07 |  | 0.395 | 7 | 114 | 38 |  | Fixed | Roof
NJADRE1554546366 | Administratively Determined Incentive Program | Trenton | 8618 | 12 | 6.32 | Residential | Behind the Meter | Yes | Net Metered Residential | Sunrun Installation Services, Inc. | None | PSE&G | Accepted | 2023-08-28 | 2023-09-14 | 2024-09-14 | Solar Panels | Trina Solar | TSM-395DE09C.07 |  | 0.395 | 9 | 294 | 35 |  | Fixed | Roof
NJADRE1554548281 | Administratively Determined Incentive Program | Jersey City, | 7305 | 8 | 6.4 | Residential | Behind the Meter | Yes | Net Metered Residential | Suntuity Solar LLC | None | PSE&G | Accepted | 2023-08-29 | 2023-09-14 | 2024-09-14 | Inverters | ENPHASE | IQ8PLUS-72-2-US | 290 |  | 16 |  |  | 0.97 |  | Outdoor | Behind the PV modules
NJADRE1554548281 | Administratively Determined Incentive Program | Jersey City, | 7305 | 8 | 6.4 | Residential | Behind the Meter | Yes | Net Metered Residential | Suntuity Solar LLC | None | PSE&G | Accepted | 2023-08-29 | 2023-09-14 | 2024-09-14 | Solar Panels | CANADIANSOLAR | CS6R-400MS-HL |  | 0.4 | 16 | 56 | 5 |  | Fixed | Roof
NJADRE1554548291 | Administratively Determined Incentive Program | Edison Township | 8817 | 11 | 3.56 | Residential | Behind the Meter | Yes | Net Metered Residential | Sunrun Installation Services, Inc. | None | PSE&G | Accepted | 2023-08-29 | 2023-09-14 | 2024-09-14 | Inverters | SolarEdge Technologies | SE3800H-USMN | 3800 |  | 1 |  |  | 0.96 |  | Outdoor | Next To Meter
NJADRE1554548291 | Administratively Determined Incentive Program | Edison Township | 8817 | 11 | 3.56 | Residential | Behind the Meter | Yes | Net Metered Residential | Sunrun Installation Services, Inc. | None | PSE&G | Accepted | 2023-08-29 | 2023-09-14 | 2024-09-14 | Solar Panels | Trina Solar | TSM-395DE09C.07 |  | 0.395 | 9 | 338 | 32 |  | Fixed | Roof
NJADRE1554548300 | Administratively Determined Incentive Program | Wall Twp | 7727 | 17 | 818.2 | Commercial | Behind the Meter | No | Small Net-Metered Non-Residential located on Rooftop, Carport, Canopy and Floating Solar | Amergy Solar Inc | None | JCP&L | Accepted | 2023-08-29 | 2023-09-15 | 2024-09-15 | Inverters | Solis | SOLIS-100K-US | 100000 |  | 6 |  |  | 0.99 |  | Other | on the wall
NJADRE1554548300 | Administratively Determined Incentive Program | Wall Twp | 7727 | 17 | 818.2 | Commercial | Behind the Meter | No | Small Net-Metered Non-Residential located on Rooftop, Carport, Canopy and Floating Solar | Amergy Solar Inc | None | JCP&L | Accepted | 2023-08-29 | 2023-09-15 | 2024-09-15 | Solar Panels | Longi Solar | LONGI LR4-72HPH 440M |  | 0.44 | 334 | 233 | 17 |  | Fixed | Roof
NJADRE1554548300 | Administratively Determined Incentive Program | Wall Twp | 7727 | 17 | 818.2 | Commercial | Behind the Meter | No | Small Net-Metered Non-Residential located on Rooftop, Carport, Canopy and Floating Solar | Amergy Solar Inc | None | JCP&L | Accepted | 2023-08-29 | 2023-09-15 | 2024-09-15 | Solar Panels | HT Solar | HT72-18X-545 |  | 0.545 | 426 | 233 | 17 |  | Fixed | Roof
NJADRE1554548300 | Administratively Determined Incentive Program | Wall Twp | 7727 | 17 | 818.2 | Commercial | Behind the Meter | No | Small Net-Metered Non-Residential located on Rooftop, Carport, Canopy and Floating Solar | Amergy Solar Inc | None | JCP&L | Accepted | 2023-08-29 | 2023-09-15 | 2024-09-15 | Solar Panels | Astronergy | ASTROHALO-370 |  | 0.37 | 530 | 53 | 17 |  | Fixed | Roof
NJADRE1554548300 | Administratively Determined Incentive Program | Wall Twp | 7727 | 17 | 818.2 | Commercial | Behind the Meter | No | Small Net-Metered Non-Residential located on Rooftop, Carport, Canopy and Floating Solar | Amergy Solar Inc | None | JCP&L | Accepted | 2023-08-29 | 2023-09-15 | 2024-09-15 | Solar Panels | Longi Solar | LONGI LR4-72HPH 445M |  | 0.445 | 474 | 53 | 17 |  | Fixed | Roof
NJADRE1554548300 | Administratively Determined Incentive Program | Wall Twp | 7727 | 17 | 818.2 | Commercial | Behind the Meter | No | Small Net-Metered Non-Residential located on Rooftop, Carport, Canopy and Floating Solar | Amergy Solar Inc | None | JCP&L | Accepted | 2023-08-29 | 2023-09-15 | 2024-09-15 | Solar Panels | Longi Solar | LONGI LR4-72HPH 445M |  | 0.445 | 72 | 233 | 17 |  | Fixed | Roof
NJADRE1554548312 | Administratively Determined Incentive Program | Monroe | 8094 | 15 | 6.8 | Residential | Behind the Meter | Yes | Net Metered Residential | Sunny Mac LLC | None | AC Electric | Accepted | 2023-08-29 | 2023-09-15 | 2024-09-15 | Solar Panels | HANWHA | Q.PEAK DUO BLK ML-G10+400 |  | 0.4 | 9 | 308 | 30 |  | Fixed | Roof
NJADRE1554548312 | Administratively Determined Incentive Program | Monroe | 8094 | 15 | 6.8 | Residential | Behind the Meter | Yes | Net Metered Residential | Sunny Mac LLC | None | AC Electric | Accepted | 2023-08-29 | 2023-09-15 | 2024-09-15 | Solar Panels | HANWHA | Q.PEAK DUO BLK ML-G10+400 |  | 0.4 | 8 | 128 | 30 |  | Fixed | Roof
NJADRE1554548312 | Administratively Determined Incentive Program | Monroe | 8094 | 15 | 6.8 | Residential | Behind the Meter | Yes | Net Metered Residential | Sunny Mac LLC | None | AC Electric | Accepted | 2023-08-29 | 2023-09-15 | 2024-09-15 | Inverters | Solaredge | SE5000H-US | 5000 |  | 1 |  |  | 0.99 |  | Outdoor | NEXT TO METER
NJADRE1554548315 | Administratively Determined Incentive Program | East Orange | 7018 | 9 | 5.93 | Residential | Behind the Meter | Yes | Net Metered Residential | Sunrun Installation Services, Inc. | None | PSE&G | Accepted | 2023-08-29 | 2023-09-15 | 2024-09-15 | Inverters | Delta Electronics | E6-TL-US | 5760 |  | 1 |  |  | 0.96 |  | Outdoor | Next To Meter
NJADRE1554548315 | Administratively Determined Incentive Program | East Orange | 7018 | 9 | 5.93 | Residential | Behind the Meter | Yes | Net Metered Residential | Sunrun Installation Services, Inc. | None | PSE&G | Accepted | 2023-08-29 | 2023-09-15 | 2024-09-15 | Solar Panels | Trina Solar | TSM-395DE09C.07 |  | 0.395 | 6 | 203 | 37 |  | Fixed | Roof
NJADRE1554548315 | Administratively Determined Incentive Program | East Orange | 7018 | 9 | 5.93 | Residential | Behind the Meter | Yes | Net Metered Residential | Sunrun Installation Services, Inc. | None | PSE&G | Accepted | 2023-08-29 | 2023-09-15 | 2024-09-15 | Solar Panels | Trina Solar | TSM-395DE09C.07 |  | 0.395 | 9 | 22 | 18 |  | Fixed | Roof
NJADRE1554548315 | Administratively Determined Incentive Program | East Orange | 7018 | 9 | 5.93 | Residential | Behind the Meter | Yes | Net Metered Residential | Sunrun Installation Services, Inc. | None | PSE&G | Accepted | 2023-08-29 | 2023-09-15 | 2024-09-15 | Electric Storage Battery | Tesla | Powerwall 2 AC |  |  | 1 |  |  |  | Lithium Ion |  | inside
NJADRE1554548332 | Administratively Determined Incentive Program | Wall Twp | 7727 | 17 | 371.71 | Commercial | Behind the Meter | No | Small Net-Metered Non-Residential located on Rooftop, Carport, Canopy and Floating Solar | Amergy Solar Inc | None | JCP&L | Accepted | 2023-08-29 | 2023-09-15 | 2024-09-15 | Inverters | Chint Power System | CPS SCA60KTL | 60000 |  | 4 |  |  | 0.98 |  | Other | on the wall
NJADRE1554548332 | Administratively Determined Incentive Program | Wall Twp | 7727 | 17 | 371.71 | Commercial | Behind the Meter | No | Small Net-Metered Non-Residential located on Rooftop, Carport, Canopy and Floating Solar | Amergy Solar Inc | None | JCP&L | Accepted | 2023-08-29 | 2023-09-15 | 2024-09-15 | Solar Panels | Astronergy | ASTROHALO-370 |  | 0.37 | 14 | 233 | 17 |  | Fixed | Roof
NJADRE1554548332 | Administratively Determined Incentive Program | Wall Twp | 7727 | 17 | 371.71 | Commercial | Behind the Meter | No | Small Net-Metered Non-Residential located on Rooftop, Carport, Canopy and Floating Solar | Amergy Solar Inc | None | JCP&L | Accepted | 2023-08-29 | 2023-09-15 | 2024-09-15 | Solar Panels | Q-CELL HANWHA | QCELLS DUO L-G6.2-425 |  | 0.425 | 3 | 233 | 17 |  | Fixed | Roof
NJADRE1554548332 | Administratively Determined Incentive Program | Wall Twp | 7727 | 17 | 371.71 | Commercial | Behind the Meter | No | Small Net-Metered Non-Residential located on Rooftop, Carport, Canopy and Floating Solar | Amergy Solar Inc | None | JCP&L | Accepted | 2023-08-29 | 2023-09-15 | 2024-09-15 | Solar Panels | Longi Solar | LONGI LR6-72HPH 385M |  | 0.385 | 9 | 233 | 17 |  | Fixed | Roof
NJADRE1554548332 | Administratively Determined Incentive Program | Wall Twp | 7727 | 17 | 371.71 | Commercial | Behind the Meter | No | Small Net-Metered Non-Residential located on Rooftop, Carport, Canopy and Floating Solar | Amergy Solar Inc | None | JCP&L | Accepted | 2023-08-29 | 2023-09-15 | 2024-09-15 | Solar Panels | Longi Solar | LONGI LR4-72HPH 445M |  | 0.445 | 420 | 53 | 17 |  | Fixed | Roof
NJADRE1554548332 | Administratively Determined Incentive Program | Wall Twp | 7727 | 17 | 371.71 | Commercial | Behind the Meter | No | Small Net-Metered Non-Residential located on Rooftop, Carport, Canopy and Floating Solar | Amergy Solar Inc | None | JCP&L | Accepted | 2023-08-29 | 2023-09-15 | 2024-09-15 | Solar Panels | Longi Solar | LONGI LR4-72HPH 445M |  | 0.445 | 393 | 233 | 17 |  | Fixed | Roof
NJADRE1554548377 | Administratively Determined Incentive Program | Middletown | 7748 | 17 | 7.81 | Residential | Behind the Meter | No | Net Metered Residential | Power Home Remodeling Group | None | JCP&L | Accepted | 2023-09-01 | 2023-09-21 | 2024-09-21 | Inverters | SolarEdge | SE6000H-US | 6000 |  | 1 |  |  | 0.99 |  | Outdoor
NJADRE1554548377 | Administratively Determined Incentive Program | Middletown | 7748 | 17 | 7.81 | Residential | Behind the Meter | No | Net Metered Residential | Power Home Remodeling Group | None | JCP&L | Accepted | 2023-09-01 | 2023-09-21 | 2024-09-21 | Meters | SolarEdge | Revenue Grade Data Ansi C12.20 |  |  | 1 |  |  |  | Yes | Outdoor
NJADRE1554548377 | Administratively Determined Incentive Program | Middletown | 7748 | 17 | 7.81 | Residential | Behind the Meter | No | Net Metered Residential | Power Home Remodeling Group | None | JCP&L | Accepted | 2023-09-01 | 2023-09-21 | 2024-09-21 | Solar Panels | Longi | LR40-60HPB-355M |  | 0.355 | 4 | 212 | 24 |  | Fixed | Roof
NJADRE1554548377 | Administratively Determined Incentive Program | Middletown | 7748 | 17 | 7.81 | Residential | Behind the Meter | No | Net Metered Residential | Power Home Remodeling Group | None | JCP&L | Accepted | 2023-09-01 | 2023-09-21 | 2024-09-21 | Solar Panels | Longi | LR40-60HPB-355M |  | 0.355 | 8 | 122 | 24 |  | Fixed | Roof
NJADRE1554548377 | Administratively Determined Incentive Program | Middletown | 7748 | 17 | 7.81 | Residential | Behind the Meter | No | Net Metered Residential | Power Home Remodeling Group | None | JCP&L | Accepted | 2023-09-01 | 2023-09-21 | 2024-09-21 | Solar Panels | Longi | LR40-60HPB-355M |  | 0.355 | 6 | 302 | 25 |  | Fixed | Roof
NJADRE1554548377 | Administratively Determined Incentive Program | Middletown | 7748 | 17 | 7.81 | Residential | Behind the Meter | No | Net Metered Residential | Power Home Remodeling Group | None | JCP&L | Accepted | 2023-09-01 | 2023-09-21 | 2024-09-21 | Solar Panels | Longi | LR40-60HPB-355M |  | 0.355 | 4 | 32 | 24 |  | Fixed | Roof
NJADRE1554548382 | Administratively Determined Incentive Program | Deepwater | 8023 | 16 | 7.9 | Residential | Behind the Meter | Yes | Net Metered Residential | Sunrun Installation Services, Inc. | None | AC Electric | Accepted | 2023-08-29 | 2023-09-15 | 2024-09-15 | Inverters | SolarEdge Technologies | SE6000H-USSN | 6000 |  | 1 |  |  | 0.96 |  | Outdoor | Next To Meter
NJADRE1554548382 | Administratively Determined Incentive Program | Deepwater | 8023 | 16 | 7.9 | Residential | Behind the Meter | Yes | Net Metered Residential | Sunrun Installation Services, Inc. | None | AC Electric | Accepted | 2023-08-29 | 2023-09-15 | 2024-09-15 | Solar Panels | Trina Solar | TSM-395DE09C.07 |  | 0.395 | 10 | 298 | 24 |  | Fixed | Roof
NJADRE1554548382 | Administratively Determined Incentive Program | Deepwater | 8023 | 16 | 7.9 | Residential | Behind the Meter | Yes | Net Metered Residential | Sunrun Installation Services, Inc. | None | AC Electric | Accepted | 2023-08-29 | 2023-09-15 | 2024-09-15 | Solar Panels | Trina Solar | TSM-395DE09C.07 |  | 0.395 | 10 | 119 | 24 |  | Fixed | Roof
NJADRE1554548383 | Administratively Determined Incentive Program | Paterson City | 7502 | 6 | 6.32 | Residential | Behind the Meter | Yes | Net Metered Residential | Sunrun Installation Services, Inc. | None | PSE&G | Accepted | 2023-08-29 | 2023-09-15 | 2024-09-15 | Inverters | DELTA ELECTRONICS | E6-TL-US | 6000 |  | 1 |  |  | 0.975 |  | Outdoor | Next to meter
NJADRE1554548383 | Administratively Determined Incentive Program | Paterson City | 7502 | 6 | 6.32 | Residential | Behind the Meter | Yes | Net Metered Residential | Sunrun Installation Services, Inc. | None | PSE&G | Accepted | 2023-08-29 | 2023-09-15 | 2024-09-15 | Solar Panels | TRINA SOLAR | TSM-395DE09C.07 |  | 0.395 | 16 | 140 | 45 |  | Fixed | Roof
NJADRE1554548395 | Administratively Determined Incentive Program | West Windsor Township | 8850 | 11 | 12 | Residential | Behind the Meter | No | Net Metered Residential | Morgan Associates and Consulting | None | PSE&G | Accepted | 2023-09-05 | 2023-09-22 | 2024-09-22 | Solar Panels | QCELLS | QPEAKDUO |  | 0.4 | 14 | 287 | 28 |  | Fixed | Roof
NJADRE1554548395 | Administratively Determined Incentive Program | West Windsor Township | 8850 | 11 | 12 | Residential | Behind the Meter | No | Net Metered Residential | Morgan Associates and Consulting | None | PSE&G | Accepted | 2023-09-05 | 2023-09-22 | 2024-09-22 | Solar Panels | QCELLS | QPEAK DUO |  | 0.4 | 4 | 197 | 28 |  | Fixed | Roof
NJADRE1554548395 | Administratively Determined Incentive Program | West Windsor Township | 8850 | 11 | 12 | Residential | Behind the Meter | No | Net Metered Residential | Morgan Associates and Consulting | None | PSE&G | Accepted | 2023-09-05 | 2023-09-22 | 2024-09-22 | Solar Panels | QCELLS | QPEAKDUO |  | 0.4 | 12 | 107 | 28 |  | Fixed | Roof
NJADRE1554548395 | Administratively Determined Incentive Program | West Windsor Township | 8850 | 11 | 12 | Residential | Behind the Meter | No | Net Metered Residential | Morgan Associates and Consulting | None | PSE&G | Accepted | 2023-09-05 | 2023-09-22 | 2024-09-22 | Inverters | Enphase | IQ8Plus | 290 |  | 30 |  |  | 0.98 |  | Outdoor
NJADRE1554548408 | Administratively Determined Incentive Program | Hamilton Township | 8620 | 12 | 7.4 | Residential | Behind the Meter | No | Net Metered Residential | Vision Solar LLC | None | PSE&G | Accepted | 2023-08-29 | 2023-09-15 | 2024-09-15 | Inverters | Solar Edge | SE6000H-USRGM | 6 |  | 1 |  |  | 0.97 |  | Outside
NJADRE1554548408 | Administratively Determined Incentive Program | Hamilton Township | 8620 | 12 | 7.4 | Residential | Behind the Meter | No | Net Metered Residential | Vision Solar LLC | None | PSE&G | Accepted | 2023-08-29 | 2023-09-15 | 2024-09-15 | Solar Panels | Znshine Solar | ZXM6-NH120-370/M |  | 0.37 | 20 | 116 | 18 |  | Fixed | Roof
NJADRE1554548444 | Administratively Determined Incentive Program | Woodbridge Twp | 7001 | 11 | 7.9 | Residential | Behind the Meter | Yes | Net Metered Residential | Sunrun Installation Services, Inc. | None | PSE&G | Accepted | 2023-08-29 | 2023-09-15 | 2024-09-15 | Inverters | SOLAREDGE TECHNOLOGIES | SE6000H-USSN | 6000 |  | 1 |  |  | 0.992 |  | Outdoor | next to meter
NJADRE1554548444 | Administratively Determined Incentive Program | Woodbridge Twp | 7001 | 11 | 7.9 | Residential | Behind the Meter | Yes | Net Metered Residential | Sunrun Installation Services, Inc. | None | PSE&G | Accepted | 2023-08-29 | 2023-09-15 | 2024-09-15 | Solar Panels | TRINA SOLAR | TSM-395DE09C.07 |  | 0.395 | 9 | 104 | 37 |  | Fixed | Roof
NJADRE1554548444 | Administratively Determined Incentive Program | Woodbridge Twp | 7001 | 11 | 7.9 | Residential | Behind the Meter | Yes | Net Metered Residential | Sunrun Installation Services, Inc. | None | PSE&G | Accepted | 2023-08-29 | 2023-09-15 | 2024-09-15 | Solar Panels | TRINA SOLAR | TSM-395DE09C.07 |  | 0.395 | 11 | 195 | 34 |  | Fixed | Roof
NJADRE1554548448 | Administratively Determined Incentive Program | Jersey City | 7304 | 8 | 6.89 | Residential | Behind the Meter | Yes | Net Metered Residential | Pro Custom Solar dba Momentum Solar | None | PSE&G | Accepted | 2023-08-29 | 2023-09-15 | 2024-09-15 | Inverters | Hanwha | IQ8PLUS-72-2-US | 290 |  | 17 |  |  | 0.97 |  | Outdoor
NJADRE1554548448 | Administratively Determined Incentive Program | Jersey City | 7304 | 8 | 6.89 | Residential | Behind the Meter | Yes | Net Metered Residential | Pro Custom Solar dba Momentum Solar | None | PSE&G | Accepted | 2023-08-29 | 2023-09-15 | 2024-09-15 | Solar Panels | Hanwha | q.peak duo blk ML-g10+405 |  | 0.405 | 17 | 36 | 9 |  | Fixed | Roof
NJADRE1554548482 | Administratively Determined Incentive Program | Turnersville | 8012 | 14 | 19.2 | Residential | Behind the Meter | Yes | Net Metered Residential | Sunny Mac LLC | None | AC Electric | Accepted | 2023-08-29 | 2023-09-15 | 2024-09-15 | Solar Panels | HANWHA | Q.PEAK DUO BLK ML-G10+400 |  | 0.4 | 7 | 127 | 31 |  | Fixed | Roof
NJADRE1554548482 | Administratively Determined Incentive Program | Turnersville | 8012 | 14 | 19.2 | Residential | Behind the Meter | Yes | Net Metered Residential | Sunny Mac LLC | None | AC Electric | Accepted | 2023-08-29 | 2023-09-15 | 2024-09-15 | Solar Panels | HANWHA | Q.PEAK DUO BLK ML-G10+400 |  | 0.4 | 2 | 217 | 40 |  | Fixed | Roof
NJADRE1554548482 | Administratively Determined Incentive Program | Turnersville | 8012 | 14 | 19.2 | Residential | Behind the Meter | Yes | Net Metered Residential | Sunny Mac LLC | None | AC Electric | Accepted | 2023-08-29 | 2023-09-15 | 2024-09-15 | Solar Panels | HANWHA | Q.PEAK DUO BLK ML-G10+400 |  | 0.4 | 7 | 127 | 31 |  | Fixed | Roof
NJADRE1554548482 | Administratively Determined Incentive Program | Turnersville | 8012 | 14 | 19.2 | Residential | Behind the Meter | Yes | Net Metered Residential | Sunny Mac LLC | None | AC Electric | Accepted | 2023-08-29 | 2023-09-15 | 2024-09-15 | Solar Panels | HANWHA | Q.PEAK DUO BLK ML-G10+400 |  | 0.4 | 4 | 217 | 40 |  | Fixed | Roof
NJADRE1554548482 | Administratively Determined Incentive Program | Turnersville | 8012 | 14 | 19.2 | Residential | Behind the Meter | Yes | Net Metered Residential | Sunny Mac LLC | None | AC Electric | Accepted | 2023-08-29 | 2023-09-15 | 2024-09-15 | Solar Panels | HANWHA | Q.PEAK DUO BLK ML-G10+400 |  | 0.4 | 2 | 218 | 33 |  | Fixed | Roof
NJADRE1554548482 | Administratively Determined Incentive Program | Turnersville | 8012 | 14 | 19.2 | Residential | Behind the Meter | Yes | Net Metered Residential | Sunny Mac LLC | None | AC Electric | Accepted | 2023-08-29 | 2023-09-15 | 2024-09-15 | Solar Panels | HANWHA | Q.PEAK DUO BLK ML-G10+400 |  | 0.4 | 26 | 307 | 31 |  | Fixed | Roof
NJADRE1554548482 | Administratively Determined Incentive Program | Turnersville | 8012 | 14 | 19.2 | Residential | Behind the Meter | Yes | Net Metered Residential | Sunny Mac LLC | None | AC Electric | Accepted | 2023-08-29 | 2023-09-15 | 2024-09-15 | Inverters | Solaredge | SE7600H-US | 7600 |  | 1 |  |  | 0.99 |  | Outdoor | NEXT TO METER
NJADRE1554548482 | Administratively Determined Incentive Program | Turnersville | 8012 | 14 | 19.2 | Residential | Behind the Meter | Yes | Net Metered Residential | Sunny Mac LLC | None | AC Electric | Accepted | 2023-08-29 | 2023-09-15 | 2024-09-15 | Inverters | Solaredge | SE 6000H-US | 6000 |  | 1 |  |  | 0.99 |  | Outdoor | NEXT TO METER
NJADRE1554548482 | Administratively Determined Incentive Program | Turnersville | 8012 | 14 | 19.2 | Residential | Behind the Meter | Yes | Net Metered Residential | Sunny Mac LLC | None | AC Electric | Accepted | 2023-08-29 | 2023-09-15 | 2024-09-15 | Meters | SE-RGMTR-1D-240C-B | Solaredge |  |  | 1 |  |  |  | Yes | Outdoor
NJADRE1554548487 | Administratively Determined Incentive Program | Newark City | 7112 | 9 | 4.44 | Residential | Behind the Meter | No | Net Metered Residential | Vision Solar LLC | None | PSE&G | Accepted | 2023-08-29 | 2023-09-15 | 2024-09-15 | Inverters | Solar Edge | SE3800H-USRGM | 4 |  | 1 |  |  | 0.97 |  | Outside
NJADRE1554548487 | Administratively Determined Incentive Program | Newark City | 7112 | 9 | 4.44 | Residential | Behind the Meter | No | Net Metered Residential | Vision Solar LLC | None | PSE&G | Accepted | 2023-08-29 | 2023-09-15 | 2024-09-15 | Solar Panels | Znshine Solar | ZXM6-NH120-370/M |  | 0.37 | 12 | 0 | 3 |  | Fixed | Roof
NJADRE1554548496 | Administratively Determined Incentive Program | Millville | 8332 | 20 | 3.7 | Residential | Behind the Meter | Yes | Net Metered Residential | Vision Solar LLC | None | AC Electric | Accepted | 2023-08-29 | 2023-09-18 | 2024-09-18 | Inverters | SolarEdge | SE3800H-USRGM | 4 |  | 1 |  |  | 0.97 |  | Outdoor | under the panel
NJADRE1554548496 | Administratively Determined Incentive Program | Millville | 8332 | 20 | 3.7 | Residential | Behind the Meter | Yes | Net Metered Residential | Vision Solar LLC | None | AC Electric | Accepted | 2023-08-29 | 2023-09-18 | 2024-09-18 | Solar Panels | ZNShine | ZXM6-NH120-370/M |  | 0.37 | 10 | 179 | 31 |  | Fixed | Roof
NJADRE1554548636 | Administratively Determined Incentive Program | Middletown | 7748 | 17 | 9.32 | Residential | Behind the Meter | Yes | Net Metered Residential | Trinity Solar | None | JCP&L | Accepted | 2023-08-29 | 2023-09-15 | 2024-09-15 | Inverters | Solar Edge | SE7600H-US000BEi4 | 7600 |  | 1 |  |  | 0.97 |  | Outdoor
NJADRE1554548636 | Administratively Determined Incentive Program | Middletown | 7748 | 17 | 9.32 | Residential | Behind the Meter | Yes | Net Metered Residential | Trinity Solar | None | JCP&L | Accepted | 2023-08-29 | 2023-09-15 | 2024-09-15 | Solar Panels | HANWHA | Q.PEAK DUO BLK ML-G10+ 405 |  | 0.405 | 10 | 353 | 23 |  | Fixed | Roof
NJADRE1554548636 | Administratively Determined Incentive Program | Middletown | 7748 | 17 | 9.32 | Residential | Behind the Meter | Yes | Net Metered Residential | Trinity Solar | None | JCP&L | Accepted | 2023-08-29 | 2023-09-15 | 2024-09-15 | Solar Panels | HANWHA | Q.PEAK DUO BLK ML-G10+ 405 |  | 0.405 | 9 | 173 | 23 |  | Fixed | Roof
NJADRE1554548636 | Administratively Determined Incentive Program | Middletown | 7748 | 17 | 9.32 | Residential | Behind the Meter | Yes | Net Metered Residential | Trinity Solar | None | JCP&L | Accepted | 2023-08-29 | 2023-09-15 | 2024-09-15 | Solar Panels | HANWHA | Q.PEAK DUO BLK ML-G10+ 405 |  | 0.405 | 4 | 173 | 18 |  | Fixed | Roof
NJADRE1554548642 | Administratively Determined Incentive Program | Bound Brook Boro | 8805 | 5 | 6 | Residential | Behind the Meter | Yes | Net Metered Residential | SunnyMac LLC | None | PSE&G | Accepted | 2023-08-29 | 2023-09-15 | 2024-09-15 | Solar Panels | HANWHA | Q.PEAK DUO BLK ML-G10+400 |  | 0.4 | 11 | 180 | 40 |  | Fixed | Roof
NJADRE1554548642 | Administratively Determined Incentive Program | Bound Brook Boro | 8805 | 5 | 6 | Residential | Behind the Meter | Yes | Net Metered Residential | SunnyMac LLC | None | PSE&G | Accepted | 2023-08-29 | 2023-09-15 | 2024-09-15 | Solar Panels | HANWHA | Q.PEAK DUO BLK ML-G10+400 |  | 0.4 | 4 | 180 | 17 |  | Fixed | Roof
NJADRE1554548642 | Administratively Determined Incentive Program | Bound Brook Boro | 8805 | 5 | 6 | Residential | Behind the Meter | Yes | Net Metered Residential | SunnyMac LLC | None | PSE&G | Accepted | 2023-08-29 | 2023-09-15 | 2024-09-15 | Inverters | Solaredge | SE 5000H -US | 5000 |  | 1 |  |  | 0.99 |  | Outdoor | next to meter
NJADRE1554548642 | Administratively Determined Incentive Program | Bound Brook Boro | 8805 | 5 | 6 | Residential | Behind the Meter | Yes | Net Metered Residential | SunnyMac LLC | None | PSE&G | Accepted | 2023-08-29 | 2023-09-15 | 2024-09-15 | Meters | SE-RGMTR-1D-240C-B | Solaredge |  |  | 1 |  |  |  | Yes | Outdoor
NJADRE1554548673 | Administratively Determined Incentive Program | Erial | 8081 | 14 | 3.95 | Residential | Behind the Meter | Yes | Net Metered Residential | Sunrun Installation Services, Inc. | None | AC Electric | Accepted | 2023-08-29 | 2023-09-15 | 2024-09-15 | Inverters | Delta Electronics | E4-TL-US | 3840 |  | 1 |  |  | 0.96 |  | Outdoor | Next To Meter
NJADRE1554548673 | Administratively Determined Incentive Program | Erial | 8081 | 14 | 3.95 | Residential | Behind the Meter | Yes | Net Metered Residential | Sunrun Installation Services, Inc. | None | AC Electric | Accepted | 2023-08-29 | 2023-09-15 | 2024-09-15 | Solar Panels | Trina Solar | TSM-395DE09C.07 |  | 0.395 | 10 | 254 | 15 |  | Fixed | Roof
NJADRE1554548684 | Administratively Determined Incentive Program | Paterson City | 7524 | 6 | 10.27 | Residential | Behind the Meter | No | Net Metered Residential | Bright Planet Solar | None | PSE&G | Accepted | 2023-08-29 | 2023-09-25 | 2024-09-25 | Inverters | Solar Edge | SE7600H-USRGM | 7600 |  | 1 |  |  | 0.98 |  | Outdoor | OUTSIDE
NJADRE1554548684 | Administratively Determined Incentive Program | Paterson City | 7524 | 6 | 10.27 | Residential | Behind the Meter | No | Net Metered Residential | Bright Planet Solar | None | PSE&G | Accepted | 2023-08-29 | 2023-09-25 | 2024-09-25 | Solar Panels | HANWHA Q-CELLS | Q.PEAK DUO BLK ML-G10.a+395 |  | 0.395 | 6 | 103 | 34 |  | Fixed | Roof
NJADRE1554548684 | Administratively Determined Incentive Program | Paterson City | 7524 | 6 | 10.27 | Residential | Behind the Meter | No | Net Metered Residential | Bright Planet Solar | None | PSE&G | Accepted | 2023-08-29 | 2023-09-25 | 2024-09-25 | Solar Panels | HANWHA Q-CELLS | Q.PEAK DUO BLK ML-G10.a+395 |  | 0.395 | 5 | 193 | 40 |  | Fixed | Roof
NJADRE1554548684 | Administratively Determined Incentive Program | Paterson City | 7524 | 6 | 10.27 | Residential | Behind the Meter | No | Net Metered Residential | Bright Planet Solar | None | PSE&G | Accepted | 2023-08-29 | 2023-09-25 | 2024-09-25 | Solar Panels | HANWHA Q-CELLS | Q.PEAK DUO BLK ML-G10.a+395 |  | 0.395 | 12 | 285 | 34 |  | Fixed | Roof
NJADRE1554548684 | Administratively Determined Incentive Program | Paterson City | 7524 | 6 | 10.27 | Residential | Behind the Meter | No | Net Metered Residential | Bright Planet Solar | None | PSE&G | Accepted | 2023-08-29 | 2023-09-25 | 2024-09-25 | Solar Panels | HANWHA Q-CELLS | Q.PEAK DUO BLK ML-G10.a+395 |  | 0.395 | 3 | 14 | 40 |  | Fixed | Roof
NJADRE1554549072 | Administratively Determined Incentive Program | West Caldwell, New Jersey | 7006 | 9 | 18 | Residential | Behind the Meter | Yes | Net Metered Residential | Suntuity Solar LLC | None | PSE&G | Accepted | 2023-08-29 | 2023-09-15 | 2024-09-15 | Inverters | (45) ENPHASE | IQ8PLUS-72-2-US | 290 |  | 45 |  |  | 0.97 |  | Outdoor | Behind the PV modules
NJADRE1554549072 | Administratively Determined Incentive Program | West Caldwell, New Jersey | 7006 | 9 | 18 | Residential | Behind the Meter | Yes | Net Metered Residential | Suntuity Solar LLC | None | PSE&G | Accepted | 2023-08-29 | 2023-09-15 | 2024-09-15 | Solar Panels | (45) SILFAB | PRIME SIL-400 HC+ |  | 0.4 | 20 | 42 | 24 |  | Fixed | Roof
NJADRE1554549072 | Administratively Determined Incentive Program | West Caldwell, New Jersey | 7006 | 9 | 18 | Residential | Behind the Meter | Yes | Net Metered Residential | Suntuity Solar LLC | None | PSE&G | Accepted | 2023-08-29 | 2023-09-15 | 2024-09-15 | Solar Panels | (45) SILFAB | PRIME SIL-400 HC+ |  | 0.4 | 14 | 222 | 24 |  | Fixed | Roof
NJADRE1554549072 | Administratively Determined Incentive Program | West Caldwell, New Jersey | 7006 | 9 | 18 | Residential | Behind the Meter | Yes | Net Metered Residential | Suntuity Solar LLC | None | PSE&G | Accepted | 2023-08-29 | 2023-09-15 | 2024-09-15 | Solar Panels | (45) SILFAB | PRIME SIL-400 HC+ |  | 0.4 | 6 | 42 | 24 |  | Fixed | Roof
NJADRE1554549072 | Administratively Determined Incentive Program | West Caldwell, New Jersey | 7006 | 9 | 18 | Residential | Behind the Meter | Yes | Net Metered Residential | Suntuity Solar LLC | None | PSE&G | Accepted | 2023-08-29 | 2023-09-15 | 2024-09-15 | Solar Panels | (45) SILFAB | PRIME SIL-400 HC+ |  | 0.4 | 5 | 222 | 24 |  | Fixed | Roof
NJADRE1554549124 | Administratively Determined Incentive Program | Pleasantville | 8232 | 19 | 3.38 | Residential | Behind the Meter | Yes | Net Metered Residential | Sunrun Installation Services, Inc. | None | AC Electric | Accepted | 2023-08-29 | 2023-10-09 | 2024-10-09 | Inverters | SolarEdge Technologies | SE3800H-USMN | 3800 |  | 1 |  |  | 0.96 |  | Outdoor | Next To Meter
NJADRE1554549124 | Administratively Determined Incentive Program | Pleasantville | 8232 | 19 | 3.38 | Residential | Behind the Meter | Yes | Net Metered Residential | Sunrun Installation Services, Inc. | None | AC Electric | Accepted | 2023-08-29 | 2023-10-09 | 2024-10-09 | Solar Panels | Vikram Solar | VSMDHT.60.375.05 |  | 0.375 | 2 | 300 | 28 |  | Fixed | Roof
NJADRE1554549124 | Administratively Determined Incentive Program | Pleasantville | 8232 | 19 | 3.38 | Residential | Behind the Meter | Yes | Net Metered Residential | Sunrun Installation Services, Inc. | None | AC Electric | Accepted | 2023-08-29 | 2023-10-09 | 2024-10-09 | Solar Panels | Vikram Solar | VSMDHT.60.375.05 |  | 0.375 | 2 | 120 | 30 |  | Fixed | Roof
NJADRE1554549124 | Administratively Determined Incentive Program | Pleasantville | 8232 | 19 | 3.38 | Residential | Behind the Meter | Yes | Net Metered Residential | Sunrun Installation Services, Inc. | None | AC Electric | Accepted | 2023-08-29 | 2023-10-09 | 2024-10-09 | Solar Panels | Vikram Solar | VSMDHT.60.375.05 |  | 0.375 | 5 | 30 | 28 |  | Fixed | Roof
NJADRE1554549137 | Administratively Determined Incentive Program | Marlboro | 7751 | 17 | 5.53 | Residential | Behind the Meter | No | Net Metered Residential | Sunrun Installation Services, Inc. | None | JCP&L | Accepted | 2023-08-29 | 2023-09-18 | 2024-09-18 | Inverters | SolarEdge Technologies | SE3800H-USMN | 3800 |  | 1 |  |  | 0.96 |  | Outdoor | Next To Meter
NJADRE1554549137 | Administratively Determined Incentive Program | Marlboro | 7751 | 17 | 5.53 | Residential | Behind the Meter | No | Net Metered Residential | Sunrun Installation Services, Inc. | None | JCP&L | Accepted | 2023-08-29 | 2023-09-18 | 2024-09-18 | Solar Panels | Trina Solar | TSM-395DE09C.07 |  | 0.395 | 14 | 195 | 37 |  | Fixed | Roof
NJADRE1554549224 | Administratively Determined Incentive Program | Elizabeth City | 7208 | 10 | 8.3 | Residential | Behind the Meter | No | Net Metered Residential | Bright Planet Solar | None | PSE&G | Accepted | 2023-08-29 | 2023-09-15 | 2024-09-15 | Inverters | Solar Edge | SE6000H-USRGM | 6000 |  | 1 |  |  | 0.98 |  | Outdoor | OUTSIDE
NJADRE1554549224 | Administratively Determined Incentive Program | Elizabeth City | 7208 | 10 | 8.3 | Residential | Behind the Meter | No | Net Metered Residential | Bright Planet Solar | None | PSE&G | Accepted | 2023-08-29 | 2023-09-15 | 2024-09-15 | Solar Panels | HANWHA Q-CELLS | Q.PEAK DUO BLK ML-G10.a+395 |  | 0.395 | 11 | 117 | 34 |  | Fixed | Roof
NJADRE1554549224 | Administratively Determined Incentive Program | Elizabeth City | 7208 | 10 | 8.3 | Residential | Behind the Meter | No | Net Metered Residential | Bright Planet Solar | None | PSE&G | Accepted | 2023-08-29 | 2023-09-15 | 2024-09-15 | Solar Panels | HANWHA Q-CELLS | Q.PEAK DUO BLK ML-G10.a+395 |  | 0.395 | 10 | 295 | 34 |  | Fixed | Roof
NJADRE1554549278 | Administratively Determined Incentive Program | Ringoes | 8551 | 4 | 6.48 | Residential | Behind the Meter | Yes | Net Metered Residential | Trinity Solar | None | JCP&L | Accepted | 2023-08-29 | 2023-09-18 | 2024-09-18 | Inverters | Solar Edge | SE5000H-US | 5000 |  | 1 |  |  | 0.97 |  | Outdoor
NJADRE1554549278 | Administratively Determined Incentive Program | Ringoes | 8551 | 4 | 6.48 | Residential | Behind the Meter | Yes | Net Metered Residential | Trinity Solar | None | JCP&L | Accepted | 2023-08-29 | 2023-09-18 | 2024-09-18 | Solar Panels | HANWHA 405 (Q.PEAK DUO BLK ML-G10+ 405) | HANWHA 405 (Q.PEAK DUO BLK ML-G10+ 405) |  | 0.405 | 12 | 263 | 37 |  | Fixed | Roof
NJADRE1554549278 | Administratively Determined Incentive Program | Ringoes | 8551 | 4 | 6.48 | Residential | Behind the Meter | Yes | Net Metered Residential | Trinity Solar | None | JCP&L | Accepted | 2023-08-29 | 2023-09-18 | 2024-09-18 | Solar Panels | HANWHA 405 (Q.PEAK DUO BLK ML-G10+ 405) | HANWHA 405 (Q.PEAK DUO BLK ML-G10+ 405) |  | 0.405 | 2 | 83 | 37 |  | Fixed | Roof
NJADRE1554549278 | Administratively Determined Incentive Program | Ringoes | 8551 | 4 | 6.48 | Residential | Behind the Meter | Yes | Net Metered Residential | Trinity Solar | None | JCP&L | Accepted | 2023-08-29 | 2023-09-18 | 2024-09-18 | Solar Panels | HANWHA 405 (Q.PEAK DUO BLK ML-G10+ 405) | HANWHA 405 (Q.PEAK DUO BLK ML-G10+ 405) |  | 0.405 | 2 | 173 | 34 |  | Fixed | Roof
NJADRE1554549297 | Administratively Determined Incentive Program | Layfayette | 7848 | 1 | 22.55 | Residential | Behind the Meter | No | Net Metered Residential | Freedom Forever New Jersey LLC | None | Sussex Rural | Accepted | 2023-08-29 | 2023-09-18 | 2024-09-18 | Inverters | Solar Edge | SE7600H-USRGM | 7600 |  | 2 |  |  | 0.99 |  | Outdoor
NJADRE1554549297 | Administratively Determined Incentive Program | Layfayette | 7848 | 1 | 22.55 | Residential | Behind the Meter | No | Net Metered Residential | Freedom Forever New Jersey LLC | None | Sussex Rural | Accepted | 2023-08-29 | 2023-09-18 | 2024-09-18 | Solar Panels | Rec Solar | REC410AA PURE-R |  | 0.41 | 11 | 39 | 37 |  | Fixed | Roof
NJADRE1554549297 | Administratively Determined Incentive Program | Layfayette | 7848 | 1 | 22.55 | Residential | Behind the Meter | No | Net Metered Residential | Freedom Forever New Jersey LLC | None | Sussex Rural | Accepted | 2023-08-29 | 2023-09-18 | 2024-09-18 | Solar Panels | REC Solar | REC410AA PURE-R |  | 0.41 | 44 | 219 | 37 |  | Fixed | Roof
NJADRE1554549298 | Administratively Determined Incentive Program | Clayton | 8312 | 15 | 6.48 | Residential | Behind the Meter | Yes | Net Metered Residential | Skyline Solar LLC | None | AC Electric | Accepted | 2023-08-29 | 2023-09-18 | 2024-09-18 | Solar Panels | Q CELLS | Q.PEAK DUO ML-G10.A+ |  | 0.405 | 14 | 167 | 23 |  | Fixed | Roof
NJADRE1554549298 | Administratively Determined Incentive Program | Clayton | 8312 | 15 | 6.48 | Residential | Behind the Meter | Yes | Net Metered Residential | Skyline Solar LLC | None | AC Electric | Accepted | 2023-08-29 | 2023-09-18 | 2024-09-18 | Solar Panels | Q CELLS | Q.PEAK DUO ML-G10.A+ |  | 0.405 | 2 | 167 | 24 |  | Fixed | Roof
NJADRE1554549298 | Administratively Determined Incentive Program | Clayton | 8312 | 15 | 6.48 | Residential | Behind the Meter | Yes | Net Metered Residential | Skyline Solar LLC | None | AC Electric | Accepted | 2023-08-29 | 2023-09-18 | 2024-09-18 | Inverters | ENPHASE | IQ8PLUS -72-2-US | 290 |  | 16 |  |  | 0.976 |  | Outdoor
NJADRE1554549314 | Administratively Determined Incentive Program | Avalon | 8202 | 21 | 8.36 | Residential | Behind the Meter | No | Net Metered Residential | Seabright Solar | None | AC Electric | Accepted | 2023-08-29 | 2023-09-18 | 2024-09-18 | Solar Panels | Sunpower | SPR-M-440 |  | 0.44 | 19 | 123 | 26 |  | Fixed | Roof
NJADRE1554549314 | Administratively Determined Incentive Program | Avalon | 8202 | 21 | 8.36 | Residential | Behind the Meter | No | Net Metered Residential | Seabright Solar | None | AC Electric | Accepted | 2023-08-29 | 2023-09-18 | 2024-09-18 | Inverters | Enphase | IQ 7HS | 384 |  | 19 |  |  | 0.99 |  | Outside | Roof
NJADRE1554549325 | Administratively Determined Incentive Program | Kendall Park | 8824 | 11 | 9.12 | Residential | Behind the Meter | No | Net Metered Residential | Freedom Forever New Jersey LLC | None | PSE&G | Accepted | 2023-08-29 | 2023-09-18 | 2024-09-18 | Inverters | Solar Edge | SE6000H-USRGM | 6000 |  | 1 |  |  | 0.99 |  | Outdoor
NJADRE1554549325 | Administratively Determined Incentive Program | Kendall Park | 8824 | 11 | 9.12 | Residential | Behind the Meter | No | Net Metered Residential | Freedom Forever New Jersey LLC | None | PSE&G | Accepted | 2023-08-29 | 2023-09-18 | 2024-09-18 | Solar Panels | Jinko Solar | JKM380M-6RL3-B |  | 0.38 | 17 | 237 | 18 |  | Fixed | Roof
NJADRE1554549325 | Administratively Determined Incentive Program | Kendall Park | 8824 | 11 | 9.12 | Residential | Behind the Meter | No | Net Metered Residential | Freedom Forever New Jersey LLC | None | PSE&G | Accepted | 2023-08-29 | 2023-09-18 | 2024-09-18 | Solar Panels | Jinko Solar | JKM380M-6RL3-B |  | 0.38 | 7 | 146 | 18 |  | Fixed | Roof
NJADRE1554549350 | Administratively Determined Incentive Program | Roselle Boro | 7203 | 10 | 7.11 | Residential | Behind the Meter | Yes | Net Metered Residential | Sunrun Installation Services, Inc. | None | PSE&G | Accepted | 2023-08-29 | 2023-09-18 | 2024-09-18 | Inverters | Delta Electronics | E6-TL-US | 6000 |  | 1 |  |  | 0.975 |  | Outdoor | next to meter
NJADRE1554549350 | Administratively Determined Incentive Program | Roselle Boro | 7203 | 10 | 7.11 | Residential | Behind the Meter | Yes | Net Metered Residential | Sunrun Installation Services, Inc. | None | PSE&G | Accepted | 2023-08-29 | 2023-09-18 | 2024-09-18 | Solar Panels | TRINA SOLAR | TSM-395DE09C.07 |  | 0.395 | 18 | 45 | 40 |  | Fixed | Roof
NJADRE1554549374 | Administratively Determined Incentive Program | Phillipsburg | 8865 | 2 | 5.92 | Residential | Behind the Meter | Yes | Net Metered Residential | Vision Solar LLC | None | JCP&L | Accepted | 2023-08-29 | 2023-09-18 | 2024-09-18 | Solar Panels | ZNSHINE | ZXM6-NH120-370/M |  | 0.37 | 8 | 323 | 35 |  | Fixed | Roof
NJADRE1554549374 | Administratively Determined Incentive Program | Phillipsburg | 8865 | 2 | 5.92 | Residential | Behind the Meter | Yes | Net Metered Residential | Vision Solar LLC | None | JCP&L | Accepted | 2023-08-29 | 2023-09-18 | 2024-09-18 | Solar Panels | ZNSHINE | ZXM6-NH120-370/M |  | 0.37 | 8 | 143 | 35 |  | Fixed | Roof
NJADRE1554549374 | Administratively Determined Incentive Program | Phillipsburg | 8865 | 2 | 5.92 | Residential | Behind the Meter | Yes | Net Metered Residential | Vision Solar LLC | None | JCP&L | Accepted | 2023-08-29 | 2023-09-18 | 2024-09-18 | Inverters | Solaredge | SE6000H-USRGM | 6 |  | 1 |  |  | 0.97 |  | Outdoor | side of house
NJADRE1554549376 | Administratively Determined Incentive Program | South River | 8882 | 11 | 5.14 | Residential | Behind the Meter | No | Net Metered Residential | Bright Planet Solar | None | South River | Accepted | 2023-08-29 | 2023-09-18 | 2024-09-18 | Inverters | Solar Edge | SE3800H-USRGM | 3800 |  | 1 |  |  | 0.98 |  | Outdoor | OUTSIDE
NJADRE1554549376 | Administratively Determined Incentive Program | South River | 8882 | 11 | 5.14 | Residential | Behind the Meter | No | Net Metered Residential | Bright Planet Solar | None | South River | Accepted | 2023-08-29 | 2023-09-18 | 2024-09-18 | Solar Panels | HANWHA Q-CELLS | Q.PEAK DUO BLK ML-G10.a+395 |  | 0.395 | 7 | 264 | 37 |  | Fixed | Roof
NJADRE1554549376 | Administratively Determined Incentive Program | South River | 8882 | 11 | 5.14 | Residential | Behind the Meter | No | Net Metered Residential | Bright Planet Solar | None | South River | Accepted | 2023-08-29 | 2023-09-18 | 2024-09-18 | Solar Panels | HANWHA Q-CELLS | Q.PEAK DUO BLK ML-G10.a+395 |  | 0.395 | 6 | 83 | 37 |  | Fixed | Roof
NJADRE1554549390 | Administratively Determined Incentive Program | Willingboro | 8046 | 13 | 8.8 | Residential | Behind the Meter | Yes | Net Metered Residential | Power Energy Solutions | None | PSE&G | Accepted | 2023-08-30 | 2023-09-18 | 2024-09-18 | Inverters | SOLAREDGE | SE6000H-US | 6000 |  | 1 |  |  | 0.99 |  | Outside | ROOFTOP
NJADRE1554549390 | Administratively Determined Incentive Program | Willingboro | 8046 | 13 | 8.8 | Residential | Behind the Meter | Yes | Net Metered Residential | Power Energy Solutions | None | PSE&G | Accepted | 2023-08-30 | 2023-09-18 | 2024-09-18 | Solar Panels | SILFAB SOLAR | SSIL-400 HC+ |  | 0.4 | 9 | 237 | 27 |  | Fixed | Roof | ROOFTOP
NJADRE1554549390 | Administratively Determined Incentive Program | Willingboro | 8046 | 13 | 8.8 | Residential | Behind the Meter | Yes | Net Metered Residential | Power Energy Solutions | None | PSE&G | Accepted | 2023-08-30 | 2023-09-18 | 2024-09-18 | Solar Panels | SILFAB SOLAR | SIL-400 HC+ |  | 0.4 | 10 | 147 | 27 |  | Fixed | Roof | ROOFTOP
NJADRE1554549390 | Administratively Determined Incentive Program | Willingboro | 8046 | 13 | 8.8 | Residential | Behind the Meter | Yes | Net Metered Residential | Power Energy Solutions | None | PSE&G | Accepted | 2023-08-30 | 2023-09-18 | 2024-09-18 | Solar Panels | SILFAB SOLAR | SIL-400 HC+ |  | 0.4 | 3 | 327 | 27 |  | Fixed | Roof | ROOFTOP
NJADRE1554549412 | Administratively Determined Incentive Program | Newark City | 7112 | 9 | 3.16 | Residential | Behind the Meter | No | Net Metered Residential | Bright Planet Solar | None | PSE&G | Accepted | 2023-08-29 | 2023-09-18 | 2024-09-18 | Inverters | Solar Edge | SE3000H-USRGM | 3000 |  | 1 |  |  | 0.98 |  | Outdoor | OUTSIDE
NJADRE1554549412 | Administratively Determined Incentive Program | Newark City | 7112 | 9 | 3.16 | Residential | Behind the Meter | No | Net Metered Residential | Bright Planet Solar | None | PSE&G | Accepted | 2023-08-29 | 2023-09-18 | 2024-09-18 | Solar Panels | HANWHA Q-CELLS | Q.PEAK DUO BLK ML-G10.a+395 |  | 0.395 | 8 | 126 | 34 |  | Fixed | Roof
NJADRE1554549781 | Administratively Determined Incentive Program | Penns Grove | 8069 | 16 | 7.11 | Residential | Behind the Meter | Yes | Net Metered Residential | Sunrun Installation Services, Inc. | None | AC Electric | Accepted | 2023-08-29 | 2023-09-18 | 2024-09-18 | Inverters | SolarEdge Technologies | SE3800H-USMN | 3800 |  | 2 |  |  | 0.96 |  | Outdoor | Next To Meter
NJADRE1554549781 | Administratively Determined Incentive Program | Penns Grove | 8069 | 16 | 7.11 | Residential | Behind the Meter | Yes | Net Metered Residential | Sunrun Installation Services, Inc. | None | AC Electric | Accepted | 2023-08-29 | 2023-09-18 | 2024-09-18 | Solar Panels | Trina Solar | TSM-395DE09C.07 |  | 0.395 | 6 | 300 | 14 |  | Fixed | Roof
NJADRE1554549781 | Administratively Determined Incentive Program | Penns Grove | 8069 | 16 | 7.11 | Residential | Behind the Meter | Yes | Net Metered Residential | Sunrun Installation Services, Inc. | None | AC Electric | Accepted | 2023-08-29 | 2023-09-18 | 2024-09-18 | Solar Panels | Trina Solar | TSM-395DE09C.07 |  | 0.395 | 2 | 121 | 12 |  | Fixed | Roof
NJADRE1554549781 | Administratively Determined Incentive Program | Penns Grove | 8069 | 16 | 7.11 | Residential | Behind the Meter | Yes | Net Metered Residential | Sunrun Installation Services, Inc. | None | AC Electric | Accepted | 2023-08-29 | 2023-09-18 | 2024-09-18 | Solar Panels | Trina Solar | TSM-395DE09C.07 |  | 0.395 | 10 | 121 | 12 |  | Fixed | Roof
NJADRE1554549784 | Administratively Determined Incentive Program | South River | 8882 | 11 | 8.8 | Residential | Behind the Meter | No | Net Metered Residential | Ad Energy | None | South River | Accepted | 2023-08-29 | 2023-09-18 | 2024-09-18 | Inverters | Sunpower | IQ7HS | 384 |  | 22 |  |  | 0.975 |  | Outdoor | At each panel
NJADRE1554549784 | Administratively Determined Incentive Program | South River | 8882 | 11 | 8.8 | Residential | Behind the Meter | No | Net Metered Residential | Ad Energy | None | South River | Accepted | 2023-08-29 | 2023-09-18 | 2024-09-18 | Solar Panels | SunPower | SPR-U-400-BLK-W-DC |  | 0.4 | 8 | 310 | 45 |  | Fixed | Roof
NJADRE1554549784 | Administratively Determined Incentive Program | South River | 8882 | 11 | 8.8 | Residential | Behind the Meter | No | Net Metered Residential | Ad Energy | None | South River | Accepted | 2023-08-29 | 2023-09-18 | 2024-09-18 | Solar Panels | SunPower | SPR-U-400-BLK-W-DC |  | 0.4 | 8 | 130 | 45 |  | Fixed | Roof
NJADRE1554549784 | Administratively Determined Incentive Program | South River | 8882 | 11 | 8.8 | Residential | Behind the Meter | No | Net Metered Residential | Ad Energy | None | South River | Accepted | 2023-08-29 | 2023-09-18 | 2024-09-18 | Solar Panels | SunPower | #NAME? |  | 0.4 | 2 | 40 | 45 |  | Fixed | Roof
NJADRE1554549784 | Administratively Determined Incentive Program | South River | 8882 | 11 | 8.8 | Residential | Behind the Meter | No | Net Metered Residential | Ad Energy | None | South River | Accepted | 2023-08-29 | 2023-09-18 | 2024-09-18 | Solar Panels | SunPower | #NAME? |  | 0.4 | 2 | 130 | 45 |  | Fixed | Roof
NJADRE1554549784 | Administratively Determined Incentive Program | South River | 8882 | 11 | 8.8 | Residential | Behind the Meter | No | Net Metered Residential | Ad Energy | None | South River | Accepted | 2023-08-29 | 2023-09-18 | 2024-09-18 | Solar Panels | SunPower | #NAME? |  | 0.4 | 2 | 220 | 41 |  | Fixed | Roof
NJADRE1554549791 | Administratively Determined Incentive Program | Elizabeth | 7206 | 10 | 3.16 | Residential | Behind the Meter | Yes | Net Metered Residential | Sunrun Installation Services, Inc. | None | PSE&G | Accepted | 2023-08-29 | 2023-09-18 | 2024-09-18 | Inverters | SolarEdge Technologies | SE3800H-USSN | 3800 |  | 1 |  |  | 0.96 |  | Outdoor | Next To Meter
NJADRE1554549791 | Administratively Determined Incentive Program | Elizabeth | 7206 | 10 | 3.16 | Residential | Behind the Meter | Yes | Net Metered Residential | Sunrun Installation Services, Inc. | None | PSE&G | Accepted | 2023-08-29 | 2023-09-18 | 2024-09-18 | Solar Panels | Trina Solar | TSM-395DE09C.07 |  | 0.395 | 4 | 325 | 41 |  | Fixed | Roof
NJADRE1554549791 | Administratively Determined Incentive Program | Elizabeth | 7206 | 10 | 3.16 | Residential | Behind the Meter | Yes | Net Metered Residential | Sunrun Installation Services, Inc. | None | PSE&G | Accepted | 2023-08-29 | 2023-09-18 | 2024-09-18 | Solar Panels | Trina Solar | TSM-395DE09C.07 |  | 0.395 | 4 | 145 | 41 |  | Fixed | Roof
NJADRE1554550227 | Administratively Determined Incentive Program | Nutley | 7001 | 11 | 5.6 | Residential | Behind the Meter | Yes | Net Metered Residential | Ad Energy | None | PSE&G | Accepted | 2023-08-30 | 2023-09-19 | 2024-09-19 | Inverters | SunPower | IQ7HS | 384 |  | 14 |  |  | 0.97 |  | Outdoor | At each panel
NJADRE1554550227 | Administratively Determined Incentive Program | Nutley | 7001 | 11 | 5.6 | Residential | Behind the Meter | Yes | Net Metered Residential | Ad Energy | None | PSE&G | Accepted | 2023-08-30 | 2023-09-19 | 2024-09-19 | Solar Panels | SunPower | SPR-U-400-BLK-W-DC |  | 0.4 | 8 | 106 | 23 |  | Fixed | Roof
NJADRE1554550227 | Administratively Determined Incentive Program | Nutley | 7001 | 11 | 5.6 | Residential | Behind the Meter | Yes | Net Metered Residential | Ad Energy | None | PSE&G | Accepted | 2023-08-30 | 2023-09-19 | 2024-09-19 | Solar Panels | SunPower | SPR-U-400-BLK-W-DC |  | 0.4 | 6 | 196 | 24 |  | Fixed | Roof
NJADRE1554558424 | Administratively Determined Incentive Program | Millville, New Jersey | 8332 | 20 | 7.6 | Residential | Behind the Meter | Yes | Net Metered Residential | Suntuity Solar LLC | None | Vineland Muni Electric | Accepted | 2023-08-30 | 2023-09-18 | 2024-09-18 | Inverters | (19) ENPHASE | IQ8PLUS-72-2-US | 290 |  | 19 |  |  | 0.97 |  | Outdoor | Behind the PV modules
NJADRE1554558424 | Administratively Determined Incentive Program | Millville, New Jersey | 8332 | 20 | 7.6 | Residential | Behind the Meter | Yes | Net Metered Residential | Suntuity Solar LLC | None | Vineland Muni Electric | Accepted | 2023-08-30 | 2023-09-18 | 2024-09-18 | Solar Panels | (19) CANADIANSOLAR | CS6R-400MS-HL |  | 0.4 | 3 | 93 | 21 |  | Fixed | Roof
NJADRE1554558424 | Administratively Determined Incentive Program | Millville, New Jersey | 8332 | 20 | 7.6 | Residential | Behind the Meter | Yes | Net Metered Residential | Suntuity Solar LLC | None | Vineland Muni Electric | Accepted | 2023-08-30 | 2023-09-18 | 2024-09-18 | Solar Panels | (19) CANADIANSOLAR | CS6R-400MS-HL |  | 0.4 | 12 | 273 | 21 |  | Fixed | Roof
NJADRE1554558424 | Administratively Determined Incentive Program | Millville, New Jersey | 8332 | 20 | 7.6 | Residential | Behind the Meter | Yes | Net Metered Residential | Suntuity Solar LLC | None | Vineland Muni Electric | Accepted | 2023-08-30 | 2023-09-18 | 2024-09-18 | Solar Panels | (19) CANADIANSOLAR | CS6R-400MS-HL |  | 0.4 | 4 | 93 | 21 |  | Fixed | Roof
NJADRE1554558427 | Administratively Determined Incentive Program | Newark City, | 7102 | 9 | 4 | Residential | Behind the Meter | Yes | Net Metered Residential | Suntuity Solar LLC | None | PSE&G | Accepted | 2023-08-30 | 2023-09-18 | 2024-09-18 | Inverters | ENPHASE | IQ8PLUS-72-2-US | 290 |  | 10 |  |  | 0.97 |  | Outdoor | Behind the PV modules
NJADRE1554558427 | Administratively Determined Incentive Program | Newark City, | 7102 | 9 | 4 | Residential | Behind the Meter | Yes | Net Metered Residential | Suntuity Solar LLC | None | PSE&G | Accepted | 2023-08-30 | 2023-09-18 | 2024-09-18 | Solar Panels | SILFAB PRIME | SIL-400 HC+ |  | 0.4 | 10 | 105 | 24 |  | Fixed | Roof
NJADRE1554558452 | Administratively Determined Incentive Program | Springfield, New Jersey | 7081 | 10 | 9.2 | Residential | Behind the Meter | Yes | Net Metered Residential | Suntuity Solar LLC | None | JCP&L | Accepted | 2023-08-30 | 2023-09-18 | 2024-09-18 | Inverters | (23) ENPHASE | IQ8PLUS-72-2-US | 290 |  | 23 |  |  | 0.97 |  | Outdoor | Behind the PV modules
NJADRE1554558452 | Administratively Determined Incentive Program | Springfield, New Jersey | 7081 | 10 | 9.2 | Residential | Behind the Meter | Yes | Net Metered Residential | Suntuity Solar LLC | None | JCP&L | Accepted | 2023-08-30 | 2023-09-18 | 2024-09-18 | Solar Panels | (23) SILFAB | PRIME SIL-400 HC+ |  | 0.4 | 8 | 308 | 26 |  | Fixed | Roof
NJADRE1554558452 | Administratively Determined Incentive Program | Springfield, New Jersey | 7081 | 10 | 9.2 | Residential | Behind the Meter | Yes | Net Metered Residential | Suntuity Solar LLC | None | JCP&L | Accepted | 2023-08-30 | 2023-09-18 | 2024-09-18 | Solar Panels | (23) SILFAB | PRIME SIL-400 HC+ |  | 0.4 | 15 | 128 | 26 |  | Fixed | Roof
NJADRE1554558476 | Administratively Determined Incentive Program | Camden | 8105 | 14 | 8.58 | Residential | Behind the Meter | Yes | Net Metered Residential | Sunrun Installation Services, Inc. | None | PSE&G | Accepted | 2023-08-30 | 2023-09-18 | 2024-09-18 | Solar Panels | TRINA SOLAR | TSM-390DE09C.07 |  | 0.39 | 12 | 263 | 13 |  | Fixed | Roof
NJADRE1554558476 | Administratively Determined Incentive Program | Camden | 8105 | 14 | 8.58 | Residential | Behind the Meter | Yes | Net Metered Residential | Sunrun Installation Services, Inc. | None | PSE&G | Accepted | 2023-08-30 | 2023-09-18 | 2024-09-18 | Solar Panels | TRINA SOLAR | TSM-390DE09C.07 |  | 0.39 | 4 | 263 | 19 |  | Fixed | Roof
NJADRE1554558476 | Administratively Determined Incentive Program | Camden | 8105 | 14 | 8.58 | Residential | Behind the Meter | Yes | Net Metered Residential | Sunrun Installation Services, Inc. | None | PSE&G | Accepted | 2023-08-30 | 2023-09-18 | 2024-09-18 | Solar Panels | TRINA SOLAR | TSM-390DE09C.07 |  | 0.39 | 6 | 83 | 19 |  | Fixed | Roof
NJADRE1554558476 | Administratively Determined Incentive Program | Camden | 8105 | 14 | 8.58 | Residential | Behind the Meter | Yes | Net Metered Residential | Sunrun Installation Services, Inc. | None | PSE&G | Accepted | 2023-08-30 | 2023-09-18 | 2024-09-18 | Inverters | SolarEdge Technologies | SE3800H-USMN | 3800 |  | 2 |  |  | 0.96 |  | Outdoor
NJADRE1554558482 | Administratively Determined Incentive Program | South Plainfield | 7080 | 11 | 5.84 | Residential | Behind the Meter | No | Net Metered Residential | Power Home Remodeling | None | PSE&G | Accepted | 2023-08-30 | 2023-09-18 | 2024-09-18 | Inverters | SolarEdge | SE3800H-US | 3800 |  | 1 |  |  | 0.99 |  | Outdoor
NJADRE1554558482 | Administratively Determined Incentive Program | South Plainfield | 7080 | 11 | 5.84 | Residential | Behind the Meter | No | Net Metered Residential | Power Home Remodeling | None | PSE&G | Accepted | 2023-08-30 | 2023-09-18 | 2024-09-18 | Meters | SolarEdge | Revenue Grade Data Ansi C12.20 |  |  | 1 |  |  |  | Yes | Outdoor
NJADRE1554558482 | Administratively Determined Incentive Program | South Plainfield | 7080 | 11 | 5.84 | Residential | Behind the Meter | No | Net Metered Residential | Power Home Remodeling | None | PSE&G | Accepted | 2023-08-30 | 2023-09-18 | 2024-09-18 | Solar Panels | Hyundai | HiS-S365XG(BK) |  | 0.365 | 9 | 91 | 22 |  | Fixed | Roof
NJADRE1554558482 | Administratively Determined Incentive Program | South Plainfield | 7080 | 11 | 5.84 | Residential | Behind the Meter | No | Net Metered Residential | Power Home Remodeling | None | PSE&G | Accepted | 2023-08-30 | 2023-09-18 | 2024-09-18 | Solar Panels | Hyundai | HiS-S365XG(BK) |  | 0.365 | 4 | 91 | 16 |  | Fixed | Roof
NJADRE1554558482 | Administratively Determined Incentive Program | South Plainfield | 7080 | 11 | 5.84 | Residential | Behind the Meter | No | Net Metered Residential | Power Home Remodeling | None | PSE&G | Accepted | 2023-08-30 | 2023-09-18 | 2024-09-18 | Solar Panels | Hyundai | HiS-S365XG(BK) |  | 0.365 | 3 | 91 | 40 |  | Fixed | Roof
NJADRE1554558492 | Administratively Determined Incentive Program | Wall | 7719 | 17 | 6 | Residential | Behind the Meter | Yes | Net Metered Residential | SunnyMac LLC | None | JCP&L | Accepted | 2023-08-30 | 2023-09-18 | 2024-09-18 | Solar Panels | HANWHA | Q.PEAK DUO BLK ML-G10+400 |  | 0.4 | 12 | 99 | 23 |  | Fixed | Roof
NJADRE1554558492 | Administratively Determined Incentive Program | Wall | 7719 | 17 | 6 | Residential | Behind the Meter | Yes | Net Metered Residential | SunnyMac LLC | None | JCP&L | Accepted | 2023-08-30 | 2023-09-18 | 2024-09-18 | Inverters | Solaredge | SE5000H-US | 5000 |  | 1 |  |  | 0.99 |  | Outdoor | NEXT TOMETER
NJADRE1554558492 | Administratively Determined Incentive Program | Wall | 7719 | 17 | 6 | Residential | Behind the Meter | Yes | Net Metered Residential | SunnyMac LLC | None | JCP&L | Accepted | 2023-08-30 | 2023-09-18 | 2024-09-18 | Solar Panels | HANWHA | Q.PEAK DUO BLK ML-G10+400 |  | 0.4 | 3 | 279 | 23 |  | Fixed | Roof
NJADRE1554558512 | Administratively Determined Incentive Program | Lyndhurst, | 7071 | 7 | 12 | Residential | Behind the Meter | No | Net Metered Residential | Suntuity Solar LLC | None | PSE&G | Accepted | 2023-08-30 | 2023-09-18 | 2024-09-18 | Inverters | ENPHASE | IQ8PLUS-72-2-US | 290 |  | 30 |  |  | 0.97 |  | Outdoor | Behind the PV modules
NJADRE1554558512 | Administratively Determined Incentive Program | Lyndhurst, | 7071 | 7 | 12 | Residential | Behind the Meter | No | Net Metered Residential | Suntuity Solar LLC | None | PSE&G | Accepted | 2023-08-30 | 2023-09-18 | 2024-09-18 | Solar Panels | HYPERION | HY-DH108P8 400B |  | 0.4 | 6 | 217 | 30 |  | Fixed | Roof
NJADRE1554558512 | Administratively Determined Incentive Program | Lyndhurst, | 7071 | 7 | 12 | Residential | Behind the Meter | No | Net Metered Residential | Suntuity Solar LLC | None | PSE&G | Accepted | 2023-08-30 | 2023-09-18 | 2024-09-18 | Solar Panels | HYPERION | HY-DH108P8 400B |  | 0.4 | 4 | 37 | 30 |  | Fixed | Roof
NJADRE1554558512 | Administratively Determined Incentive Program | Lyndhurst, | 7071 | 7 | 12 | Residential | Behind the Meter | No | Net Metered Residential | Suntuity Solar LLC | None | PSE&G | Accepted | 2023-08-30 | 2023-09-18 | 2024-09-18 | Solar Panels | HYPERION | HY-DH108P8 400B |  | 0.4 | 3 | 217 | 44 |  | Fixed | Roof
NJADRE1554558512 | Administratively Determined Incentive Program | Lyndhurst, | 7071 | 7 | 12 | Residential | Behind the Meter | No | Net Metered Residential | Suntuity Solar LLC | None | PSE&G | Accepted | 2023-08-30 | 2023-09-18 | 2024-09-18 | Solar Panels | HYPERION | HY-DH108P8 400B |  | 0.4 | 2 | 37 | 44 |  | Fixed | Roof
NJADRE1554558512 | Administratively Determined Incentive Program | Lyndhurst, | 7071 | 7 | 12 | Residential | Behind the Meter | No | Net Metered Residential | Suntuity Solar LLC | None | PSE&G | Accepted | 2023-08-30 | 2023-09-18 | 2024-09-18 | Solar Panels | HYPERION | HY-DH108P8 400B |  | 0.4 | 5 | 215 | 29 |  | Fixed | Roof
NJADRE1554558512 | Administratively Determined Incentive Program | Lyndhurst, | 7071 | 7 | 12 | Residential | Behind the Meter | No | Net Metered Residential | Suntuity Solar LLC | None | PSE&G | Accepted | 2023-08-30 | 2023-09-18 | 2024-09-18 | Solar Panels | HYPERION | HY-DH108P8 400B |  | 0.4 | 5 | 35 | 29 |  | Fixed | Roof
NJADRE1554558512 | Administratively Determined Incentive Program | Lyndhurst, | 7071 | 7 | 12 | Residential | Behind the Meter | No | Net Metered Residential | Suntuity Solar LLC | None | PSE&G | Accepted | 2023-08-30 | 2023-09-18 | 2024-09-18 | Solar Panels | HYPERION | HY-DH108P8 400B |  | 0.4 | 2 | 307 | 20 |  | Fixed | Roof
NJADRE1554558512 | Administratively Determined Incentive Program | Lyndhurst, | 7071 | 7 | 12 | Residential | Behind the Meter | No | Net Metered Residential | Suntuity Solar LLC | None | PSE&G | Accepted | 2023-08-30 | 2023-09-18 | 2024-09-18 | Solar Panels | HYPERION | HY-DH108P8 400B |  | 0.4 | 3 | 127 | 18 |  | Fixed | Roof
NJADRE1554558523 | Administratively Determined Incentive Program | Prospect Park | 7508 | 6 | 8.14 | Residential | Behind the Meter | Yes | Net Metered Residential | Vision Solar LLC | None | PSE&G | Accepted | 2023-08-30 | 2023-09-18 | 2024-09-18 | Inverters | Solaredge | SE6000H-USRGM | 6 |  | 1 |  |  | 0.97 |  | Outdoor | side of house
NJADRE1554558523 | Administratively Determined Incentive Program | Prospect Park | 7508 | 6 | 8.14 | Residential | Behind the Meter | Yes | Net Metered Residential | Vision Solar LLC | None | PSE&G | Accepted | 2023-08-30 | 2023-09-18 | 2024-09-18 | Solar Panels | ZNSHINE | ZXM6-NH120-370/M |  | 0.37 | 12 | 324 | 30 |  | Fixed | Roof
NJADRE1554558523 | Administratively Determined Incentive Program | Prospect Park | 7508 | 6 | 8.14 | Residential | Behind the Meter | Yes | Net Metered Residential | Vision Solar LLC | None | PSE&G | Accepted | 2023-08-30 | 2023-09-18 | 2024-09-18 | Solar Panels | ZNSHINE | ZXM6-NH120-370/M |  | 0.37 | 10 | 144 | 30 |  | Fixed | Roof
NJADRE1554558531 | Administratively Determined Incentive Program | Woodbridge Twp | 8863 | 11 | 4.51 | Residential | Behind the Meter | No | Net Metered Residential | EMT Renewables | None | PSE&G | Accepted | 2023-08-30 | 2023-09-18 | 2024-09-18 | Inverters | ENPHASE | IQ8+ | 290 |  | 11 |  |  | 0.98 |  | Other | UNDER EACH PANEL
NJADRE1554558531 | Administratively Determined Incentive Program | Woodbridge Twp | 8863 | 11 | 4.51 | Residential | Behind the Meter | No | Net Metered Residential | EMT Renewables | None | PSE&G | Accepted | 2023-08-30 | 2023-09-18 | 2024-09-18 | Solar Panels | SEG SOLAR | SIV 410 |  | 0.41 | 11 | 252 | 50 |  | Fixed | Roof
NJADRE1554558554 | Administratively Determined Incentive Program | Hillside | 7205 | 10 | 6.08 | Residential | Behind the Meter | Yes | Net Metered Residential | Pro Custom Solar dba Momentum Solar | None | PSE&G | Accepted | 2023-08-30 | 2023-09-18 | 2024-09-18 | Solar Panels | hanwha | Â Q. PEAK DUO BLK-G10+405 |  | 0.405 | 3 | 231 | 33 |  | Fixed | Roof
NJADRE1554558554 | Administratively Determined Incentive Program | Hillside | 7205 | 10 | 6.08 | Residential | Behind the Meter | Yes | Net Metered Residential | Pro Custom Solar dba Momentum Solar | None | PSE&G | Accepted | 2023-08-30 | 2023-09-18 | 2024-09-18 | Solar Panels | hanwha | Â Q. PEAK DUO BLK-G10+405 |  | 0.405 | 5 | 141 | 34 |  | Fixed | Roof
NJADRE1554558554 | Administratively Determined Incentive Program | Hillside | 7205 | 10 | 6.08 | Residential | Behind the Meter | Yes | Net Metered Residential | Pro Custom Solar dba Momentum Solar | None | PSE&G | Accepted | 2023-08-30 | 2023-09-18 | 2024-09-18 | Solar Panels | hawnha | Â Q. PEAK DUO BLK-G10+405 |  | 0.405 | 7 | 321 | 33 |  | Fixed | Roof
NJADRE1554558554 | Administratively Determined Incentive Program | Hillside | 7205 | 10 | 6.08 | Residential | Behind the Meter | Yes | Net Metered Residential | Pro Custom Solar dba Momentum Solar | None | PSE&G | Accepted | 2023-08-30 | 2023-09-18 | 2024-09-18 | Inverters | enphase | IQ8PLUS-72-2-US | 290 |  | 15 |  |  | 0.97 |  | Outdoor
NJADRE1554558559 | Administratively Determined Incentive Program | Middlesex | 8846 | 11 | 5.2 | Residential | Behind the Meter | Yes | Net Metered Residential | Pro Custom Solar dba Momentum Solar | None | PSE&G | Accepted | 2023-08-30 | 2023-09-18 | 2024-09-18 | Inverters | Enphase | IQ8PLUS-72-2-US | 290 |  | 13 |  |  | 0.97 |  | Outdoor
NJADRE1554558559 | Administratively Determined Incentive Program | Middlesex | 8846 | 11 | 5.2 | Residential | Behind the Meter | Yes | Net Metered Residential | Pro Custom Solar dba Momentum Solar | None | PSE&G | Accepted | 2023-08-30 | 2023-09-18 | 2024-09-18 | Solar Panels | Hanwha | q.peak duo blk ML-g10+400 |  | 0.4 | 5 | 85 | 22 |  | Fixed | Roof
NJADRE1554558559 | Administratively Determined Incentive Program | Middlesex | 8846 | 11 | 5.2 | Residential | Behind the Meter | Yes | Net Metered Residential | Pro Custom Solar dba Momentum Solar | None | PSE&G | Accepted | 2023-08-30 | 2023-09-18 | 2024-09-18 | Solar Panels | Hanwha | q.peak duo blk ML-g10+400 |  | 0.4 | 8 | 265 | 41 |  | Fixed | Roof
NJADRE1554558613 | Administratively Determined Incentive Program | Woodbridge Township | 7067 | 10 | 10.13 | Residential | Behind the Meter | Yes | Net Metered Residential | Pro Custom Solar dba Momentum Solar | None | PSE&G | Accepted | 2023-08-30 | 2023-09-18 | 2024-09-18 | Inverters | Enphase | IQ8PLUS-72-2-US | 290 |  | 25 |  |  | 0.97 |  | Outdoor
NJADRE1554558613 | Administratively Determined Incentive Program | Woodbridge Township | 7067 | 10 | 10.13 | Residential | Behind the Meter | Yes | Net Metered Residential | Pro Custom Solar dba Momentum Solar | None | PSE&G | Accepted | 2023-08-30 | 2023-09-18 | 2024-09-18 | Solar Panels | Hanwha | q.peak duo blk ML-g10+405 |  | 0.405 | 8 | 94 | 22 |  | Fixed | Roof
NJADRE1554558613 | Administratively Determined Incentive Program | Woodbridge Township | 7067 | 10 | 10.13 | Residential | Behind the Meter | Yes | Net Metered Residential | Pro Custom Solar dba Momentum Solar | None | PSE&G | Accepted | 2023-08-30 | 2023-09-18 | 2024-09-18 | Solar Panels | Hanwha | q.peak duo blk ML-g10+405 |  | 0.405 | 6 | 274 | 24 |  | Fixed | Roof
NJADRE1554558613 | Administratively Determined Incentive Program | Woodbridge Township | 7067 | 10 | 10.13 | Residential | Behind the Meter | Yes | Net Metered Residential | Pro Custom Solar dba Momentum Solar | None | PSE&G | Accepted | 2023-08-30 | 2023-09-18 | 2024-09-18 | Solar Panels | Hanwha | q.peak duo blk ML-g10+405 |  | 0.405 | 5 | 274 | 24 |  | Fixed | Roof
NJADRE1554558613 | Administratively Determined Incentive Program | Woodbridge Township | 7067 | 10 | 10.13 | Residential | Behind the Meter | Yes | Net Metered Residential | Pro Custom Solar dba Momentum Solar | None | PSE&G | Accepted | 2023-08-30 | 2023-09-18 | 2024-09-18 | Solar Panels | Hanwha | q.peak duo blk ML-g10+405 |  | 0.405 | 6 | 94 | 19 |  | Fixed | Roof
NJADRE1554558620 | Administratively Determined Incentive Program | Fanwood Boro | 7023 | 10 | 3.95 | Residential | Behind the Meter | Yes | Net Metered Residential | Sunrun Installation Services, Inc. | None | PSE&G | Accepted | 2023-08-30 | 2023-09-18 | 2024-09-18 | Inverters | SOLAREDGE TECHNOLOGIES | SE3800H-USMN | 3800 |  | 1 |  |  | 0.992 |  | Outdoor | next to meter
NJADRE1554558620 | Administratively Determined Incentive Program | Fanwood Boro | 7023 | 10 | 3.95 | Residential | Behind the Meter | Yes | Net Metered Residential | Sunrun Installation Services, Inc. | None | PSE&G | Accepted | 2023-08-30 | 2023-09-18 | 2024-09-18 | Solar Panels | TRINA SOLAR | TSM-395DE09C.07 |  | 0.395 | 3 | 38 | 32 |  | Fixed | Roof
NJADRE1554558620 | Administratively Determined Incentive Program | Fanwood Boro | 7023 | 10 | 3.95 | Residential | Behind the Meter | Yes | Net Metered Residential | Sunrun Installation Services, Inc. | None | PSE&G | Accepted | 2023-08-30 | 2023-09-18 | 2024-09-18 | Solar Panels | TRINA SOLAR | TSM-395DE09C.07 |  | 0.395 | 2 | 218 | 32 |  | Fixed | Roof
NJADRE1554558620 | Administratively Determined Incentive Program | Fanwood Boro | 7023 | 10 | 3.95 | Residential | Behind the Meter | Yes | Net Metered Residential | Sunrun Installation Services, Inc. | None | PSE&G | Accepted | 2023-08-30 | 2023-09-18 | 2024-09-18 | Solar Panels | TRINA SOLAR | TSM-395DE09C.07 |  | 0.395 | 5 | 306 | 37 |  | Fixed | Roof
NJADRE1554558622 | Administratively Determined Incentive Program | Bayonne | 7002 | 8 | 12.21 | Residential | Behind the Meter | No | Net Metered Residential | Vision Solar LLC | None | PSE&G | Accepted | 2023-08-30 | 2023-09-18 | 2024-09-18 | Inverters | SolarEdge | SE11400H-USRGM | 11 |  | 1 |  |  | 0.97 |  | Outdoor | under the panel
NJADRE1554558622 | Administratively Determined Incentive Program | Bayonne | 7002 | 8 | 12.21 | Residential | Behind the Meter | No | Net Metered Residential | Vision Solar LLC | None | PSE&G | Accepted | 2023-08-30 | 2023-09-18 | 2024-09-18 | Solar Panels | ZNShine | ZXM6-NH120-370/M |  | 0.37 | 18 | 123 | 28 |  | Fixed | Roof
NJADRE1554558622 | Administratively Determined Incentive Program | Bayonne | 7002 | 8 | 12.21 | Residential | Behind the Meter | No | Net Metered Residential | Vision Solar LLC | None | PSE&G | Accepted | 2023-08-30 | 2023-09-18 | 2024-09-18 | Solar Panels | ZNShinr | ZXM6-NH120-370/M |  | 0.37 | 15 | 303 | 28 |  | Fixed | Roof
NJADRE1554558639 | Administratively Determined Incentive Program | Jersey City | 7305 | 8 | 4.4 | Residential | Behind the Meter | Yes | Net Metered Residential | SunnyMac LLC | None | PSE&G | Accepted | 2023-08-30 | 2023-09-19 | 2024-09-19 | Solar Panels | HANWHA | Q.PEAK DUO BLK ML-G10+400 |  | 0.4 | 11 | 130 | 9 |  | Fixed | Roof
NJADRE1554558639 | Administratively Determined Incentive Program | Jersey City | 7305 | 8 | 4.4 | Residential | Behind the Meter | Yes | Net Metered Residential | SunnyMac LLC | None | PSE&G | Accepted | 2023-08-30 | 2023-09-19 | 2024-09-19 | Inverters | Solaredge | SE 3800H-US | 3800 |  | 1 |  |  | 0.99 |  | Outdoor | next to meter
NJADRE1554558677 | Administratively Determined Incentive Program | Clifton City | 7011 | 6 | 4.35 | Residential | Behind the Meter | Yes | Net Metered Residential | Sunrun Installation Services, Inc. | None | PSE&G | Accepted | 2023-08-30 | 2023-09-18 | 2024-09-18 | Inverters | SOLAREDGE TECHNOLOGIES | SE3800H-USMN | 3800 |  | 1 |  |  | 0.992 |  | Outdoor | next to meter
NJADRE1554558677 | Administratively Determined Incentive Program | Clifton City | 7011 | 6 | 4.35 | Residential | Behind the Meter | Yes | Net Metered Residential | Sunrun Installation Services, Inc. | None | PSE&G | Accepted | 2023-08-30 | 2023-09-18 | 2024-09-18 | Solar Panels | TRINA SOLAR | TSM-395DE09C.07 |  | 0.395 | 3 | 75 | 30 |  | Fixed | Roof
NJADRE1554558677 | Administratively Determined Incentive Program | Clifton City | 7011 | 6 | 4.35 | Residential | Behind the Meter | Yes | Net Metered Residential | Sunrun Installation Services, Inc. | None | PSE&G | Accepted | 2023-08-30 | 2023-09-18 | 2024-09-18 | Solar Panels | TRINA SOLAR | TSM-395DE09C.07 |  | 0.395 | 8 | 255 | 30 |  | Fixed | Roof
NJADRE1554558684 | Administratively Determined Incentive Program | Westfield Town | 7090 | 10 | 7.14 | Residential | Behind the Meter | No | Net Metered Residential | EMT Renewables | None | PSE&G | Accepted | 2023-08-30 | 2023-09-18 | 2024-09-18 | Inverters | ENPHASE | IQ7x | 315 |  | 17 |  |  | 0.98 |  | Other | UNDER EACH PANEL
NJADRE1554558684 | Administratively Determined Incentive Program | Westfield Town | 7090 | 10 | 7.14 | Residential | Behind the Meter | No | Net Metered Residential | EMT Renewables | None | PSE&G | Accepted | 2023-08-30 | 2023-09-18 | 2024-09-18 | Solar Panels | REC ALPHA | REC 420 |  | 0.42 | 12 | 218 | 14 |  | Fixed | Roof
NJADRE1554558684 | Administratively Determined Incentive Program | Westfield Town | 7090 | 10 | 7.14 | Residential | Behind the Meter | No | Net Metered Residential | EMT Renewables | None | PSE&G | Accepted | 2023-08-30 | 2023-09-18 | 2024-09-18 | Solar Panels | REC ALPHA | REC 420 |  | 0.42 | 5 | 218 | 8 |  | Fixed | Roof
NJADRE1554558696 | Administratively Determined Incentive Program | Paterson | 7513 | 6 | 9.2 | Residential | Behind the Meter | Yes | Net Metered Residential | Big Wave Roofing and Solar LLC | None | PSE&G | Accepted | 2023-08-30 | 2023-09-18 | 2024-09-18 | Inverters | Enphase Energy Inc | IQ7PLUS-72-2-US | 290 |  | 23 |  |  | 0.98 |  | Outside
NJADRE1554558696 | Administratively Determined Incentive Program | Paterson | 7513 | 6 | 9.2 | Residential | Behind the Meter | Yes | Net Metered Residential | Big Wave Roofing and Solar LLC | None | PSE&G | Accepted | 2023-08-30 | 2023-09-18 | 2024-09-18 | Solar Panels | Hanwha Q Cells | Q.PEAK DUO BLK ML-G10+ 400 |  | 0.4 | 15 | 279 | 38 |  | Fixed | Roof
NJADRE1554558696 | Administratively Determined Incentive Program | Paterson | 7513 | 6 | 9.2 | Residential | Behind the Meter | Yes | Net Metered Residential | Big Wave Roofing and Solar LLC | None | PSE&G | Accepted | 2023-08-30 | 2023-09-18 | 2024-09-18 | Solar Panels | Hanwha Q Cells | Q.PEAK DUO BLK ML-G10+ 400 |  | 0.4 | 8 | 189 | 38 |  | Fixed | Roof
NJADRE1554558723 | Administratively Determined Incentive Program | NEWARK | 7105 | 9 | 9.6 | Residential | Behind the Meter | Yes | Net Metered Residential | Big Wave Roofing and Solar LLC | None | PSE&G | Accepted | 2023-08-30 | 2023-09-19 | 2024-09-19 | Inverters | Enphase Energy Inc | IQ7PLUS-72-2-US | 290 |  | 24 |  |  | 0.98 |  | Outside
NJADRE1554558723 | Administratively Determined Incentive Program | NEWARK | 7105 | 9 | 9.6 | Residential | Behind the Meter | Yes | Net Metered Residential | Big Wave Roofing and Solar LLC | None | PSE&G | Accepted | 2023-08-30 | 2023-09-19 | 2024-09-19 | Solar Panels | Hanwha Q Cells | Q.PEAK DUO BLK ML-G10+ 400 |  | 0.4 | 21 | 234 | 27 |  | Fixed | Roof
NJADRE1554558723 | Administratively Determined Incentive Program | NEWARK | 7105 | 9 | 9.6 | Residential | Behind the Meter | Yes | Net Metered Residential | Big Wave Roofing and Solar LLC | None | PSE&G | Accepted | 2023-08-30 | 2023-09-19 | 2024-09-19 | Solar Panels | Hanwha Q Cells | Q.PEAK DUO BLK ML-G10+ 400 |  | 0.4 | 3 | 144 | 27 |  | Fixed | Roof
NJADRE1554558730 | Administratively Determined Incentive Program | Stanhope | 7874 | 1 | 6.48 | Residential | Behind the Meter | Yes | Net Metered Residential | Trinity Solar Inc. | None | JCP&L | Accepted | 2023-08-30 | 2023-09-18 | 2024-09-18 | Inverters | Solar Edge | SE5000H-US | 5000 |  | 1 |  |  | 0.97 |  | Outside
NJADRE1554558730 | Administratively Determined Incentive Program | Stanhope | 7874 | 1 | 6.48 | Residential | Behind the Meter | Yes | Net Metered Residential | Trinity Solar Inc. | None | JCP&L | Accepted | 2023-08-30 | 2023-09-18 | 2024-09-18 | Solar Panels | HANWHA 405 (Q.PEAK DUO BLK ML-G10+ 405) | HANWHA 405 (Q.PEAK DUO BLK ML-G10+ 405) |  | 0.405 | 4 | 259 | 37 |  | Fixed | Roof
NJADRE1554558730 | Administratively Determined Incentive Program | Stanhope | 7874 | 1 | 6.48 | Residential | Behind the Meter | Yes | Net Metered Residential | Trinity Solar Inc. | None | JCP&L | Accepted | 2023-08-30 | 2023-09-18 | 2024-09-18 | Solar Panels | HANWHA 405 (Q.PEAK DUO BLK ML-G10+ 405) | HANWHA 405 (Q.PEAK DUO BLK ML-G10+ 405) |  | 0.405 | 5 | 79 | 10 |  | Fixed | Roof
NJADRE1554558730 | Administratively Determined Incentive Program | Stanhope | 7874 | 1 | 6.48 | Residential | Behind the Meter | Yes | Net Metered Residential | Trinity Solar Inc. | None | JCP&L | Accepted | 2023-08-30 | 2023-09-18 | 2024-09-18 | Solar Panels | HANWHA 405 (Q.PEAK DUO BLK ML-G10+ 405) | HANWHA 405 (Q.PEAK DUO BLK ML-G10+ 405) |  | 0.405 | 3 | 79 | 14 |  | Fixed | Roof
NJADRE1554558730 | Administratively Determined Incentive Program | Stanhope | 7874 | 1 | 6.48 | Residential | Behind the Meter | Yes | Net Metered Residential | Trinity Solar Inc. | None | JCP&L | Accepted | 2023-08-30 | 2023-09-18 | 2024-09-18 | Solar Panels | HANWHA 405 (Q.PEAK DUO BLK ML-G10+ 405) | HANWHA 405 (Q.PEAK DUO BLK ML-G10+ 405) |  | 0.405 | 4 | 172 | 23 |  | Fixed | Roof
NJADRE1554558742 | Administratively Determined Incentive Program | Hillsborough Twp | 8844 | 5 | 16.81 | Residential | Behind the Meter | No | Net Metered Residential | EMT Renewables | None | PSE&G | Accepted | 2023-08-30 | 2023-09-19 | 2024-09-19 | Inverters | ENPHASE | IQ8+ | 290 |  | 41 |  |  | 0.98 |  | Other | UNDER EACH PANEL
NJADRE1554558742 | Administratively Determined Incentive Program | Hillsborough Twp | 8844 | 5 | 16.81 | Residential | Behind the Meter | No | Net Metered Residential | EMT Renewables | None | PSE&G | Accepted | 2023-08-30 | 2023-09-19 | 2024-09-19 | Solar Panels | SEG SOLAR | SIV 410 |  | 0.41 | 10 | 192 | 34 |  | Fixed | Roof
NJADRE1554558742 | Administratively Determined Incentive Program | Hillsborough Twp | 8844 | 5 | 16.81 | Residential | Behind the Meter | No | Net Metered Residential | EMT Renewables | None | PSE&G | Accepted | 2023-08-30 | 2023-09-19 | 2024-09-19 | Solar Panels | SEG SOLAR | SIV 410 |  | 0.41 | 5 | 102 | 44 |  | Fixed | Roof
NJADRE1554558742 | Administratively Determined Incentive Program | Hillsborough Twp | 8844 | 5 | 16.81 | Residential | Behind the Meter | No | Net Metered Residential | EMT Renewables | None | PSE&G | Accepted | 2023-08-30 | 2023-09-19 | 2024-09-19 | Solar Panels | SEG SOLAR | SIV 410 |  | 0.41 | 18 | 282 | 46 |  | Fixed | Roof
NJADRE1554558742 | Administratively Determined Incentive Program | Hillsborough Twp | 8844 | 5 | 16.81 | Residential | Behind the Meter | No | Net Metered Residential | EMT Renewables | None | PSE&G | Accepted | 2023-08-30 | 2023-09-19 | 2024-09-19 | Solar Panels | SEG SOLAR | SIV 410 |  | 0.41 | 2 | 102 | 46 |  | Fixed | Roof
NJADRE1554558742 | Administratively Determined Incentive Program | Hillsborough Twp | 8844 | 5 | 16.81 | Residential | Behind the Meter | No | Net Metered Residential | EMT Renewables | None | PSE&G | Accepted | 2023-08-30 | 2023-09-19 | 2024-09-19 | Solar Panels | SEG SOLAR | SIV 410 |  | 0.41 | 6 | 12 | 34 |  | Fixed | Roof
NJADRE1554558765 | Administratively Determined Incentive Program | Flemington | 8822 | 4 | 28.8 | Residential | Behind the Meter | Yes | Net Metered Residential | SunnyMac LLC | None | JCP&L | Accepted | 2023-08-30 | 2023-09-19 | 2024-09-19 | Solar Panels | HANWHA | Q.PEAK DUO BLK ML-G10+400 |  | 0.4 | 72 | 180 | 26 |  | Fixed | Roof
NJADRE1554558765 | Administratively Determined Incentive Program | Flemington | 8822 | 4 | 28.8 | Residential | Behind the Meter | Yes | Net Metered Residential | SunnyMac LLC | None | JCP&L | Accepted | 2023-08-30 | 2023-09-19 | 2024-09-19 | Inverters | Solaredge | SE 10000H-US | 10000 |  | 1 |  |  | 0.99 |  | Outdoor | NEXT TO METER
NJADRE1554558767 | Administratively Determined Incentive Program | South Bound Brook Boro | 8880 | 5 | 3.95 | Residential | Behind the Meter | Yes | Net Metered Residential | Sunrun Installation Services, Inc. | None | PSE&G | Accepted | 2023-08-30 | 2023-09-18 | 2024-09-18 | Inverters | SolarEdge Technologies | SE3800H-USMN | 3800 |  | 1 |  |  | 0.99 |  | Outdoor | Next to the meter
NJADRE1554558767 | Administratively Determined Incentive Program | South Bound Brook Boro | 8880 | 5 | 3.95 | Residential | Behind the Meter | Yes | Net Metered Residential | Sunrun Installation Services, Inc. | None | PSE&G | Accepted | 2023-08-30 | 2023-09-18 | 2024-09-18 | Solar Panels | Trina Solar | TSM-395DE09C.07 |  | 0.395 | 10 | 153 | 29 |  | Fixed | Roof
NJADRE1554558781 | Administratively Determined Incentive Program | WILLINGBORO | 8046 | 13 | 7.29 | Residential | Behind the Meter | Yes | Net Metered Residential | Pro Custom Solar dba Momentum Solar | None | PSE&G | Accepted | 2023-08-30 | 2023-09-19 | 2024-09-19 | Solar Panels | HANWHA | Â Q. PEAK DUO BLK-G10+405 |  | 0.405 | 11 | 140 | 37 |  | Fixed | Roof
NJADRE1554558781 | Administratively Determined Incentive Program | WILLINGBORO | 8046 | 13 | 7.29 | Residential | Behind the Meter | Yes | Net Metered Residential | Pro Custom Solar dba Momentum Solar | None | PSE&G | Accepted | 2023-08-30 | 2023-09-19 | 2024-09-19 | Solar Panels | HANWHA | Â Q. PEAK DUO BLK-G10+405 |  | 0.405 | 7 | 140 | 3 |  | Fixed | Roof
NJADRE1554558781 | Administratively Determined Incentive Program | WILLINGBORO | 8046 | 13 | 7.29 | Residential | Behind the Meter | Yes | Net Metered Residential | Pro Custom Solar dba Momentum Solar | None | PSE&G | Accepted | 2023-08-30 | 2023-09-19 | 2024-09-19 | Inverters | ENPHASE | IQ8PLUS-72-2-US | 290 |  | 18 |  |  | 0.97 |  | Outdoor
NJADRE1554558788 | Administratively Determined Incentive Program | SEWELL | 8080 | 15 | 7.29 | Residential | Behind the Meter | No | Net Metered Residential | Big Wave Roofing and Solar LLC | None | AC Electric | Accepted | 2023-09-11 | 2023-10-02 | 2024-10-02 | Inverters | Enphase Energy Inc | IQ7PLUS-72-2-US | 290 |  | 18 |  |  | 0.98 |  | Outside
NJADRE1554558788 | Administratively Determined Incentive Program | SEWELL | 8080 | 15 | 7.29 | Residential | Behind the Meter | No | Net Metered Residential | Big Wave Roofing and Solar LLC | None | AC Electric | Accepted | 2023-09-11 | 2023-10-02 | 2024-10-02 | Solar Panels | Qcells | Q.PEAK DUO BLK ML-G10+ 405 |  | 0.405 | 13 | 171 | 21 |  | Fixed | Roof
NJADRE1554558788 | Administratively Determined Incentive Program | SEWELL | 8080 | 15 | 7.29 | Residential | Behind the Meter | No | Net Metered Residential | Big Wave Roofing and Solar LLC | None | AC Electric | Accepted | 2023-09-11 | 2023-10-02 | 2024-10-02 | Solar Panels | Qcells | Q.PEAK DUO BLK ML-G10+ 405 |  | 0.405 | 5 | 351 | 21 |  | Fixed | Roof
NJADRE1554559200 | Administratively Determined Incentive Program | Elizabeth | 7206 | 10 | 12.32 | Residential | Behind the Meter | Yes | Net Metered Residential | Freedom Forever New Jersey LLC | None | PSE&G | Accepted | 2023-08-30 | 2023-09-19 | 2024-09-19 | Inverters | Solar Edge | SE10000H-USRGM | 10000 |  | 1 |  |  | 0.99 |  | Outdoor
NJADRE1554559200 | Administratively Determined Incentive Program | Elizabeth | 7206 | 10 | 12.32 | Residential | Behind the Meter | Yes | Net Metered Residential | Freedom Forever New Jersey LLC | None | PSE&G | Accepted | 2023-08-30 | 2023-09-19 | 2024-09-19 | Solar Panels | Jinko Solar | JKM385M-72HBL |  | 0.385 | 16 | 144 | 45 |  | Fixed | Roof
NJADRE1554559200 | Administratively Determined Incentive Program | Elizabeth | 7206 | 10 | 12.32 | Residential | Behind the Meter | Yes | Net Metered Residential | Freedom Forever New Jersey LLC | None | PSE&G | Accepted | 2023-08-30 | 2023-09-19 | 2024-09-19 | Solar Panels | JInko Solar | JKM385M-72HBL |  | 0.385 | 16 | 324 | 45 |  | Fixed | Roof
NJADRE1554559215 | Administratively Determined Incentive Program | Hackettstown | 7840 | 2 | 20.25 | Residential | Behind the Meter | Yes | Net Metered Residential | Skyline Solar LLC | None | JCP&L | Accepted | 2023-08-30 | 2023-09-19 | 2024-09-19 | Solar Panels | Q CELLS | Q.PEAK DUO ML-G10.A+ |  | 0.405 | 18 | 147 | 45 |  | Fixed | Roof
NJADRE1554559215 | Administratively Determined Incentive Program | Hackettstown | 7840 | 2 | 20.25 | Residential | Behind the Meter | Yes | Net Metered Residential | Skyline Solar LLC | None | JCP&L | Accepted | 2023-08-30 | 2023-09-19 | 2024-09-19 | Solar Panels | Q CELLS | Q.PEAK DUO ML-G10.A+ |  | 0.405 | 12 | 237 | 46 |  | Fixed | Roof
NJADRE1554559215 | Administratively Determined Incentive Program | Hackettstown | 7840 | 2 | 20.25 | Residential | Behind the Meter | Yes | Net Metered Residential | Skyline Solar LLC | None | JCP&L | Accepted | 2023-08-30 | 2023-09-19 | 2024-09-19 | Solar Panels | Q CELLS | Q.PEAK DUO ML-G10.A+ |  | 0.405 | 6 | 327 | 45 |  | Fixed | Roof
NJADRE1554559215 | Administratively Determined Incentive Program | Hackettstown | 7840 | 2 | 20.25 | Residential | Behind the Meter | Yes | Net Metered Residential | Skyline Solar LLC | None | JCP&L | Accepted | 2023-08-30 | 2023-09-19 | 2024-09-19 | Solar Panels | Q CELLS | Q.PEAK DUO ML-G10.A+ |  | 0.405 | 5 | 56 | 43 |  | Fixed | Roof
NJADRE1554559215 | Administratively Determined Incentive Program | Hackettstown | 7840 | 2 | 20.25 | Residential | Behind the Meter | Yes | Net Metered Residential | Skyline Solar LLC | None | JCP&L | Accepted | 2023-08-30 | 2023-09-19 | 2024-09-19 | Solar Panels | Q CELLS | Q.PEAK DUO ML-G10.A+ |  | 0.405 | 7 | 57 | 44 |  | Fixed | Roof
NJADRE1554559215 | Administratively Determined Incentive Program | Hackettstown | 7840 | 2 | 20.25 | Residential | Behind the Meter | Yes | Net Metered Residential | Skyline Solar LLC | None | JCP&L | Accepted | 2023-08-30 | 2023-09-19 | 2024-09-19 | Solar Panels | Q CELLS | Q.PEAK DUO ML-G10.A+ |  | 0.405 | 2 | 237 | 46 |  | Fixed | Roof
NJADRE1554559215 | Administratively Determined Incentive Program | Hackettstown | 7840 | 2 | 20.25 | Residential | Behind the Meter | Yes | Net Metered Residential | Skyline Solar LLC | None | JCP&L | Accepted | 2023-08-30 | 2023-09-19 | 2024-09-19 | Inverters | SOLAREDGE | SE11400H-US | 11400 |  | 1 |  |  | 0.992 |  | Outdoor
NJADRE1554559215 | Administratively Determined Incentive Program | Hackettstown | 7840 | 2 | 20.25 | Residential | Behind the Meter | Yes | Net Metered Residential | Skyline Solar LLC | None | JCP&L | Accepted | 2023-08-30 | 2023-09-19 | 2024-09-19 | Inverters | SOLAREDGE | SE3800H-US | 3800 |  | 1 |  |  | 0.992 |  | Outdoor
NJADRE1554559342 | Administratively Determined Incentive Program | Jersey City | 7305 | 8 | 2.8 | Residential | Behind the Meter | Yes | Net Metered Residential | Pro Custom Solar dba Momentum Solar | None | PSE&G | Accepted | 2023-08-30 | 2023-09-19 | 2024-09-19 | Solar Panels | hanwha | Â Q. PEAK DUO BLK-G10+400 |  | 0.4 | 7 | 308 | 4 |  | Fixed | Roof
NJADRE1554559342 | Administratively Determined Incentive Program | Jersey City | 7305 | 8 | 2.8 | Residential | Behind the Meter | Yes | Net Metered Residential | Pro Custom Solar dba Momentum Solar | None | PSE&G | Accepted | 2023-08-30 | 2023-09-19 | 2024-09-19 | Inverters | enphase | IQ8PLUS-72-2-US | 290 |  | 7 |  |  | 0.97 |  | Outdoor
NJADRE1554559559 | Administratively Determined Incentive Program | West Orange Twp | 7052 | 9 | 6.3 | Residential | Behind the Meter | No | Net Metered Residential | EMT Renewables | None | PSE&G | Accepted | 2023-08-30 | 2023-09-19 | 2024-09-19 | Inverters | ENPHASE | IQ7x | 315 |  | 15 |  |  | 0.98 |  | Other | UNDER EACH PANEL
NJADRE1554559559 | Administratively Determined Incentive Program | West Orange Twp | 7052 | 9 | 6.3 | Residential | Behind the Meter | No | Net Metered Residential | EMT Renewables | None | PSE&G | Accepted | 2023-08-30 | 2023-09-19 | 2024-09-19 | Solar Panels | REC ALPHA | REC 420 |  | 0.42 | 10 | 121 | 21 |  | Fixed | Roof
NJADRE1554559559 | Administratively Determined Incentive Program | West Orange Twp | 7052 | 9 | 6.3 | Residential | Behind the Meter | No | Net Metered Residential | EMT Renewables | None | PSE&G | Accepted | 2023-08-30 | 2023-09-19 | 2024-09-19 | Solar Panels | REC ALPHA | REC 420 |  | 0.42 | 5 | 211 | 21 |  | Fixed | Roof
NJADRE1554559560 | Administratively Determined Incentive Program | Bogota Boro | 7603 | 7 | 7.2 | Residential | Behind the Meter | Yes | Net Metered Residential | Sunny Mac LLC | None | PSE&G | Accepted | 2023-08-30 | 2023-09-22 | 2024-09-22 | Solar Panels | HANWHA | Q.PEAK DUO BLK ML-G10+400 |  | 0.4 | 10 | 21 | 35 |  | Fixed | Roof
NJADRE1554559560 | Administratively Determined Incentive Program | Bogota Boro | 7603 | 7 | 7.2 | Residential | Behind the Meter | Yes | Net Metered Residential | Sunny Mac LLC | None | PSE&G | Accepted | 2023-08-30 | 2023-09-22 | 2024-09-22 | Solar Panels | HANWHA | Q.PEAK DUO BLK ML-G10+400 |  | 0.4 | 8 | 201 | 25 |  | Fixed | Roof
NJADRE1554559560 | Administratively Determined Incentive Program | Bogota Boro | 7603 | 7 | 7.2 | Residential | Behind the Meter | Yes | Net Metered Residential | Sunny Mac LLC | None | PSE&G | Accepted | 2023-08-30 | 2023-09-22 | 2024-09-22 | Inverters | Solaredge | SE5000H-US | 5000 |  | 1 |  |  | 0.99 |  | Outdoor | NEXT TO METER
NJADRE1554559560 | Administratively Determined Incentive Program | Bogota Boro | 7603 | 7 | 7.2 | Residential | Behind the Meter | Yes | Net Metered Residential | Sunny Mac LLC | None | PSE&G | Accepted | 2023-08-30 | 2023-09-22 | 2024-09-22 | Meters | SE-RGMTR-1D-240C-B | Solaredge |  |  | 1 |  |  |  | Yes | Outdoor
NJADRE1554559593 | Administratively Determined Incentive Program | Jersey City | 7305 | 8 | 3.6 | Residential | Behind the Meter | Yes | Net Metered Residential | Pro Custom Solar dba Momentum Solar | None | PSE&G | Accepted | 2023-08-30 | 2023-09-19 | 2024-09-19 | Solar Panels | hanwha | Â Q. PEAK DUO BLK-G10+400 |  | 0.4 | 9 | 308 | 4 |  | Fixed | Roof
NJADRE1554559593 | Administratively Determined Incentive Program | Jersey City | 7305 | 8 | 3.6 | Residential | Behind the Meter | Yes | Net Metered Residential | Pro Custom Solar dba Momentum Solar | None | PSE&G | Accepted | 2023-08-30 | 2023-09-19 | 2024-09-19 | Inverters | enphase | IQ8PLUS-72-2-US | 290 |  | 9 |  |  | 0.97 |  | Outdoor
NJADRE1554559602 | Administratively Determined Incentive Program | Penns Grove | 8069 | 16 | 7.9 | Residential | Behind the Meter | Yes | Net Metered Residential | Sunrun Installation Services, Inc. | None | AC Electric | Accepted | 2023-08-30 | 2023-09-19 | 2024-09-19 | Inverters | Delta Electronics | E6-TL-US | 5760 |  | 1 |  |  | 0.96 |  | Outdoor | Next To Meter
NJADRE1554559602 | Administratively Determined Incentive Program | Penns Grove | 8069 | 16 | 7.9 | Residential | Behind the Meter | Yes | Net Metered Residential | Sunrun Installation Services, Inc. | None | AC Electric | Accepted | 2023-08-30 | 2023-09-19 | 2024-09-19 | Solar Panels | Trina Solar | TSM-395DE09C.07 |  | 0.395 | 15 | 231 | 34 |  | Fixed | Roof
NJADRE1554559602 | Administratively Determined Incentive Program | Penns Grove | 8069 | 16 | 7.9 | Residential | Behind the Meter | Yes | Net Metered Residential | Sunrun Installation Services, Inc. | None | AC Electric | Accepted | 2023-08-30 | 2023-09-19 | 2024-09-19 | Solar Panels | Trina Solar | TSM-395DE09C.07 |  | 0.395 | 5 | 51 | 34 |  | Fixed | Roof
NJADRE1554559602 | Administratively Determined Incentive Program | Penns Grove | 8069 | 16 | 7.9 | Residential | Behind the Meter | Yes | Net Metered Residential | Sunrun Installation Services, Inc. | None | AC Electric | Accepted | 2023-08-30 | 2023-09-19 | 2024-09-19 | Electric Storage Battery | Tesla | Powerwall 2 AC |  |  | 1 |  |  |  | Lithium Ion |  | inside
NJADRE1554559637 | Administratively Determined Incentive Program | Franklin Twp Som | 8873 | 5 | 15.54 | Residential | Behind the Meter | No | Net Metered Residential | EMT Renewables | None | PSE&G | Accepted | 2023-08-30 | 2023-09-19 | 2024-09-19 | Inverters | ENPHASE | IQ7x | 315 |  | 37 |  |  | 0.98 |  | Other | UNDER EACH PANEL
NJADRE1554559637 | Administratively Determined Incentive Program | Franklin Twp Som | 8873 | 5 | 15.54 | Residential | Behind the Meter | No | Net Metered Residential | EMT Renewables | None | PSE&G | Accepted | 2023-08-30 | 2023-09-19 | 2024-09-19 | Solar Panels | REC ALPHA | REC 420 |  | 0.42 | 11 | 132 | 34 |  | Fixed | Roof
NJADRE1554559637 | Administratively Determined Incentive Program | Franklin Twp Som | 8873 | 5 | 15.54 | Residential | Behind the Meter | No | Net Metered Residential | EMT Renewables | None | PSE&G | Accepted | 2023-08-30 | 2023-09-19 | 2024-09-19 | Solar Panels | REC ALPHA | REC 420 |  | 0.42 | 13 | 312 | 34 |  | Fixed | Roof
NJADRE1554559637 | Administratively Determined Incentive Program | Franklin Twp Som | 8873 | 5 | 15.54 | Residential | Behind the Meter | No | Net Metered Residential | EMT Renewables | None | PSE&G | Accepted | 2023-08-30 | 2023-09-19 | 2024-09-19 | Solar Panels | REC ALPHA | REC 420 |  | 0.42 | 5 | 313 | 35 |  | Fixed | Roof
NJADRE1554559637 | Administratively Determined Incentive Program | Franklin Twp Som | 8873 | 5 | 15.54 | Residential | Behind the Meter | No | Net Metered Residential | EMT Renewables | None | PSE&G | Accepted | 2023-08-30 | 2023-09-19 | 2024-09-19 | Solar Panels | REC ALPHA | REC 420 |  | 0.42 | 6 | 313 | 35 |  | Fixed | Roof
NJADRE1554559637 | Administratively Determined Incentive Program | Franklin Twp Som | 8873 | 5 | 15.54 | Residential | Behind the Meter | No | Net Metered Residential | EMT Renewables | None | PSE&G | Accepted | 2023-08-30 | 2023-09-19 | 2024-09-19 | Solar Panels | REC ALPHA | REC 420 |  | 0.42 | 2 | 312 | 27 |  | Fixed | Roof
NJADRE1554560105 | Administratively Determined Incentive Program | Hamilton Twp Mer | 8629 | 12 | 6.56 | Residential | Behind the Meter | Yes | Net Metered Residential | EMT Renewables | None | PSE&G | Accepted | 2023-08-30 | 2023-09-19 | 2024-09-19 | Inverters | ENPHASE | IQ8+ | 290 |  | 16 |  |  | 0.98 |  | Other | UNDER EACH PANEL
NJADRE1554560105 | Administratively Determined Incentive Program | Hamilton Twp Mer | 8629 | 12 | 6.56 | Residential | Behind the Meter | Yes | Net Metered Residential | EMT Renewables | None | PSE&G | Accepted | 2023-08-30 | 2023-09-19 | 2024-09-19 | Solar Panels | SEG SOLAR | SIV 410 |  | 0.41 | 8 | 54 | 33 |  | Fixed | Roof
NJADRE1554560105 | Administratively Determined Incentive Program | Hamilton Twp Mer | 8629 | 12 | 6.56 | Residential | Behind the Meter | Yes | Net Metered Residential | EMT Renewables | None | PSE&G | Accepted | 2023-08-30 | 2023-09-19 | 2024-09-19 | Solar Panels | SEG SOLAR | SIV 410 |  | 0.41 | 8 | 234 | 33 |  | Fixed | Roof
NJADRE1554560112 | Administratively Determined Incentive Program | Edgewater Park TWP | 8010 | 13 | 6.32 | Residential | Behind the Meter | Yes | Net Metered Residential | Sunrun Installation Services, Inc. | None | PSE&G | Accepted | 2023-08-30 | 2023-09-19 | 2024-09-19 | Inverters | SOLAREDGE TECHNOLOGIES | SE6000H-USSN | 6000 |  | 1 |  |  | 0.992 |  | Outdoor | next to meter
NJADRE1554560112 | Administratively Determined Incentive Program | Edgewater Park TWP | 8010 | 13 | 6.32 | Residential | Behind the Meter | Yes | Net Metered Residential | Sunrun Installation Services, Inc. | None | PSE&G | Accepted | 2023-08-30 | 2023-09-19 | 2024-09-19 | Solar Panels | TRINA SOLAR | TSM-395DE09C.07 |  | 0.395 | 16 | 22 | 23 |  | Fixed | Roof
NJADRE1554560203 | Administratively Determined Incentive Program | Cape May | 8204 | 21 | 3.2 | Residential | Behind the Meter | No | Net Metered Residential | Solar States LLC | None | AC Electric | Accepted | 2023-09-05 | 2023-09-26 | 2024-09-26 | Inverters | Enphase | IQ8Plus-72-2-US | 290 |  | 8 |  |  | 0.976 |  | Outside
NJADRE1554560203 | Administratively Determined Incentive Program | Cape May | 8204 | 21 | 3.2 | Residential | Behind the Meter | No | Net Metered Residential | Solar States LLC | None | AC Electric | Accepted | 2023-09-05 | 2023-09-26 | 2024-09-26 | Solar Panels | HANWHA | Q-CELLS Q.PEAK DUO BLK ML-G10+ |  | 0.4 | 8 | 123 | 45 |  | Fixed | Roof
NJADRE1554560203 | Administratively Determined Incentive Program | Cape May | 8204 | 21 | 3.2 | Residential | Behind the Meter | No | Net Metered Residential | Solar States LLC | None | AC Electric | Accepted | 2023-09-05 | 2023-09-26 | 2024-09-26 | Meters | ENPHASE | ENVOY |  |  | 1 |  |  |  | Yes | Outdoor
NJADRE1554560238 | Administratively Determined Incentive Program | Seaview | 8201 | 19 | 11.85 | Residential | Behind the Meter | Yes | Net Metered Residential | Sunrun Installation Services, Inc. | None | AC Electric | Accepted | 2023-08-30 | 2023-09-19 | 2024-09-19 | Inverters | SOLAREDGE TECHNOLOGIES | SE10000H-USSN | 10000 |  | 1 |  |  | 0.992 |  | Outdoor | next to meter
NJADRE1554560238 | Administratively Determined Incentive Program | Seaview | 8201 | 19 | 11.85 | Residential | Behind the Meter | Yes | Net Metered Residential | Sunrun Installation Services, Inc. | None | AC Electric | Accepted | 2023-08-30 | 2023-09-19 | 2024-09-19 | Solar Panels | TRINA SOLAR | TSM-395DE09C.07 |  | 0.395 | 30 | 279 | 30 |  | Fixed | Roof
NJADRE1554560253 | Administratively Determined Incentive Program | Newark | 7112 | 9 | 3.69 | Residential | Behind the Meter | Yes | Net Metered Residential | Rhythm Solar LLC | None | PSE&G | Accepted | 2023-09-05 | 2023-09-25 | 2024-09-25 | Inverters | Enphase | IQ8PLUS-72-2-US | 290 |  | 9 |  |  | 0.976 |  | Outside | Under each pv panel
NJADRE1554560253 | Administratively Determined Incentive Program | Newark | 7112 | 9 | 3.69 | Residential | Behind the Meter | Yes | Net Metered Residential | Rhythm Solar LLC | None | PSE&G | Accepted | 2023-09-05 | 2023-09-25 | 2024-09-25 | Solar Panels | ZNShine | ZXM7-SH108 410W |  | 0.41 | 9 | 37 | 12 |  | Fixed | Roof
NJADRE1554560253 | Administratively Determined Incentive Program | Newark | 7112 | 9 | 3.69 | Residential | Behind the Meter | Yes | Net Metered Residential | Rhythm Solar LLC | None | PSE&G | Accepted | 2023-09-05 | 2023-09-25 | 2024-09-25 | Meters | Enphase | X-IQ-AM1-240-4 |  |  | 1 |  |  |  | Yes | Outdoor
NJADRE1554560261 | Administratively Determined Incentive Program | Linden | 7036 | 10 | 8.25 | Residential | Behind the Meter | Yes | Net Metered Residential | Sunrun Installation Services, Inc. | None | PSE&G | Accepted | 2023-08-30 | 2023-09-19 | 2024-09-19 | Inverters | SolarEdge Technologies | SE3800H-USMN | 3800 |  | 2 |  |  | 0.96 |  | Outdoor | Next To Meter
NJADRE1554560261 | Administratively Determined Incentive Program | Linden | 7036 | 10 | 8.25 | Residential | Behind the Meter | Yes | Net Metered Residential | Sunrun Installation Services, Inc. | None | PSE&G | Accepted | 2023-08-30 | 2023-09-19 | 2024-09-19 | Solar Panels | Vikram Solar | VSMDHT.60.375.05 |  | 0.375 | 8 | 319 | 35 |  | Fixed | Roof
NJADRE1554560261 | Administratively Determined Incentive Program | Linden | 7036 | 10 | 8.25 | Residential | Behind the Meter | Yes | Net Metered Residential | Sunrun Installation Services, Inc. | None | PSE&G | Accepted | 2023-08-30 | 2023-09-19 | 2024-09-19 | Solar Panels | Vikram Solar | VSMDHT.60.375.05 |  | 0.375 | 2 | 319 | 35 |  | Fixed | Roof
NJADRE1554560261 | Administratively Determined Incentive Program | Linden | 7036 | 10 | 8.25 | Residential | Behind the Meter | Yes | Net Metered Residential | Sunrun Installation Services, Inc. | None | PSE&G | Accepted | 2023-08-30 | 2023-09-19 | 2024-09-19 | Solar Panels | Vikram Solar | VSMDHT.60.375.05 |  | 0.375 | 6 | 139 | 33 |  | Fixed | Roof
NJADRE1554560261 | Administratively Determined Incentive Program | Linden | 7036 | 10 | 8.25 | Residential | Behind the Meter | Yes | Net Metered Residential | Sunrun Installation Services, Inc. | None | PSE&G | Accepted | 2023-08-30 | 2023-09-19 | 2024-09-19 | Solar Panels | Vikram Solar | VSMDHT.60.375.05 |  | 0.375 | 6 | 139 | 21 |  | Fixed | Roof
NJADRE1554560484 | Administratively Determined Incentive Program | Erial | 8081 | 14 | 3.38 | Residential | Behind the Meter | Yes | Net Metered Residential | Sunrun Installation Services, Inc. | None | AC Electric | Accepted | 2023-08-30 | 2023-10-04 | 2024-10-04 | Inverters | Delta Electronics | E4-TL-US | 3840 |  | 1 |  |  | 0.96 |  | Outdoor | Next To Meter
NJADRE1554560484 | Administratively Determined Incentive Program | Erial | 8081 | 14 | 3.38 | Residential | Behind the Meter | Yes | Net Metered Residential | Sunrun Installation Services, Inc. | None | AC Electric | Accepted | 2023-08-30 | 2023-10-04 | 2024-10-04 | Solar Panels | Vikram Solar | VSMDHT.60.375.05 |  | 0.375 | 9 | 172 | 34 |  | Fixed | Roof
NJADRE1554562982 | Administratively Determined Incentive Program | Newark City | 7112 | 9 | 4 | Residential | Behind the Meter | Yes | Net Metered Residential | SunnyMac LLC | None | PSE&G | Accepted | 2023-08-31 | 2023-09-19 | 2024-09-19 | Solar Panels | HANWHA | Q.PEAK DUO BLK ML-G10+400 |  | 0.4 | 10 | 217 | 5 |  | Fixed | Roof
NJADRE1554562982 | Administratively Determined Incentive Program | Newark City | 7112 | 9 | 4 | Residential | Behind the Meter | Yes | Net Metered Residential | SunnyMac LLC | None | PSE&G | Accepted | 2023-08-31 | 2023-09-19 | 2024-09-19 | Inverters | Solaredge | SE 3000H-US | 3000 |  | 1 |  |  | 0.99 |  | Outdoor | NEXT TO METER
NJADRE1554563000 | Administratively Determined Incentive Program | Rahway City | 7065 | 10 | 6.56 | Residential | Behind the Meter | Yes | Net Metered Residential | EMT Renewables | None | PSE&G | Accepted | 2023-08-31 | 2023-09-19 | 2024-09-19 | Inverters | ENPHASE | IQ8+ | 290 |  | 16 |  |  | 0.98 |  | Other | UNDER EACH PANEL
NJADRE1554563000 | Administratively Determined Incentive Program | Rahway City | 7065 | 10 | 6.56 | Residential | Behind the Meter | Yes | Net Metered Residential | EMT Renewables | None | PSE&G | Accepted | 2023-08-31 | 2023-09-19 | 2024-09-19 | Solar Panels | SEG SOLAR | SIV 410 |  | 0.41 | 12 | 248 | 14 |  | Fixed | Roof
NJADRE1554563000 | Administratively Determined Incentive Program | Rahway City | 7065 | 10 | 6.56 | Residential | Behind the Meter | Yes | Net Metered Residential | EMT Renewables | None | PSE&G | Accepted | 2023-08-31 | 2023-09-19 | 2024-09-19 | Solar Panels | SEG SOLAR | SIV 410 |  | 0.41 | 2 | 248 | 18 |  | Fixed | Roof
NJADRE1554563000 | Administratively Determined Incentive Program | Rahway City | 7065 | 10 | 6.56 | Residential | Behind the Meter | Yes | Net Metered Residential | EMT Renewables | None | PSE&G | Accepted | 2023-08-31 | 2023-09-19 | 2024-09-19 | Solar Panels | SEG SOLAR | SIV 410 |  | 0.41 | 2 | 69 | 18 |  | Fixed | Roof
NJADRE1554563008 | Administratively Determined Incentive Program | Newark | 7106 | 9 | 4.4 | Residential | Behind the Meter | No | Net Metered Residential | Skyline Solar | None | PSE&G | Accepted | 2023-08-31 | 2023-09-19 | 2024-09-19 | Solar Panels | MSOLAR | TXI10-400108BB |  | 0.4 | 4 | 197 | 31 |  | Fixed | Roof
NJADRE1554563008 | Administratively Determined Incentive Program | Newark | 7106 | 9 | 4.4 | Residential | Behind the Meter | No | Net Metered Residential | Skyline Solar | None | PSE&G | Accepted | 2023-08-31 | 2023-09-19 | 2024-09-19 | Solar Panels | MSOLAR | TXI10-400108BB |  | 0.4 | 3 | 197 | 57 |  | Fixed | Roof
NJADRE1554563008 | Administratively Determined Incentive Program | Newark | 7106 | 9 | 4.4 | Residential | Behind the Meter | No | Net Metered Residential | Skyline Solar | None | PSE&G | Accepted | 2023-08-31 | 2023-09-19 | 2024-09-19 | Solar Panels | MSOLAR | TXI10-400108BB |  | 0.4 | 4 | 17 | 31 |  | Fixed | Roof
NJADRE1554563008 | Administratively Determined Incentive Program | Newark | 7106 | 9 | 4.4 | Residential | Behind the Meter | No | Net Metered Residential | Skyline Solar | None | PSE&G | Accepted | 2023-08-31 | 2023-09-19 | 2024-09-19 | Inverters | Solaredge | SE3800H-US | 3800 |  | 1 |  |  | 0.99 |  | Outdoor
NJADRE1554563015 | Administratively Determined Incentive Program | Elizabeth City | 7202 | 10 | 7.51 | Residential | Behind the Meter | Yes | Net Metered Residential | Sunrun Installation Services, Inc. | None | PSE&G | Accepted | 2023-08-31 | 2023-09-19 | 2024-09-19 | Inverters | SOLAREDGE TECHNOLOGIES | SE6000H-USSN | 6000 |  | 1 |  |  | 0.992 |  | Outdoor | next to meter
NJADRE1554563015 | Administratively Determined Incentive Program | Elizabeth City | 7202 | 10 | 7.51 | Residential | Behind the Meter | Yes | Net Metered Residential | Sunrun Installation Services, Inc. | None | PSE&G | Accepted | 2023-08-31 | 2023-09-19 | 2024-09-19 | Solar Panels | TRINA SOLAR | TSM-395DE09C.07 |  | 0.395 | 3 | 156 | 22 |  | Fixed | Roof
NJADRE1554563015 | Administratively Determined Incentive Program | Elizabeth City | 7202 | 10 | 7.51 | Residential | Behind the Meter | Yes | Net Metered Residential | Sunrun Installation Services, Inc. | None | PSE&G | Accepted | 2023-08-31 | 2023-09-19 | 2024-09-19 | Solar Panels | TRINA SOLAR | TSM-395DE09C.07 |  | 0.395 | 6 | 245 | 22 |  | Fixed | Roof
NJADRE1554563015 | Administratively Determined Incentive Program | Elizabeth City | 7202 | 10 | 7.51 | Residential | Behind the Meter | Yes | Net Metered Residential | Sunrun Installation Services, Inc. | None | PSE&G | Accepted | 2023-08-31 | 2023-09-19 | 2024-09-19 | Solar Panels | TRINA SOLAR | TSM-395DE09C.07 |  | 0.395 | 10 | 66 | 22 |  | Fixed | Roof
NJADRE1554563063 | Administratively Determined Incentive Program | Elizabeth | 7202 | 10 | 11.34 | Residential | Behind the Meter | Yes | Net Metered Residential | Pro Custom Solar dba Momentum Solar | None | PSE&G | Accepted | 2023-08-31 | 2023-09-20 | 2024-09-20 | Inverters | Enphase | IQ8PLUS-72-2-US | 290 |  | 28 |  |  | 0.97 |  | Outdoor
NJADRE1554563063 | Administratively Determined Incentive Program | Elizabeth | 7202 | 10 | 11.34 | Residential | Behind the Meter | Yes | Net Metered Residential | Pro Custom Solar dba Momentum Solar | None | PSE&G | Accepted | 2023-08-31 | 2023-09-20 | 2024-09-20 | Solar Panels | Hanwha | q.peak duo blk ML-g10+405 |  | 0.405 | 16 | 81 | 39 |  | Fixed | Roof
NJADRE1554563063 | Administratively Determined Incentive Program | Elizabeth | 7202 | 10 | 11.34 | Residential | Behind the Meter | Yes | Net Metered Residential | Pro Custom Solar dba Momentum Solar | None | PSE&G | Accepted | 2023-08-31 | 2023-09-20 | 2024-09-20 | Solar Panels | Hanwha | q.peak duo blk ML-g10+405 |  | 0.405 | 12 | 261 | 39 |  | Fixed | Roof
NJADRE1554563106 | Administratively Determined Incentive Program | Egg Harbor | 8234 | 19 | 8.69 | Residential | Behind the Meter | Yes | Net Metered Residential | Sunrun Installation Services, Inc. | None | AC Electric | Accepted | 2023-08-31 | 2023-09-20 | 2024-09-20 | Inverters | SolarEdge Technologies | SE6000H-USSN | 6000 |  | 1 |  |  | 0.96 |  | Outdoor | Next To Meter
NJADRE1554563106 | Administratively Determined Incentive Program | Egg Harbor | 8234 | 19 | 8.69 | Residential | Behind the Meter | Yes | Net Metered Residential | Sunrun Installation Services, Inc. | None | AC Electric | Accepted | 2023-08-31 | 2023-09-20 | 2024-09-20 | Solar Panels | Trina Solar | TSM-395DE09C.07 |  | 0.395 | 10 | 241 | 20 |  | Fixed | Roof
NJADRE1554563106 | Administratively Determined Incentive Program | Egg Harbor | 8234 | 19 | 8.69 | Residential | Behind the Meter | Yes | Net Metered Residential | Sunrun Installation Services, Inc. | None | AC Electric | Accepted | 2023-08-31 | 2023-09-20 | 2024-09-20 | Solar Panels | Trina Solar | TSM-395DE09C.07 |  | 0.395 | 12 | 61 | 18 |  | Fixed | Roof
NJADRE1554563108 | Administratively Determined Incentive Program | Nutley Town | 7110 | 9 | 11.34 | Residential | Behind the Meter | No | Net Metered Residential | EMT Renewables | None | PSE&G | Accepted | 2023-08-31 | 2023-09-20 | 2024-09-20 | Inverters | ENPHASE | IQ7x | 315 |  | 27 |  |  | 0.98 |  | Other | UNDER EACH PANEL
NJADRE1554563108 | Administratively Determined Incentive Program | Nutley Town | 7110 | 9 | 11.34 | Residential | Behind the Meter | No | Net Metered Residential | EMT Renewables | None | PSE&G | Accepted | 2023-08-31 | 2023-09-20 | 2024-09-20 | Solar Panels | REC ALPHA | REC 420 |  | 0.42 | 15 | 126 | 35 |  | Fixed | Roof
NJADRE1554563108 | Administratively Determined Incentive Program | Nutley Town | 7110 | 9 | 11.34 | Residential | Behind the Meter | No | Net Metered Residential | EMT Renewables | None | PSE&G | Accepted | 2023-08-31 | 2023-09-20 | 2024-09-20 | Solar Panels | REC ALPHA | REC 420 |  | 0.42 | 10 | 306 | 35 |  | Fixed | Roof
NJADRE1554563108 | Administratively Determined Incentive Program | Nutley Town | 7110 | 9 | 11.34 | Residential | Behind the Meter | No | Net Metered Residential | EMT Renewables | None | PSE&G | Accepted | 2023-08-31 | 2023-09-20 | 2024-09-20 | Solar Panels | REC ALPHA | REC 420 |  | 0.42 | 2 | 305 | 20 |  | Fixed | Roof
NJADRE1554563133 | Administratively Determined Incentive Program | Bridgeton | 8302 | 20 | 6.72 | Residential | Behind the Meter | Yes | Net Metered Residential | Sunrun Installation Services, Inc. | None | AC Electric | Accepted | 2023-08-31 | 2023-09-19 | 2024-09-19 | Inverters | SolarEdge Technologies | SE6000H-USSN | 6000 |  | 1 |  |  | 0.96 |  | Outdoor | Next To Meter
NJADRE1554563133 | Administratively Determined Incentive Program | Bridgeton | 8302 | 20 | 6.72 | Residential | Behind the Meter | Yes | Net Metered Residential | Sunrun Installation Services, Inc. | None | AC Electric | Accepted | 2023-08-31 | 2023-09-19 | 2024-09-19 | Solar Panels | Trina Solar | TSM-395DE09C.07 |  | 0.395 | 11 | 85 | 22 |  | Fixed | Roof
NJADRE1554563133 | Administratively Determined Incentive Program | Bridgeton | 8302 | 20 | 6.72 | Residential | Behind the Meter | Yes | Net Metered Residential | Sunrun Installation Services, Inc. | None | AC Electric | Accepted | 2023-08-31 | 2023-09-19 | 2024-09-19 | Solar Panels | Trina Solar | TSM-395DE09C.07 |  | 0.395 | 6 | 265 | 23 |  | Fixed | Roof
NJADRE1554563136 | Administratively Determined Incentive Program | Newark City | 7112 | 9 | 3.2 | Residential | Behind the Meter | Yes | Net Metered Residential | Sunny Mac LLC | None | PSE&G | Accepted | 2023-08-31 | 2023-09-19 | 2024-09-19 | Solar Panels | HANWHA | Q.PEAK DUO BLK ML-G10+400 |  | 0.4 | 6 | 217 | 41 |  | Fixed | Roof
NJADRE1554563136 | Administratively Determined Incentive Program | Newark City | 7112 | 9 | 3.2 | Residential | Behind the Meter | Yes | Net Metered Residential | Sunny Mac LLC | None | PSE&G | Accepted | 2023-08-31 | 2023-09-19 | 2024-09-19 | Solar Panels | HANWHA | Q.PEAK DUO BLK ML-G10+400 |  | 0.4 | 2 | 217 | 5 |  | Fixed | Roof
NJADRE1554563136 | Administratively Determined Incentive Program | Newark City | 7112 | 9 | 3.2 | Residential | Behind the Meter | Yes | Net Metered Residential | Sunny Mac LLC | None | PSE&G | Accepted | 2023-08-31 | 2023-09-19 | 2024-09-19 | Inverters | Solaredge | SE 3000H-US | 3000 |  | 1 |  |  | 0.99 |  | Outdoor | NEXT TO METER
NJADRE1554563143 | Administratively Determined Incentive Program | Freehold | 7728 | 17 | 9.72 | Residential | Behind the Meter | Yes | Net Metered Residential | Skyline Solar LLC | None | JCP&L | Accepted | 2023-08-31 | 2023-09-19 | 2024-09-19 | Solar Panels | Q CELLS | Q.peak Duo Ml-G10.A+ |  | 0.405 | 24 | 107 | 31 |  | Fixed | Roof
NJADRE1554563143 | Administratively Determined Incentive Program | Freehold | 7728 | 17 | 9.72 | Residential | Behind the Meter | Yes | Net Metered Residential | Skyline Solar LLC | None | JCP&L | Accepted | 2023-08-31 | 2023-09-19 | 2024-09-19 | Inverters | ENPHASE | IQ8PLUS -72-2-US | 290 |  | 24 |  |  | 0.976 |  | Outdoor
NJADRE1554563143 | Administratively Determined Incentive Program | Freehold | 7728 | 17 | 9.72 | Residential | Behind the Meter | Yes | Net Metered Residential | Skyline Solar LLC | None | JCP&L | Accepted | 2023-08-31 | 2023-09-19 | 2024-09-19 | Electric Storage Battery | ENPHASE | ENCHARGE 10 |  |  | 1 |  |  |  | Lithium Ion |  | Outside
NJADRE1554563183 | Administratively Determined Incentive Program | Lawrence Twp | 8648 | 12 | 6.48 | Residential | Behind the Meter | No | Net Metered Residential | EMT Renewables | None | PSE&G | Accepted | 2023-08-31 | 2023-09-19 | 2024-09-19 | Inverters | ENPHASE | IQ8+ | 290 |  | 16 |  |  | 0.98 |  | Other | UNDER EACH PANEL
NJADRE1554563183 | Administratively Determined Incentive Program | Lawrence Twp | 8648 | 12 | 6.48 | Residential | Behind the Meter | No | Net Metered Residential | EMT Renewables | None | PSE&G | Accepted | 2023-08-31 | 2023-09-19 | 2024-09-19 | Solar Panels | Q CELLS | Q PEAK DUO BLK |  | 0.405 | 9 | 185 | 45 |  | Fixed | Roof
NJADRE1554563183 | Administratively Determined Incentive Program | Lawrence Twp | 8648 | 12 | 6.48 | Residential | Behind the Meter | No | Net Metered Residential | EMT Renewables | None | PSE&G | Accepted | 2023-08-31 | 2023-09-19 | 2024-09-19 | Solar Panels | Q CELLS | Q PEAK DUO BLK |  | 0.405 | 2 | 185 | 20 |  | Fixed | Roof
NJADRE1554563183 | Administratively Determined Incentive Program | Lawrence Twp | 8648 | 12 | 6.48 | Residential | Behind the Meter | No | Net Metered Residential | EMT Renewables | None | PSE&G | Accepted | 2023-08-31 | 2023-09-19 | 2024-09-19 | Solar Panels | Q CELLS | Q PEAK DUO BLK |  | 0.405 | 5 | 274 | 12 |  | Fixed | Roof
NJADRE1554563193 | Administratively Determined Incentive Program | Mays Landing | 8330 | 19 | 20.08 | Residential | Behind the Meter | Yes | Net Metered Residential | Pro Custom Solar dba Momentum Solar | None | PSE&G | Accepted | 2023-08-31 | 2023-09-19 | 2024-09-19 | Inverters | Enphase | IQ8PLUS-72-2-US | 290 |  | 55 |  |  | 0.97 |  | Outdoor
NJADRE1554563193 | Administratively Determined Incentive Program | Mays Landing | 8330 | 19 | 20.08 | Residential | Behind the Meter | Yes | Net Metered Residential | Pro Custom Solar dba Momentum Solar | None | PSE&G | Accepted | 2023-08-31 | 2023-09-19 | 2024-09-19 | Solar Panels | Hanwha | q.peak duo blk-g10+365 |  | 0.365 | 55 | 170 | 20 |  | Fixed | Roof
NJADRE1554563235 | Administratively Determined Incentive Program | West Deptford Twp | 8093 | 15 | 4.8 | Residential | Behind the Meter | Yes | Net Metered Residential | Pro Custom Solar dba Momentum Solar | None | PSE&G | Accepted | 2023-08-31 | 2023-09-20 | 2024-09-20 | Solar Panels | HANWHA | Q. PEAK DUO BLK-G10+400 |  | 0.4 | 7 | 111 | 28 |  | Fixed | Roof
NJADRE1554563235 | Administratively Determined Incentive Program | West Deptford Twp | 8093 | 15 | 4.8 | Residential | Behind the Meter | Yes | Net Metered Residential | Pro Custom Solar dba Momentum Solar | None | PSE&G | Accepted | 2023-08-31 | 2023-09-20 | 2024-09-20 | Solar Panels | HANWHA | Q. PEAK DUO BLK ML-G10+400 |  | 0.4 | 2 | 201 | 30 |  | Fixed | Roof
NJADRE1554563235 | Administratively Determined Incentive Program | West Deptford Twp | 8093 | 15 | 4.8 | Residential | Behind the Meter | Yes | Net Metered Residential | Pro Custom Solar dba Momentum Solar | None | PSE&G | Accepted | 2023-08-31 | 2023-09-20 | 2024-09-20 | Solar Panels | HANWHA | Q. PEAK DUO BLK ML-G10+400 |  | 0.4 | 3 | 22 | 8 |  | Fixed | Roof
NJADRE1554563235 | Administratively Determined Incentive Program | West Deptford Twp | 8093 | 15 | 4.8 | Residential | Behind the Meter | Yes | Net Metered Residential | Pro Custom Solar dba Momentum Solar | None | PSE&G | Accepted | 2023-08-31 | 2023-09-20 | 2024-09-20 | Inverters | ENPHASE | IQ8PLUS-72-2-US | 290 |  | 12 |  |  | 0.97 |  | Outdoor
NJADRE1554563336 | Administratively Determined Incentive Program | Brick | 8723 | 18 | 6.4 | Residential | Behind the Meter | Yes | Net Metered Residential | SunnyMac LLC | None | JCP&L | Accepted | 2023-08-31 | 2023-09-20 | 2024-09-20 | Solar Panels | HANWHA | Q.PEAK DUO BLK ML-G10+400 |  | 0.4 | 11 | 184 | 13 |  | Fixed | Roof
NJADRE1554563336 | Administratively Determined Incentive Program | Brick | 8723 | 18 | 6.4 | Residential | Behind the Meter | Yes | Net Metered Residential | SunnyMac LLC | None | JCP&L | Accepted | 2023-08-31 | 2023-09-20 | 2024-09-20 | Solar Panels | HANWHA | Q.PEAK DUO BLK ML-G10+400 |  | 0.4 | 5 | 4 | 13 |  | Fixed | Roof
NJADRE1554563336 | Administratively Determined Incentive Program | Brick | 8723 | 18 | 6.4 | Residential | Behind the Meter | Yes | Net Metered Residential | SunnyMac LLC | None | JCP&L | Accepted | 2023-08-31 | 2023-09-20 | 2024-09-20 | Inverters | Solaredge | SE5000H-US | 5000 |  | 1 |  |  | 0.99 |  | Outdoor | NEXT TO METER
NJADRE1554563507 | Administratively Determined Incentive Program | Hillside Twp | 7205 | 10 | 7.7 | Residential | Behind the Meter | No | Net Metered Residential | EMT Renewables | None | PSE&G | Accepted | 2023-08-31 | 2023-09-20 | 2024-09-20 | Inverters | ENPHASE | IQ8+ | 290 |  | 19 |  |  | 0.98 |  | Other | UNDER EACH PANEL
NJADRE1554563507 | Administratively Determined Incentive Program | Hillside Twp | 7205 | 10 | 7.7 | Residential | Behind the Meter | No | Net Metered Residential | EMT Renewables | None | PSE&G | Accepted | 2023-08-31 | 2023-09-20 | 2024-09-20 | Solar Panels | Q CELLS | Q PEAK DUO BLK |  | 0.405 | 4 | 123 | 28 |  | Fixed | Roof
NJADRE1554563507 | Administratively Determined Incentive Program | Hillside Twp | 7205 | 10 | 7.7 | Residential | Behind the Meter | No | Net Metered Residential | EMT Renewables | None | PSE&G | Accepted | 2023-08-31 | 2023-09-20 | 2024-09-20 | Solar Panels | Q CELLS | Q PEAK DUO BLK |  | 0.405 | 2 | 213 | 20 |  | Fixed | Roof
NJADRE1554563507 | Administratively Determined Incentive Program | Hillside Twp | 7205 | 10 | 7.7 | Residential | Behind the Meter | No | Net Metered Residential | EMT Renewables | None | PSE&G | Accepted | 2023-08-31 | 2023-09-20 | 2024-09-20 | Solar Panels | Q CELLS | Q PEAK DUO BLK |  | 0.405 | 1 | 213 | 19 |  | Fixed | Roof
NJADRE1554563507 | Administratively Determined Incentive Program | Hillside Twp | 7205 | 10 | 7.7 | Residential | Behind the Meter | No | Net Metered Residential | EMT Renewables | None | PSE&G | Accepted | 2023-08-31 | 2023-09-20 | 2024-09-20 | Solar Panels | Q CELLS | Q PEAK DUO BLK |  | 0.405 | 12 | 303 | 28 |  | Fixed | Roof
NJADRE1554563519 | Administratively Determined Incentive Program | Newark | 7107 | 9 | 9.32 | Residential | Behind the Meter | Yes | Net Metered Residential | Pro Custom Solar dba Momentum Solar | None | PSE&G | Accepted | 2023-08-31 | 2023-09-20 | 2024-09-20 | Inverters | Enphase | IQ8PLUS-72-2-US | 290 |  | 18 |  |  | 0.97 |  | Outdoor
NJADRE1554563519 | Administratively Determined Incentive Program | Newark | 7107 | 9 | 9.32 | Residential | Behind the Meter | Yes | Net Metered Residential | Pro Custom Solar dba Momentum Solar | None | PSE&G | Accepted | 2023-08-31 | 2023-09-20 | 2024-09-20 | Solar Panels | Hanwha | q.peak duo blk ML-g10+405 |  | 0.405 | 16 | 202 | 25 |  | Fixed | Roof
NJADRE1554563519 | Administratively Determined Incentive Program | Newark | 7107 | 9 | 9.32 | Residential | Behind the Meter | Yes | Net Metered Residential | Pro Custom Solar dba Momentum Solar | None | PSE&G | Accepted | 2023-08-31 | 2023-09-20 | 2024-09-20 | Solar Panels | Hanwha | q.peak duo blk ML-g10+405 |  | 0.405 | 7 | 22 | 25 |  | Fixed | Roof
NJADRE1554563536 | Administratively Determined Incentive Program | Newark | 7108 | 9 | 3.65 | Residential | Behind the Meter | Yes | Net Metered Residential | Pro Custom Solar dba Momentum Solar | None | PSE&G | Accepted | 2023-08-31 | 2023-09-20 | 2024-09-20 | Inverters | ENPHASE | IQ8PLUS-72-2-US | 290 |  | 9 |  |  | 0.97 |  | Outdoor
NJADRE1554563536 | Administratively Determined Incentive Program | Newark | 7108 | 9 | 3.65 | Residential | Behind the Meter | Yes | Net Metered Residential | Pro Custom Solar dba Momentum Solar | None | PSE&G | Accepted | 2023-08-31 | 2023-09-20 | 2024-09-20 | Solar Panels | HANWHA | Q. PEAK DUO BLK ML-G10+405 |  | 0.405 | 7 | 108 | 27 |  | Fixed | Roof
NJADRE1554563536 | Administratively Determined Incentive Program | Newark | 7108 | 9 | 3.65 | Residential | Behind the Meter | Yes | Net Metered Residential | Pro Custom Solar dba Momentum Solar | None | PSE&G | Accepted | 2023-08-31 | 2023-09-20 | 2024-09-20 | Solar Panels | HANWHA | Q. PEAK DUO BLK ML-G10+405 |  | 0.405 | 2 | 288 | 27 |  | Fixed | Roof
NJADRE1554563580 | Administratively Determined Incentive Program | Manahawkin | 8050 | 18 | 8.91 | Residential | Behind the Meter | Yes | Net Metered Residential | Trinity Solar Inc. | None | AC Electric | Accepted | 2023-08-31 | 2023-09-20 | 2024-09-20 | Solar Panels | HANWHA 405 (Q.PEAK DUO BLK ML-G10+ 405 | HANWHA 405 (Q.PEAK DUO BLK ML-G10+ 405 |  | 0.405 | 22 | 155 | 30 |  | Fixed | Roof
NJADRE1554563580 | Administratively Determined Incentive Program | Manahawkin | 8050 | 18 | 8.91 | Residential | Behind the Meter | Yes | Net Metered Residential | Trinity Solar Inc. | None | AC Electric | Accepted | 2023-08-31 | 2023-09-20 | 2024-09-20 | Inverters | Solar Edge | SE7600H-US | 7600 |  | 1 |  |  | 0.97 |  | Outside
NJADRE1554563595 | Administratively Determined Incentive Program | Ridgewood | 7450 | 7 | 16.38 | Residential | Behind the Meter | No | Net Metered Residential | Infinity Solar Systems | None | PSE&G | Accepted | 2023-08-31 | 2023-09-20 | 2024-09-20 | Inverters | Enphase | IQ7X-96-2-US | 315 |  | 39 |  |  | 0.97 |  | Outdoor
NJADRE1554563595 | Administratively Determined Incentive Program | Ridgewood | 7450 | 7 | 16.38 | Residential | Behind the Meter | No | Net Metered Residential | Infinity Solar Systems | None | PSE&G | Accepted | 2023-08-31 | 2023-09-20 | 2024-09-20 | Solar Panels | REC Solar | REC420AA Pure-R |  | 0.42 | 9 | 190 | 22 |  | Fixed | Roof
NJADRE1554563595 | Administratively Determined Incentive Program | Ridgewood | 7450 | 7 | 16.38 | Residential | Behind the Meter | No | Net Metered Residential | Infinity Solar Systems | None | PSE&G | Accepted | 2023-08-31 | 2023-09-20 | 2024-09-20 | Solar Panels | REC Solar | REC420AA Pure-R |  | 0.42 | 19 | 100 | 24 |  | Fixed | Roof
NJADRE1554563595 | Administratively Determined Incentive Program | Ridgewood | 7450 | 7 | 16.38 | Residential | Behind the Meter | No | Net Metered Residential | Infinity Solar Systems | None | PSE&G | Accepted | 2023-08-31 | 2023-09-20 | 2024-09-20 | Solar Panels | REC Solar | REC420AA Pure-R |  | 0.42 | 11 | 280 | 24 |  | Fixed | Roof
NJADRE1554563619 | Administratively Determined Incentive Program | Hamilton Twp Mer | 8629 | 12 | 3.2 | Residential | Behind the Meter | Yes | Net Metered Residential | SunnyMac LLC | None | PSE&G | Accepted | 2023-08-31 | 2023-09-20 | 2024-09-20 | Solar Panels | REC | 400 NP3 BLACK 400W |  | 0.4 | 4 | 251 | 20 |  | Single Axis | Roof
NJADRE1554563619 | Administratively Determined Incentive Program | Hamilton Twp Mer | 8629 | 12 | 3.2 | Residential | Behind the Meter | Yes | Net Metered Residential | SunnyMac LLC | None | PSE&G | Accepted | 2023-08-31 | 2023-09-20 | 2024-09-20 | Solar Panels | REC | 400 NP3 BLACK 400W |  | 0.4 | 4 | 71 | 20 |  | Fixed | Roof
NJADRE1554563619 | Administratively Determined Incentive Program | Hamilton Twp Mer | 8629 | 12 | 3.2 | Residential | Behind the Meter | Yes | Net Metered Residential | SunnyMac LLC | None | PSE&G | Accepted | 2023-08-31 | 2023-09-20 | 2024-09-20 | Inverters | Solaredge | SE3000H-US | 3000 |  | 1 |  |  | 0.99 |  | Outdoor | NEXT TO METER
NJADRE1554563619 | Administratively Determined Incentive Program | Hamilton Twp Mer | 8629 | 12 | 3.2 | Residential | Behind the Meter | Yes | Net Metered Residential | SunnyMac LLC | None | PSE&G | Accepted | 2023-08-31 | 2023-09-20 | 2024-09-20 | Meters | SE-RGMTR-1D-240C-B | Solaredge |  |  | 1 |  |  |  | Yes | Outdoor
NJADRE1554563654 | Administratively Determined Incentive Program | Pine Hill | 8021 | 14 | 5.88 | Residential | Behind the Meter | No | Net Metered Residential | EMT Renewables | None | AC Electric | Accepted | 2023-08-31 | 2023-09-20 | 2024-09-20 | Inverters | ENPHASE | IQ7x | 315 |  | 14 |  |  | 0.98 |  | Other | UNDER EACH PANEL
NJADRE1554563654 | Administratively Determined Incentive Program | Pine Hill | 8021 | 14 | 5.88 | Residential | Behind the Meter | No | Net Metered Residential | EMT Renewables | None | AC Electric | Accepted | 2023-08-31 | 2023-09-20 | 2024-09-20 | Solar Panels | REC ALPHA | REC 420 |  | 0.42 | 6 | 105 | 30 |  | Fixed | Roof
NJADRE1554563654 | Administratively Determined Incentive Program | Pine Hill | 8021 | 14 | 5.88 | Residential | Behind the Meter | No | Net Metered Residential | EMT Renewables | None | AC Electric | Accepted | 2023-08-31 | 2023-09-20 | 2024-09-20 | Solar Panels | REC ALPHA | REC 420 |  | 0.42 | 2 | 105 | 16 |  | Fixed | Roof
NJADRE1554563654 | Administratively Determined Incentive Program | Pine Hill | 8021 | 14 | 5.88 | Residential | Behind the Meter | No | Net Metered Residential | EMT Renewables | None | AC Electric | Accepted | 2023-08-31 | 2023-09-20 | 2024-09-20 | Solar Panels | REC ALPHA | REC 420 |  | 0.42 | 6 | 285 | 30 |  | Fixed | Roof
NJADRE1554563657 | Administratively Determined Incentive Program | Brick | 8723 | 18 | 1250.88 | Commercial | Behind the Meter | Yes | Large Net-Metered Non-Residential located on Rooftop, Carport, Canopy and Floating Solar | Infiniti Energy LLC | None | JCP&L | Accepted | 2023-08-31 | 2023-09-27 | 2024-09-27 | Inverters | SolarEdge | SE120kUS | 120000 |  | 8 |  |  | 0.96 |  | Outdoor
NJADRE1554563657 | Administratively Determined Incentive Program | Brick | 8723 | 18 | 1250.88 | Commercial | Behind the Meter | Yes | Large Net-Metered Non-Residential located on Rooftop, Carport, Canopy and Floating Solar | Infiniti Energy LLC | None | JCP&L | Accepted | 2023-08-31 | 2023-09-27 | 2024-09-27 | Solar Panels | Trina | TSM-DE15 |  | 0.48 | 2606 | 169 | 10 |  | Fixed | Roof
NJADRE1554563670 | Administratively Determined Incentive Program | Pequannock Township | 7444 | 3 | 4.56 | Residential | Behind the Meter | Yes | Net Metered Residential | Freedom Forever New Jersey LLC | None | JCP&L | Accepted | 2023-08-31 | 2023-09-20 | 2024-09-20 | Inverters | Solar Edge | SE3800H-USRGM | 3800 |  | 1 |  |  | 0.99 |  | Outdoor
NJADRE1554563670 | Administratively Determined Incentive Program | Pequannock Township | 7444 | 3 | 4.56 | Residential | Behind the Meter | Yes | Net Metered Residential | Freedom Forever New Jersey LLC | None | JCP&L | Accepted | 2023-08-31 | 2023-09-20 | 2024-09-20 | Solar Panels | Jinko Solar | JKM380M-6RL3-B |  | 0.38 | 12 | 172 | 30 |  | Fixed | Roof
NJADRE1554563688 | Administratively Determined Incentive Program | Whiting | 8759 | 18 | 7.98 | Residential | Behind the Meter | Yes | Net Metered Residential | EMT Renewables | None | JCP&L | Accepted | 2023-08-31 | 2023-09-20 | 2024-09-20 | Inverters | ENPHASE | IQ7x | 315 |  | 19 |  |  | 0.98 |  | Other | UNDER EACH PANEL
NJADRE1554563688 | Administratively Determined Incentive Program | Whiting | 8759 | 18 | 7.98 | Residential | Behind the Meter | Yes | Net Metered Residential | EMT Renewables | None | JCP&L | Accepted | 2023-08-31 | 2023-09-20 | 2024-09-20 | Solar Panels | REC ALPHA | REC 420 |  | 0.42 | 9 | 170 | 16 |  | Fixed | Roof
NJADRE1554563688 | Administratively Determined Incentive Program | Whiting | 8759 | 18 | 7.98 | Residential | Behind the Meter | Yes | Net Metered Residential | EMT Renewables | None | JCP&L | Accepted | 2023-08-31 | 2023-09-20 | 2024-09-20 | Solar Panels | REC ALPHA | REC 420 |  | 0.42 | 5 | 350 | 16 |  | Fixed | Roof
NJADRE1554563688 | Administratively Determined Incentive Program | Whiting | 8759 | 18 | 7.98 | Residential | Behind the Meter | Yes | Net Metered Residential | EMT Renewables | None | JCP&L | Accepted | 2023-08-31 | 2023-09-20 | 2024-09-20 | Solar Panels | REC ALPHA | REC 420 |  | 0.42 | 5 | 170 | 16 |  | Fixed | Roof
NJADRE1554563709 | Administratively Determined Incentive Program | Ventnor City | 8406 | 19 | 4.56 | Residential | Behind the Meter | No | Net Metered Residential | Freedom Forever New Jersey LLC | None | AC Electric | Accepted | 2023-08-31 | 2023-09-20 | 2024-09-20 | Inverters | ENPHASE | IQ8PLUS-72-2-US | 290 |  | 12 |  |  | 0.99 |  | Outdoor
NJADRE1554563709 | Administratively Determined Incentive Program | Ventnor City | 8406 | 19 | 4.56 | Residential | Behind the Meter | No | Net Metered Residential | Freedom Forever New Jersey LLC | None | AC Electric | Accepted | 2023-08-31 | 2023-09-20 | 2024-09-20 | Solar Panels | Silfab | SIL-380HC |  | 0.38 | 6 | 147 | 22 |  | Fixed | Roof
NJADRE1554563709 | Administratively Determined Incentive Program | Ventnor City | 8406 | 19 | 4.56 | Residential | Behind the Meter | No | Net Metered Residential | Freedom Forever New Jersey LLC | None | AC Electric | Accepted | 2023-08-31 | 2023-09-20 | 2024-09-20 | Solar Panels | Silfab | SIL-380HC |  | 0.38 | 6 | 237 | 22 |  | Fixed | Roof
NJADRE1554564455 | Administratively Determined Incentive Program | Allendale | 7401 | 7 | 13.12 | Residential | Behind the Meter | No | Net Metered Residential | Infinity Solar Systems | None | Orange Rockland Electric | Accepted | 2023-08-31 | 2023-09-20 | 2024-09-20 | Inverters | Enphase | IQ8Plus-72-2-US | 290 |  | 32 |  |  | 0.97 |  | Outdoor
NJADRE1554564455 | Administratively Determined Incentive Program | Allendale | 7401 | 7 | 13.12 | Residential | Behind the Meter | No | Net Metered Residential | Infinity Solar Systems | None | Orange Rockland Electric | Accepted | 2023-08-31 | 2023-09-20 | 2024-09-20 | Solar Panels | SEG Solar | SEG-410-BMD-HV |  | 0.41 | 22 | 155 | 10 |  | Fixed | Roof
NJADRE1554564455 | Administratively Determined Incentive Program | Allendale | 7401 | 7 | 13.12 | Residential | Behind the Meter | No | Net Metered Residential | Infinity Solar Systems | None | Orange Rockland Electric | Accepted | 2023-08-31 | 2023-09-20 | 2024-09-20 | Solar Panels | SEG Solar | SEG-410-BMD-HV |  | 0.41 | 4 | 155 | 33 |  | Fixed | Roof
NJADRE1554564455 | Administratively Determined Incentive Program | Allendale | 7401 | 7 | 13.12 | Residential | Behind the Meter | No | Net Metered Residential | Infinity Solar Systems | None | Orange Rockland Electric | Accepted | 2023-08-31 | 2023-09-20 | 2024-09-20 | Solar Panels | SEG Solar | SEG-410-BMD-HV |  | 0.41 | 6 | 155 | 10 |  | Fixed | Roof
NJADRE1554565399 | Administratively Determined Incentive Program | Burlington Twp | 8016 | 13 | 2.94 | Residential | Behind the Meter | No | Net Metered Residential | EMT Renewables | None | PSE&G | Accepted | 2023-08-31 | 2023-09-20 | 2024-09-20 | Inverters | ENPHASE | IQ7x | 315 |  | 7 |  |  | 0.98 |  | Other | UNDER EACH PANEL
NJADRE1554565399 | Administratively Determined Incentive Program | Burlington Twp | 8016 | 13 | 2.94 | Residential | Behind the Meter | No | Net Metered Residential | EMT Renewables | None | PSE&G | Accepted | 2023-08-31 | 2023-09-20 | 2024-09-20 | Solar Panels | REC ALPHA | REC 420 |  | 0.42 | 5 | 176 | 39 |  | Fixed | Roof
NJADRE1554565399 | Administratively Determined Incentive Program | Burlington Twp | 8016 | 13 | 2.94 | Residential | Behind the Meter | No | Net Metered Residential | EMT Renewables | None | PSE&G | Accepted | 2023-08-31 | 2023-09-20 | 2024-09-20 | Solar Panels | REC ALPHA | REC 420 |  | 0.42 | 2 | 356 | 20 |  | Fixed | Roof
NJADRE1554565420 | Administratively Determined Incentive Program | Jersey City | 7305 | 8 | 4.4 | Residential | Behind the Meter | Yes | Net Metered Residential | Pro Custom Solar dba Momentum Solar | None | PSE&G | Accepted | 2023-08-31 | 2023-09-20 | 2024-09-20 | Inverters | ENPHASE | IQ8PLUS-72-2-US | 290 |  | 11 |  |  | 0.97 |  | Outdoor
NJADRE1554565420 | Administratively Determined Incentive Program | Jersey City | 7305 | 8 | 4.4 | Residential | Behind the Meter | Yes | Net Metered Residential | Pro Custom Solar dba Momentum Solar | None | PSE&G | Accepted | 2023-08-31 | 2023-09-20 | 2024-09-20 | Solar Panels | HANWHA | Q. PEAK DUO BLK ML-G10+400 |  | 0.4 | 11 | 237 | 7 |  | Fixed | Roof
NJADRE1554565504 | Administratively Determined Incentive Program | Lawrence Township | 8648 | 12 | 10.53 | Residential | Behind the Meter | Yes | Net Metered Residential | Pro Custom Solar dba Momentum Solar | None | PSE&G | Accepted | 2023-08-31 | 2023-09-20 | 2024-09-20 | Solar Panels | HANWHA | Q. PEAK DUO BLK ML-G10+405 |  | 0.405 | 11 | 197 | 22 |  | Fixed | Roof
NJADRE1554565504 | Administratively Determined Incentive Program | Lawrence Township | 8648 | 12 | 10.53 | Residential | Behind the Meter | Yes | Net Metered Residential | Pro Custom Solar dba Momentum Solar | None | PSE&G | Accepted | 2023-08-31 | 2023-09-20 | 2024-09-20 | Solar Panels | HANWHA | Q. PEAK DUO BLK ML-G10+405 |  | 0.405 | 15 | 17 | 23 |  | Fixed | Roof
NJADRE1554565504 | Administratively Determined Incentive Program | Lawrence Township | 8648 | 12 | 10.53 | Residential | Behind the Meter | Yes | Net Metered Residential | Pro Custom Solar dba Momentum Solar | None | PSE&G | Accepted | 2023-08-31 | 2023-09-20 | 2024-09-20 | Inverters | ENPHASE | IQ8PLUS-72-2-US | 290 |  | 26 |  |  | 0.97 |  | Outdoor
NJADRE1554565522 | Administratively Determined Incentive Program | Bound Brook Boro | 8805 | 5 | 12.6 | Residential | Behind the Meter | Yes | Net Metered Residential | EMT Renewables | None | PSE&G | Accepted | 2023-08-31 | 2023-09-20 | 2024-09-20 | Inverters | ENPHASE | IQ7x | 315 |  | 30 |  |  | 0.98 |  | Other | UNDER EACH PANEL
NJADRE1554565522 | Administratively Determined Incentive Program | Bound Brook Boro | 8805 | 5 | 12.6 | Residential | Behind the Meter | Yes | Net Metered Residential | EMT Renewables | None | PSE&G | Accepted | 2023-08-31 | 2023-09-20 | 2024-09-20 | Solar Panels | REC ALPHA | REC 420 |  | 0.42 | 9 | 174 | 31 |  | Fixed | Roof
NJADRE1554565522 | Administratively Determined Incentive Program | Bound Brook Boro | 8805 | 5 | 12.6 | Residential | Behind the Meter | Yes | Net Metered Residential | EMT Renewables | None | PSE&G | Accepted | 2023-08-31 | 2023-09-20 | 2024-09-20 | Solar Panels | REC ALPHA | REC 420 |  | 0.42 | 7 | 354 | 31 |  | Fixed | Roof
NJADRE1554565522 | Administratively Determined Incentive Program | Bound Brook Boro | 8805 | 5 | 12.6 | Residential | Behind the Meter | Yes | Net Metered Residential | EMT Renewables | None | PSE&G | Accepted | 2023-08-31 | 2023-09-20 | 2024-09-20 | Solar Panels | REC ALPHA | REC 420 |  | 0.42 | 1 | 264 | 16 |  | Fixed | Roof
NJADRE1554565522 | Administratively Determined Incentive Program | Bound Brook Boro | 8805 | 5 | 12.6 | Residential | Behind the Meter | Yes | Net Metered Residential | EMT Renewables | None | PSE&G | Accepted | 2023-08-31 | 2023-09-20 | 2024-09-20 | Solar Panels | REC ALPHA | REC 420 |  | 0.42 | 1 | 174 | 16 |  | Fixed | Roof
NJADRE1554565522 | Administratively Determined Incentive Program | Bound Brook Boro | 8805 | 5 | 12.6 | Residential | Behind the Meter | Yes | Net Metered Residential | EMT Renewables | None | PSE&G | Accepted | 2023-08-31 | 2023-09-20 | 2024-09-20 | Solar Panels | REC ALPHA | REC 420 |  | 0.42 | 3 | 173 | 27 |  | Fixed | Roof
NJADRE1554565522 | Administratively Determined Incentive Program | Bound Brook Boro | 8805 | 5 | 12.6 | Residential | Behind the Meter | Yes | Net Metered Residential | EMT Renewables | None | PSE&G | Accepted | 2023-08-31 | 2023-09-20 | 2024-09-20 | Solar Panels | REC ALPHA | REC 420 |  | 0.42 | 3 | 263 | 27 |  | Fixed | Roof
NJADRE1554565522 | Administratively Determined Incentive Program | Bound Brook Boro | 8805 | 5 | 12.6 | Residential | Behind the Meter | Yes | Net Metered Residential | EMT Renewables | None | PSE&G | Accepted | 2023-08-31 | 2023-09-20 | 2024-09-20 | Solar Panels | REC ALPHA | REC 420 |  | 0.42 | 3 | 353 | 27 |  | Fixed | Roof
NJADRE1554565522 | Administratively Determined Incentive Program | Bound Brook Boro | 8805 | 5 | 12.6 | Residential | Behind the Meter | Yes | Net Metered Residential | EMT Renewables | None | PSE&G | Accepted | 2023-08-31 | 2023-09-20 | 2024-09-20 | Solar Panels | REC ALPHA | REC 420 |  | 0.42 | 3 | 83 | 27 |  | Fixed | Roof
NJADRE1554565536 | Administratively Determined Incentive Program | Piscataway | 8854 | 11 | 4.8 | Residential | Behind the Meter | No | Net Metered Residential | Advanced Solar & Energy Solutions, LLC | PSEG | PSE&G | Accepted | 2023-09-21 | 2023-10-12 | 2024-10-12 | Inverters | Solaredge | SE5000A-US | 5000 |  | 1 |  |  | 0.97 |  | Outdoor
NJADRE1554565536 | Administratively Determined Incentive Program | Piscataway | 8854 | 11 | 4.8 | Residential | Behind the Meter | No | Net Metered Residential | Advanced Solar & Energy Solutions, LLC | PSEG | PSE&G | Accepted | 2023-09-21 | 2023-10-12 | 2024-10-12 | Solar Panels | solaria | 400r-pm |  | 0.4 | 12 | 25 | 4 |  | Fixed | Roof
NJADRE1554565559 | Administratively Determined Incentive Program | Trenton | 8611 | 12 | 4.46 | Residential | Behind the Meter | Yes | Net Metered Residential | Pro Custom Solar dba Momentum Solar | None | PSE&G | Accepted | 2023-08-31 | 2023-09-20 | 2024-09-20 | Inverters | ENPHASE | IQ8PLUS-72-2-US | 290 |  | 11 |  |  | 0.97 |  | Outdoor
NJADRE1554565559 | Administratively Determined Incentive Program | Trenton | 8611 | 12 | 4.46 | Residential | Behind the Meter | Yes | Net Metered Residential | Pro Custom Solar dba Momentum Solar | None | PSE&G | Accepted | 2023-08-31 | 2023-09-20 | 2024-09-20 | Solar Panels | HANWHA | Q. PEAK DUO BLK ML-G10+405 |  | 0.405 | 6 | 259 | 22 |  | Fixed | Roof
NJADRE1554565559 | Administratively Determined Incentive Program | Trenton | 8611 | 12 | 4.46 | Residential | Behind the Meter | Yes | Net Metered Residential | Pro Custom Solar dba Momentum Solar | None | PSE&G | Accepted | 2023-08-31 | 2023-09-20 | 2024-09-20 | Solar Panels | HANWHA | Q. PEAK DUO BLK ML-G10+405 |  | 0.405 | 5 | 79 | 22 |  | Fixed | Roof
NJADRE1554565599 | Administratively Determined Incentive Program | Willingboro TWP | 8046 | 13 | 3.16 | Residential | Behind the Meter | Yes | Net Metered Residential | Sunrun Installation Services, Inc. | None | PSE&G | Accepted | 2023-08-31 | 2023-09-20 | 2024-09-20 | Inverters | Delta Electronics | E4-TL-US | 4000 |  | 1 |  |  | 0.975 |  | Outdoor | next to meter
NJADRE1554565599 | Administratively Determined Incentive Program | Willingboro TWP | 8046 | 13 | 3.16 | Residential | Behind the Meter | Yes | Net Metered Residential | Sunrun Installation Services, Inc. | None | PSE&G | Accepted | 2023-08-31 | 2023-09-20 | 2024-09-20 | Solar Panels | TRINA SOLAR | TSM-395DE09C.07 |  | 0.395 | 8 | 1 | 17 |  | Fixed | Roof
NJADRE1554565599 | Administratively Determined Incentive Program | Willingboro TWP | 8046 | 13 | 3.16 | Residential | Behind the Meter | Yes | Net Metered Residential | Sunrun Installation Services, Inc. | None | PSE&G | Accepted | 2023-08-31 | 2023-09-20 | 2024-09-20 | Electric Storage Battery | Tesla | AC Powerwall 2 |  |  | 1 |  |  |  | Lithium Ion |  | Outside
NJADRE1554568782 | Administratively Determined Incentive Program | Trenton City | 8629 | 12 | 9.88 | Residential | Behind the Meter | Yes | Net Metered Residential | Sunrun Installation Services, Inc. | None | PSE&G | Accepted | 2023-09-01 | 2023-09-20 | 2024-09-20 | Electric Storage Battery | Tesla | Powerwall 2 AC |  |  | 1 |  |  |  | Lithium Ion |  | outside
NJADRE1554568782 | Administratively Determined Incentive Program | Trenton City | 8629 | 12 | 9.88 | Residential | Behind the Meter | Yes | Net Metered Residential | Sunrun Installation Services, Inc. | None | PSE&G | Accepted | 2023-09-01 | 2023-09-20 | 2024-09-20 | Inverters | SolarEdge Technologies | SE3800H-USMN | 3800 |  | 1 |  |  | 0.96 |  | Outdoor | Next To Meter
NJADRE1554568782 | Administratively Determined Incentive Program | Trenton City | 8629 | 12 | 9.88 | Residential | Behind the Meter | Yes | Net Metered Residential | Sunrun Installation Services, Inc. | None | PSE&G | Accepted | 2023-09-01 | 2023-09-20 | 2024-09-20 | Solar Panels | Trina Solar | TSM-395DE09C.07 |  | 0.395 | 15 | 297 | 7 |  | Fixed | Roof
NJADRE1554568782 | Administratively Determined Incentive Program | Trenton City | 8629 | 12 | 9.88 | Residential | Behind the Meter | Yes | Net Metered Residential | Sunrun Installation Services, Inc. | None | PSE&G | Accepted | 2023-09-01 | 2023-09-20 | 2024-09-20 | Solar Panels | Trina Solar | TSM-395DE09C.07 |  | 0.395 | 10 | 117 | 38 |  | Fixed | Roof
NJADRE1554568807 | Administratively Determined Incentive Program | Willingboro TWP | 8046 | 13 | 10.27 | Residential | Behind the Meter | Yes | Net Metered Residential | Sunrun Installation Services, Inc. | None | PSE&G | Accepted | 2023-09-01 | 2023-09-20 | 2024-09-20 | Inverters | SOLAREDGE TECHNOLOGIES | SE7600H-USSN | 7600 |  | 1 |  |  | 0.992 |  | Outdoor | next to meter
NJADRE1554568807 | Administratively Determined Incentive Program | Willingboro TWP | 8046 | 13 | 10.27 | Residential | Behind the Meter | Yes | Net Metered Residential | Sunrun Installation Services, Inc. | None | PSE&G | Accepted | 2023-09-01 | 2023-09-20 | 2024-09-20 | Solar Panels | TRINA SOLAR | TSM-395DE09C.07 |  | 0.395 | 3 | 6 | 17 |  | Fixed | Roof
NJADRE1554568807 | Administratively Determined Incentive Program | Willingboro TWP | 8046 | 13 | 10.27 | Residential | Behind the Meter | Yes | Net Metered Residential | Sunrun Installation Services, Inc. | None | PSE&G | Accepted | 2023-09-01 | 2023-09-20 | 2024-09-20 | Solar Panels | TRINA SOLAR | TSM-395DE09C.07 |  | 0.395 | 12 | 5 | 43 |  | Fixed | Roof
NJADRE1554568807 | Administratively Determined Incentive Program | Willingboro TWP | 8046 | 13 | 10.27 | Residential | Behind the Meter | Yes | Net Metered Residential | Sunrun Installation Services, Inc. | None | PSE&G | Accepted | 2023-09-01 | 2023-09-20 | 2024-09-20 | Solar Panels | TRINA SOLAR | TSM-395DE09C.07 |  | 0.395 | 11 | 185 | 41 |  | Fixed | Roof
NJADRE1554568826 | Administratively Determined Incentive Program | RIVERSIDE | 8075 | 13 | 7.2 | Residential | Behind the Meter | Yes | Net Metered Residential | Big Wave Roofing and Solar LLC | None | PSE&G | Accepted | 2023-09-01 | 2023-09-20 | 2024-09-20 | Inverters | Enphase Energy Inc | IQ7PLUS-72-2-US | 290 |  | 18 |  |  | 0.98 |  | Outside
NJADRE1554568826 | Administratively Determined Incentive Program | RIVERSIDE | 8075 | 13 | 7.2 | Residential | Behind the Meter | Yes | Net Metered Residential | Big Wave Roofing and Solar LLC | None | PSE&G | Accepted | 2023-09-01 | 2023-09-20 | 2024-09-20 | Solar Panels | Hanwha Q Cells | Q.PEAK DUO BLK ML-G10+ 400 |  | 0.4 | 7 | 328 | 45 |  | Fixed | Roof
NJADRE1554568826 | Administratively Determined Incentive Program | RIVERSIDE | 8075 | 13 | 7.2 | Residential | Behind the Meter | Yes | Net Metered Residential | Big Wave Roofing and Solar LLC | None | PSE&G | Accepted | 2023-09-01 | 2023-09-20 | 2024-09-20 | Solar Panels | Hanwha Q Cells | Q.PEAK DUO BLK ML-G10+ 400 |  | 0.4 | 5 | 148 | 45 |  | Fixed | Roof
NJADRE1554568826 | Administratively Determined Incentive Program | RIVERSIDE | 8075 | 13 | 7.2 | Residential | Behind the Meter | Yes | Net Metered Residential | Big Wave Roofing and Solar LLC | None | PSE&G | Accepted | 2023-09-01 | 2023-09-20 | 2024-09-20 | Solar Panels | Hanwha Q Cells | Q.PEAK DUO BLK ML-G10+ 400 |  | 0.4 | 6 | 238 | 45 |  | Fixed | Roof
NJADRE1554568847 | Administratively Determined Incentive Program | NEWARK | 7108 | 9 | 5.67 | Residential | Behind the Meter | Yes | Net Metered Residential | Big Wave Roofing and Solar LLC | None | PSE&G | Accepted | 2023-09-01 | 2023-09-20 | 2024-09-20 | Inverters | Enphase Energy Inc | IQ7PLUS-72-2-US | 290 |  | 14 |  |  | 0.98 |  | Outside
NJADRE1554568847 | Administratively Determined Incentive Program | NEWARK | 7108 | 9 | 5.67 | Residential | Behind the Meter | Yes | Net Metered Residential | Big Wave Roofing and Solar LLC | None | PSE&G | Accepted | 2023-09-01 | 2023-09-20 | 2024-09-20 | Solar Panels | Hanwha Q Cells | Q.PEAK DUO BLK ML-G10+ 400 |  | 0.405 | 14 | 198 | 21 |  | Fixed | Roof
NJADRE1554568849 | Administratively Determined Incentive Program | Flemington | 8822 | 4 | 1060.8 | Commercial | Behind the Meter | Yes | Large Net-Metered Non-Residential located on Rooftop, Carport, Canopy and Floating Solar | Infiniti Energy LLC | None | JCP&L | Accepted | 2023-09-01 | 2023-09-27 | 2024-09-27 | Inverters | SolarEdge | SE120kUS | 120000 |  | 1 |  |  | 0.985 |  | Outdoor | Roof
NJADRE1554568849 | Administratively Determined Incentive Program | Flemington | 8822 | 4 | 1060.8 | Commercial | Behind the Meter | Yes | Large Net-Metered Non-Residential located on Rooftop, Carport, Canopy and Floating Solar | Infiniti Energy LLC | None | JCP&L | Accepted | 2023-09-01 | 2023-09-27 | 2024-09-27 | Solar Panels | Trina | TSM DE15V |  | 0.48 | 2210 | 173 | 10 |  | Fixed | Roof
NJADRE1554568852 | Administratively Determined Incentive Program | WILLIAMSTOWN | 8094 | 15 | 12 | Residential | Behind the Meter | Yes | Net Metered Residential | SunnyMac LLC | None | AC Electric | Accepted | 2023-09-05 | 2023-09-25 | 2024-09-25 | Solar Panels | HANWHA | Q.PEAK DUO BLK ML-G10+400 |  | 0.4 | 15 | 125 | 18 |  | Fixed | Roof
NJADRE1554568852 | Administratively Determined Incentive Program | WILLIAMSTOWN | 8094 | 15 | 12 | Residential | Behind the Meter | Yes | Net Metered Residential | SunnyMac LLC | None | AC Electric | Accepted | 2023-09-05 | 2023-09-25 | 2024-09-25 | Solar Panels | HANWHA | Q.PEAK DUO BLK ML-G10+400 |  | 0.4 | 15 | 305 | 18 |  | Fixed | Roof
NJADRE1554568852 | Administratively Determined Incentive Program | WILLIAMSTOWN | 8094 | 15 | 12 | Residential | Behind the Meter | Yes | Net Metered Residential | SunnyMac LLC | None | AC Electric | Accepted | 2023-09-05 | 2023-09-25 | 2024-09-25 | Inverters | Solaredge | SE10000H-US | 10000 |  | 1 |  |  | 0.99 |  | Outdoor | next to meter
NJADRE1554568863 | Administratively Determined Incentive Program | Hawthorne Boro | 7506 | 6 | 9.66 | Residential | Behind the Meter | Yes | Net Metered Residential | EMT Renewables | None | PSE&G | Accepted | 2023-09-01 | 2023-09-20 | 2024-09-20 | Inverters | ENPHASE | IQ7x | 315 |  | 23 |  |  | 0.98 |  | Other | UNDER EACH PANEL
NJADRE1554568863 | Administratively Determined Incentive Program | Hawthorne Boro | 7506 | 6 | 9.66 | Residential | Behind the Meter | Yes | Net Metered Residential | EMT Renewables | None | PSE&G | Accepted | 2023-09-01 | 2023-09-20 | 2024-09-20 | Solar Panels | REC ALPHA | REC 420 |  | 0.42 | 6 | 262 | 31 |  | Fixed | Roof
NJADRE1554568863 | Administratively Determined Incentive Program | Hawthorne Boro | 7506 | 6 | 9.66 | Residential | Behind the Meter | Yes | Net Metered Residential | EMT Renewables | None | PSE&G | Accepted | 2023-09-01 | 2023-09-20 | 2024-09-20 | Solar Panels | REC ALPHA | REC 420 |  | 0.42 | 8 | 172 | 31 |  | Fixed | Roof
NJADRE1554568863 | Administratively Determined Incentive Program | Hawthorne Boro | 7506 | 6 | 9.66 | Residential | Behind the Meter | Yes | Net Metered Residential | EMT Renewables | None | PSE&G | Accepted | 2023-09-01 | 2023-09-20 | 2024-09-20 | Solar Panels | REC ALPHA | REC 420 |  | 0.42 | 9 | 352 | 31 |  | Fixed | Roof
NJADRE1554568887 | Administratively Determined Incentive Program | Carteret Boro | 7008 | 11 | 5.93 | Residential | Behind the Meter | Yes | Net Metered Residential | Sunrun Installation Services, Inc. | None | PSE&G | Accepted | 2023-09-01 | 2023-09-20 | 2024-09-20 | Inverters | SOLAREDGE TECHNOLOGIES | SE7600H-USSN | 7600 |  | 1 |  |  | 0.992 |  | Outdoor | next to meter
NJADRE1554568887 | Administratively Determined Incentive Program | Carteret Boro | 7008 | 11 | 5.93 | Residential | Behind the Meter | Yes | Net Metered Residential | Sunrun Installation Services, Inc. | None | PSE&G | Accepted | 2023-09-01 | 2023-09-20 | 2024-09-20 | Solar Panels | TRINA SOLAR | TSM-395DE09C.07 |  | 0.395 | 15 | 286 | 43 |  | Fixed | Roof
NJADRE1554568894 | Administratively Determined Incentive Program | PERTH AMBOY | 8861 | 11 | 6.4 | Residential | Behind the Meter | No | Net Metered Residential | Big Wave Roofing and Solar LLC | None | PSE&G | Accepted | 2023-09-01 | 2023-09-20 | 2024-09-20 | Inverters | Enphase Energy Inc | IQ7PLUS-72-2-US | 290 |  | 16 |  |  | 0.98 |  | Outside
NJADRE1554568894 | Administratively Determined Incentive Program | PERTH AMBOY | 8861 | 11 | 6.4 | Residential | Behind the Meter | No | Net Metered Residential | Big Wave Roofing and Solar LLC | None | PSE&G | Accepted | 2023-09-01 | 2023-09-20 | 2024-09-20 | Solar Panels | Hanwha Q Cells | Q.PEAK DUO BLK ML-G10+ 400 |  | 0.4 | 16 | 195 | 40 |  | Fixed | Roof
NJADRE1554568898 | Administratively Determined Incentive Program | Manahawkin | 8050 | 18 | 1060.8 | Commercial | Behind the Meter | Yes | Large Net-Metered Non-Residential located on Rooftop, Carport, Canopy and Floating Solar | Infiniti Energy LLC | None | AC Electric | Accepted | 2023-09-01 | 2023-09-27 | 2024-09-27 | Inverters | Solaredge | SE120KUS | 120000 |  | 6 |  |  | 0.985 |  | Outdoor | Roof
NJADRE1554568898 | Administratively Determined Incentive Program | Manahawkin | 8050 | 18 | 1060.8 | Commercial | Behind the Meter | Yes | Large Net-Metered Non-Residential located on Rooftop, Carport, Canopy and Floating Solar | Infiniti Energy LLC | None | AC Electric | Accepted | 2023-09-01 | 2023-09-27 | 2024-09-27 | Solar Panels | Trina | TSM-DEG15V(ii) |  | 0.48 | 2210 | 135 | 10 |  | Fixed | Roof
NJADRE1554568899 | Administratively Determined Incentive Program | North Brunswick Township | 8902 | 11 | 4.05 | Residential | Behind the Meter | Yes | Net Metered Residential | Pro Custom Solar dba Momentum Solar | None | PSE&G | Accepted | 2023-09-01 | 2023-09-20 | 2024-09-20 | Solar Panels | HANWHA | Q. PEAK DUO BLK ML-G10+405 |  | 0.405 | 10 | 223 | 19 |  | Fixed | Roof
NJADRE1554568899 | Administratively Determined Incentive Program | North Brunswick Township | 8902 | 11 | 4.05 | Residential | Behind the Meter | Yes | Net Metered Residential | Pro Custom Solar dba Momentum Solar | None | PSE&G | Accepted | 2023-09-01 | 2023-09-20 | 2024-09-20 | Inverters | ENPHASE | IQ8PLUS-72-2-US | 290 |  | 10 |  |  | 0.97 |  | Outdoor
NJADRE1554568914 | Administratively Determined Incentive Program | North Brunswick Twp | 8902 | 11 | 5.53 | Residential | Behind the Meter | Yes | Net Metered Residential | Sunrun Installation Services, Inc. | None | PSE&G | Accepted | 2023-09-01 | 2023-09-20 | 2024-09-20 | Inverters | SOLAREDGE TECHNOLOGIES | SE3800H-USMN | 3800 |  | 1 |  |  | 0.992 |  | Outdoor | next to meter
NJADRE1554568914 | Administratively Determined Incentive Program | North Brunswick Twp | 8902 | 11 | 5.53 | Residential | Behind the Meter | Yes | Net Metered Residential | Sunrun Installation Services, Inc. | None | PSE&G | Accepted | 2023-09-01 | 2023-09-20 | 2024-09-20 | Solar Panels | TRINA SOLAR | TSM-395DE09C.07 |  | 0.395 | 4 | 180 | 25 |  | Fixed | Roof
NJADRE1554568914 | Administratively Determined Incentive Program | North Brunswick Twp | 8902 | 11 | 5.53 | Residential | Behind the Meter | Yes | Net Metered Residential | Sunrun Installation Services, Inc. | None | PSE&G | Accepted | 2023-09-01 | 2023-09-20 | 2024-09-20 | Solar Panels | TRINA SOLAR | TSM-395DE09C.07 |  | 0.395 | 10 | 92 | 25 |  | Fixed | Roof
NJADRE1554568916 | Administratively Determined Incentive Program | Vineland | 8360 | 20 | 6.08 | Residential | Behind the Meter | Yes | Net Metered Residential | EMT Renewables | None | Vineland Muni Electric | Accepted | 2023-09-01 | 2023-09-20 | 2024-09-20 | Inverters | ENPHASE | IQ8+ | 290 |  | 15 |  |  | 0.98 |  | Other | UNDER EACH PANEL
NJADRE1554568916 | Administratively Determined Incentive Program | Vineland | 8360 | 20 | 6.08 | Residential | Behind the Meter | Yes | Net Metered Residential | EMT Renewables | None | Vineland Muni Electric | Accepted | 2023-09-01 | 2023-09-20 | 2024-09-20 | Solar Panels | Q CELLS | Q PEAK DUO BLK |  | 0.405 | 8 | 93 | 23 |  | Fixed | Roof
NJADRE1554568916 | Administratively Determined Incentive Program | Vineland | 8360 | 20 | 6.08 | Residential | Behind the Meter | Yes | Net Metered Residential | EMT Renewables | None | Vineland Muni Electric | Accepted | 2023-09-01 | 2023-09-20 | 2024-09-20 | Solar Panels | Q CELLS | Q PEAK DUO BLK |  | 0.405 | 7 | 273 | 23 |  | Fixed | Roof
NJADRE1554568925 | Administratively Determined Incentive Program | Turnersville | 8012 | 14 | 998.4 | Commercial | Behind the Meter | Yes | Small Net-Metered Non-Residential located on Rooftop, Carport, Canopy and Floating Solar | Infiniti Energy LLC | None | AC Electric | Accepted | 2023-09-01 | 2023-09-20 | 2024-09-20 | Inverters | Solaredge | SE120KUS | 120000 |  | 6 |  |  | 0.985 |  | Outdoor | Rooftop
NJADRE1554568925 | Administratively Determined Incentive Program | Turnersville | 8012 | 14 | 998.4 | Commercial | Behind the Meter | Yes | Small Net-Metered Non-Residential located on Rooftop, Carport, Canopy and Floating Solar | Infiniti Energy LLC | None | AC Electric | Accepted | 2023-09-01 | 2023-09-20 | 2024-09-20 | Solar Panels | Trina | TSM-DE15(ii) |  | 0.48 | 2080 | 145 | 10 |  | Fixed | Roof
NJADRE1554568938 | Administratively Determined Incentive Program | Bridgeton | 8302 | 20 | 21.87 | Residential | Behind the Meter | Yes | Net Metered Residential | RCL Enterprises Inc. | None | AC Electric | Accepted | 2023-09-01 | 2023-09-20 | 2024-09-20 | Inverters | Enphase | IQ8plus | 290 |  | 54 |  |  | 0.97 |  | Outdoor
NJADRE1554568938 | Administratively Determined Incentive Program | Bridgeton | 8302 | 20 | 21.87 | Residential | Behind the Meter | Yes | Net Metered Residential | RCL Enterprises Inc. | None | AC Electric | Accepted | 2023-09-01 | 2023-09-20 | 2024-09-20 | Solar Panels | Jinko | JKM-405M |  | 0.405 | 54 | 180 | 25 |  | Fixed | Ground
NJADRE1554568974 | Administratively Determined Incentive Program | Bellmawr Boro | 8031 | 14 | 3.75 | Residential | Behind the Meter | Yes | Net Metered Residential | Sunrun Installation Services, Inc. | None | PSE&G | Accepted | 2023-09-01 | 2023-09-20 | 2024-09-20 | Inverters | SolarEdge Technologies | SE3800H-USMN | 3800 |  | 1 |  |  | 0.99 |  | Outdoor | Next to the meter
NJADRE1554568974 | Administratively Determined Incentive Program | Bellmawr Boro | 8031 | 14 | 3.75 | Residential | Behind the Meter | Yes | Net Metered Residential | Sunrun Installation Services, Inc. | None | PSE&G | Accepted | 2023-09-01 | 2023-09-20 | 2024-09-20 | Solar Panels | Vikram Solar | VSMDHT.60.375.05 |  | 0.375 | 10 | 159 | 31 |  | Fixed | Roof
NJADRE1554568977 | Administratively Determined Incentive Program | Hammonton | 8217 | 19 | 11.07 | Residential | Behind the Meter | No | Net Metered Residential | Sun Up Zero Down | None | AC Electric | Accepted | 2023-09-01 | 2023-09-20 | 2024-09-20 | Inverters | Enphase | IQ8PLUS-72-2-US | 290 |  | 27 |  |  | 0.976 |  | Outdoor
NJADRE1554568977 | Administratively Determined Incentive Program | Hammonton | 8217 | 19 | 11.07 | Residential | Behind the Meter | No | Net Metered Residential | Sun Up Zero Down | None | AC Electric | Accepted | 2023-09-01 | 2023-09-20 | 2024-09-20 | Meters | Enphase | TBD |  |  | 1 |  |  |  | Yes
NJADRE1554568977 | Administratively Determined Incentive Program | Hammonton | 8217 | 19 | 11.07 | Residential | Behind the Meter | No | Net Metered Residential | Sun Up Zero Down | None | AC Electric | Accepted | 2023-09-01 | 2023-09-20 | 2024-09-20 | Solar Panels | Trina | TSM-410-NE09RC.05 Vertex S+ |  | 0.41 | 27 | 125 | 20 |  | Fixed | Roof
NJADRE1554568989 | Administratively Determined Incentive Program | River Vale | 7675 | 7 | 19.85 | Residential | Behind the Meter | No | Net Metered Residential | Powur, PBC | None | PSE&G | Accepted | 2023-09-01 | 2023-09-21 | 2024-09-21 | Solar Panels | Rec Solar | REC405AA PURE |  | 0.405 | 23 | 214 | 24 |  | Fixed | Roof
NJADRE1554568989 | Administratively Determined Incentive Program | River Vale | 7675 | 7 | 19.85 | Residential | Behind the Meter | No | Net Metered Residential | Powur, PBC | None | PSE&G | Accepted | 2023-09-01 | 2023-09-21 | 2024-09-21 | Solar Panels | Rec Solar | REC405AA PURE |  | 0.405 | 5 | 304 | 24 |  | Fixed | Roof
NJADRE1554568989 | Administratively Determined Incentive Program | River Vale | 7675 | 7 | 19.85 | Residential | Behind the Meter | No | Net Metered Residential | Powur, PBC | None | PSE&G | Accepted | 2023-09-01 | 2023-09-21 | 2024-09-21 | Solar Panels | Rec Solar | REC405AA PURE |  | 0.405 | 1 | 124 | 24 |  | Fixed | Roof
NJADRE1554568989 | Administratively Determined Incentive Program | River Vale | 7675 | 7 | 19.85 | Residential | Behind the Meter | No | Net Metered Residential | Powur, PBC | None | PSE&G | Accepted | 2023-09-01 | 2023-09-21 | 2024-09-21 | Solar Panels | Rec Solar | REC405AA PURE |  | 0.405 | 4 | 124 | 24 |  | Fixed | Roof
NJADRE1554568989 | Administratively Determined Incentive Program | River Vale | 7675 | 7 | 19.85 | Residential | Behind the Meter | No | Net Metered Residential | Powur, PBC | None | PSE&G | Accepted | 2023-09-01 | 2023-09-21 | 2024-09-21 | Solar Panels | Rec Solar | REC405AA PURE |  | 0.405 | 4 | 214 | 24 |  | Fixed | Roof
NJADRE1554568989 | Administratively Determined Incentive Program | River Vale | 7675 | 7 | 19.85 | Residential | Behind the Meter | No | Net Metered Residential | Powur, PBC | None | PSE&G | Accepted | 2023-09-01 | 2023-09-21 | 2024-09-21 | Solar Panels | Rec Solar | REC405AA PURE |  | 0.405 | 12 | 124 | 24 |  | Fixed | Roof
NJADRE1554568989 | Administratively Determined Incentive Program | River Vale | 7675 | 7 | 19.85 | Residential | Behind the Meter | No | Net Metered Residential | Powur, PBC | None | PSE&G | Accepted | 2023-09-01 | 2023-09-21 | 2024-09-21 | Inverters | Enphase | IQ8M-72.2-US | 325 |  | 49 |  |  | 0.99 |  | Outside
NJADRE1554568989 | Administratively Determined Incentive Program | River Vale | 7675 | 7 | 19.85 | Residential | Behind the Meter | No | Net Metered Residential | Powur, PBC | None | PSE&G | Accepted | 2023-09-01 | 2023-09-21 | 2024-09-21 | Meters | "Enphase Integrated Production Meter Single-Phase (L-L) | X2-IQ-AM1-240-4 |  |  | 1 |  |  |  | Yes | Outdoor
NJADRE1554569014 | Administratively Determined Incentive Program | Bridgewater Twp | 8807 | 5 | 12.4 | Residential | Behind the Meter | Yes | Net Metered Residential | Sunny Mac LLC | None | PSE&G | Accepted | 2023-09-01 | 2023-09-21 | 2024-09-21 | Solar Panels | HANWHA | Q.PEAK DUO BLK ML-G10+400 |  | 0.4 | 20 | 173 | 19 |  | Fixed | Roof
NJADRE1554569014 | Administratively Determined Incentive Program | Bridgewater Twp | 8807 | 5 | 12.4 | Residential | Behind the Meter | Yes | Net Metered Residential | Sunny Mac LLC | None | PSE&G | Accepted | 2023-09-01 | 2023-09-21 | 2024-09-21 | Solar Panels | HANWHA | Q.PEAK DUO BLK ML-G10+400 |  | 0.4 | 2 | 173 | 23 |  | Fixed | Roof
NJADRE1554569014 | Administratively Determined Incentive Program | Bridgewater Twp | 8807 | 5 | 12.4 | Residential | Behind the Meter | Yes | Net Metered Residential | Sunny Mac LLC | None | PSE&G | Accepted | 2023-09-01 | 2023-09-21 | 2024-09-21 | Solar Panels | HANWHA | Q.PEAK DUO BLK ML-G10+400 |  | 0.4 | 9 | 173 | 18 |  | Fixed | Roof
NJADRE1554569014 | Administratively Determined Incentive Program | Bridgewater Twp | 8807 | 5 | 12.4 | Residential | Behind the Meter | Yes | Net Metered Residential | Sunny Mac LLC | None | PSE&G | Accepted | 2023-09-01 | 2023-09-21 | 2024-09-21 | Inverters | Solaredge | SE10000H-US | 10000 |  | 1 |  |  | 0.99 |  | Outdoor | NEXT TO METER
NJADRE1554569017 | Administratively Determined Incentive Program | Newark | 7105 | 9 | 5.27 | Residential | Behind the Meter | Yes | Net Metered Residential | Pro Custom Solar dba Momentum Solar | None | PSE&G | Accepted | 2023-09-01 | 2023-09-21 | 2024-09-21 | Solar Panels | HANWHA | Q. PEAK DUO BLK ML-G10+405 |  | 0.405 | 11 | 234 | 26 |  | Fixed | Roof
NJADRE1554569017 | Administratively Determined Incentive Program | Newark | 7105 | 9 | 5.27 | Residential | Behind the Meter | Yes | Net Metered Residential | Pro Custom Solar dba Momentum Solar | None | PSE&G | Accepted | 2023-09-01 | 2023-09-21 | 2024-09-21 | Solar Panels | HANWHA | Q. PEAK DUO BLK ML-G10+405 |  | 0.405 | 2 | 54 | 26 |  | Fixed | Roof
NJADRE1554569017 | Administratively Determined Incentive Program | Newark | 7105 | 9 | 5.27 | Residential | Behind the Meter | Yes | Net Metered Residential | Pro Custom Solar dba Momentum Solar | None | PSE&G | Accepted | 2023-09-01 | 2023-09-21 | 2024-09-21 | Inverters | ENPHASE | IQ8PLUS-72-2-US | 290 |  | 13 |  |  | 0.97 |  | Outdoor
NJADRE1554569026 | Administratively Determined Incentive Program | Belleville | 7109 | 9 | 5.53 | Residential | Behind the Meter | Yes | Net Metered Residential | Sunrun Installation Services, Inc. | None | PSE&G | Accepted | 2023-09-01 | 2023-09-21 | 2024-09-21 | Inverters | SolarEdge Technologies | SE3800H-USMN | 3800 |  | 1 |  |  | 0.96 |  | Outdoor | Next To Meter
NJADRE1554569026 | Administratively Determined Incentive Program | Belleville | 7109 | 9 | 5.53 | Residential | Behind the Meter | Yes | Net Metered Residential | Sunrun Installation Services, Inc. | None | PSE&G | Accepted | 2023-09-01 | 2023-09-21 | 2024-09-21 | Solar Panels | Trina Solar | TSM-395DE09C.07 |  | 0.395 | 3 | 114 | 26 |  | Fixed | Roof
NJADRE1554569026 | Administratively Determined Incentive Program | Belleville | 7109 | 9 | 5.53 | Residential | Behind the Meter | Yes | Net Metered Residential | Sunrun Installation Services, Inc. | None | PSE&G | Accepted | 2023-09-01 | 2023-09-21 | 2024-09-21 | Solar Panels | Trina Solar | TSM-395DE09C.07 |  | 0.395 | 11 | 204 | 25 |  | Fixed | Roof
NJADRE1554569026 | Administratively Determined Incentive Program | Belleville | 7109 | 9 | 5.53 | Residential | Behind the Meter | Yes | Net Metered Residential | Sunrun Installation Services, Inc. | None | PSE&G | Accepted | 2023-09-01 | 2023-09-21 | 2024-09-21 | Electric Storage Battery | Tesla | Powerwall 2 AC |  |  | 1 |  |  |  | Lithium Ion |  | inside
NJADRE1554569042 | Administratively Determined Incentive Program | Deptford TWP | 8090 | 15 | 4.88 | Residential | Behind the Meter | Yes | Net Metered Residential | Sunrun Installation Services, Inc. | None | PSE&G | Accepted | 2023-09-01 | 2023-09-21 | 2024-09-21 | Inverters | SOLAREDGE TECHNOLOGIES | SE3800H-USMN | 3800 |  | 1 |  |  | 0.992 |  | Outdoor | next to meter
NJADRE1554569042 | Administratively Determined Incentive Program | Deptford TWP | 8090 | 15 | 4.88 | Residential | Behind the Meter | Yes | Net Metered Residential | Sunrun Installation Services, Inc. | None | PSE&G | Accepted | 2023-09-01 | 2023-09-21 | 2024-09-21 | Solar Panels | VIKRAM SOLAR | VSMDHT.60.375.05 |  | 0.375 | 13 | 220 | 22 |  | Fixed | Roof
NJADRE1554569050 | Administratively Determined Incentive Program | Mystic Islands | 8087 | 18 | 8.4 | Residential | Behind the Meter | No | Net Metered Residential | All Season Solar | None | AC Electric | Accepted | 2023-09-01 | 2023-09-21 | 2024-09-21 | Inverters | Enphase | IQ8 Plus | 290 |  | 21 |  |  | 0.97 |  | Outside
NJADRE1554569050 | Administratively Determined Incentive Program | Mystic Islands | 8087 | 18 | 8.4 | Residential | Behind the Meter | No | Net Metered Residential | All Season Solar | None | AC Electric | Accepted | 2023-09-01 | 2023-09-21 | 2024-09-21 | Solar Panels | Certainteed | CT400HC11-06 |  | 0.4 | 5 | 300 | 21 |  | Fixed | Roof
NJADRE1554569050 | Administratively Determined Incentive Program | Mystic Islands | 8087 | 18 | 8.4 | Residential | Behind the Meter | No | Net Metered Residential | All Season Solar | None | AC Electric | Accepted | 2023-09-01 | 2023-09-21 | 2024-09-21 | Solar Panels | Certainteed | CT400HC11-06 |  | 0.4 | 6 | 120 | 20 |  | Fixed | Roof
NJADRE1554569050 | Administratively Determined Incentive Program | Mystic Islands | 8087 | 18 | 8.4 | Residential | Behind the Meter | No | Net Metered Residential | All Season Solar | None | AC Electric | Accepted | 2023-09-01 | 2023-09-21 | 2024-09-21 | Solar Panels | Certainteed | CT400HC11-06 |  | 0.4 | 10 | 210 | 20 |  | Fixed | Roof
NJADRE1554569068 | Administratively Determined Incentive Program | Newark | 7105 | 9 | 3.24 | Residential | Behind the Meter | Yes | Net Metered Residential | Pro Custom Solar dba Momentum Solar | None | PSE&G | Accepted | 2023-09-01 | 2023-09-21 | 2024-09-21 | Solar Panels | HANWHA | Q. PEAK DUO BLK ML-G10+405 |  | 0.405 | 7 | 54 | 26 |  | Fixed | Roof
NJADRE1554569068 | Administratively Determined Incentive Program | Newark | 7105 | 9 | 3.24 | Residential | Behind the Meter | Yes | Net Metered Residential | Pro Custom Solar dba Momentum Solar | None | PSE&G | Accepted | 2023-09-01 | 2023-09-21 | 2024-09-21 | Solar Panels | HANWHA | Q. PEAK DUO BLK ML-G10+405 |  | 0.405 | 1 | 234 | 26 |  | Fixed | Roof
NJADRE1554569068 | Administratively Determined Incentive Program | Newark | 7105 | 9 | 3.24 | Residential | Behind the Meter | Yes | Net Metered Residential | Pro Custom Solar dba Momentum Solar | None | PSE&G | Accepted | 2023-09-01 | 2023-09-21 | 2024-09-21 | Inverters | ENPHASE | IQ8PLUS-72-2-US | 290 |  | 8 |  |  | 0.97 |  | Outdoor
NJADRE1554570153 | Administratively Determined Incentive Program | Woodbury Heights | 8097 | 15 | 9.75 | Residential | Behind the Meter | Yes | Net Metered Residential | Sunrun Installation Services, Inc. | None | PSE&G | Accepted | 2023-09-01 | 2023-09-21 | 2024-09-21 | Inverters | Delta Electronics | E4-TL-US | 3840 |  | 2 |  |  | 0.96 |  | Outdoor | Next To Meter
NJADRE1554570153 | Administratively Determined Incentive Program | Woodbury Heights | 8097 | 15 | 9.75 | Residential | Behind the Meter | Yes | Net Metered Residential | Sunrun Installation Services, Inc. | None | PSE&G | Accepted | 2023-09-01 | 2023-09-21 | 2024-09-21 | Solar Panels | Vikram Solar | VSMDHT.60.375.05 |  | 0.375 | 12 | 79 | 33 |  | Fixed | Roof
NJADRE1554570153 | Administratively Determined Incentive Program | Woodbury Heights | 8097 | 15 | 9.75 | Residential | Behind the Meter | Yes | Net Metered Residential | Sunrun Installation Services, Inc. | None | PSE&G | Accepted | 2023-09-01 | 2023-09-21 | 2024-09-21 | Solar Panels | Vikram Solar | VSMDHT.60.375.05 |  | 0.375 | 14 | 259 | 31 |  | Fixed | Roof
NJADRE1554570160 | Administratively Determined Incentive Program | Pennsauken Twp | 8109 | 14 | 7.13 | Residential | Behind the Meter | Yes | Net Metered Residential | Sunrun Installation Services, Inc. | None | PSE&G | Accepted | 2023-09-01 | 2023-09-21 | 2024-09-21 | Inverters | SOLAREDGE TECHNOLOGIES | SE6000H-USSN | 6000 |  | 1 |  |  | 0.992 |  | Outdoor | next to meter
NJADRE1554570160 | Administratively Determined Incentive Program | Pennsauken Twp | 8109 | 14 | 7.13 | Residential | Behind the Meter | Yes | Net Metered Residential | Sunrun Installation Services, Inc. | None | PSE&G | Accepted | 2023-09-01 | 2023-09-21 | 2024-09-21 | Solar Panels | VIKRAM SOLAR | VSMDHT.60.375.05 |  | 0.375 | 9 | 34 | 23 |  | Fixed | Roof
NJADRE1554570160 | Administratively Determined Incentive Program | Pennsauken Twp | 8109 | 14 | 7.13 | Residential | Behind the Meter | Yes | Net Metered Residential | Sunrun Installation Services, Inc. | None | PSE&G | Accepted | 2023-09-01 | 2023-09-21 | 2024-09-21 | Solar Panels | VIKRAM SOLAR | VSMDHT.60.375.05 |  | 0.375 | 10 | 216 | 22 |  | Fixed | Roof
NJADRE1554570161 | Administratively Determined Incentive Program | Plainfield | 7060 | 10 | 3.2 | Residential | Behind the Meter | Yes | Net Metered Residential | Pro Custom Solar dba Momentum Solar | None | PSE&G | Accepted | 2023-09-01 | 2023-09-21 | 2024-09-21 | Inverters | enphase | iq8plus-72-2-us | 290 |  | 8 |  |  | 0.97 |  | Outdoor
NJADRE1554570161 | Administratively Determined Incentive Program | Plainfield | 7060 | 10 | 3.2 | Residential | Behind the Meter | Yes | Net Metered Residential | Pro Custom Solar dba Momentum Solar | None | PSE&G | Accepted | 2023-09-01 | 2023-09-21 | 2024-09-21 | Solar Panels | hanwha | Q.PEAK DUO BLK ML-G10+400 |  | 0.4 | 6 | 177 | 38 |  | Fixed | Roof
NJADRE1554570161 | Administratively Determined Incentive Program | Plainfield | 7060 | 10 | 3.2 | Residential | Behind the Meter | Yes | Net Metered Residential | Pro Custom Solar dba Momentum Solar | None | PSE&G | Accepted | 2023-09-01 | 2023-09-21 | 2024-09-21 | Solar Panels | hanwha | Q.PEAK DUO BLK ML-G10+400 |  | 0.4 | 2 | 357 | 38 |  | Fixed | Roof
NJADRE1554570184 | Administratively Determined Incentive Program | Lodi | 7644 | 7 | 12 | Residential | Behind the Meter | Yes | Net Metered Residential | Pro Custom Solar dba Momentum Solar | None | PSE&G | Accepted | 2023-09-01 | 2023-09-21 | 2024-09-21 | Solar Panels | HANWHA | Q. PEAK DUO BLK ML-G10+400 |  | 0.4 | 6 | 253 | 5 |  | Fixed | Roof
NJADRE1554570184 | Administratively Determined Incentive Program | Lodi | 7644 | 7 | 12 | Residential | Behind the Meter | Yes | Net Metered Residential | Pro Custom Solar dba Momentum Solar | None | PSE&G | Accepted | 2023-09-01 | 2023-09-21 | 2024-09-21 | Solar Panels | HANWHA | Q. PEAK DUO BLK ML-G10+400 |  | 0.4 | 11 | 73 | 29 |  | Fixed | Roof
NJADRE1554570184 | Administratively Determined Incentive Program | Lodi | 7644 | 7 | 12 | Residential | Behind the Meter | Yes | Net Metered Residential | Pro Custom Solar dba Momentum Solar | None | PSE&G | Accepted | 2023-09-01 | 2023-09-21 | 2024-09-21 | Solar Panels | HANWHA | Q. PEAK DUO BLK ML-G10+400 |  | 0.4 | 7 | 163 | 17 |  | Fixed | Roof
NJADRE1554570184 | Administratively Determined Incentive Program | Lodi | 7644 | 7 | 12 | Residential | Behind the Meter | Yes | Net Metered Residential | Pro Custom Solar dba Momentum Solar | None | PSE&G | Accepted | 2023-09-01 | 2023-09-21 | 2024-09-21 | Solar Panels | HANWHA | Q. PEAK DUO BLK ML-G10+400 |  | 0.4 | 6 | 343 | 17 |  | Fixed | Roof
NJADRE1554570184 | Administratively Determined Incentive Program | Lodi | 7644 | 7 | 12 | Residential | Behind the Meter | Yes | Net Metered Residential | Pro Custom Solar dba Momentum Solar | None | PSE&G | Accepted | 2023-09-01 | 2023-09-21 | 2024-09-21 | Inverters | ENPHASE | IQ8PLUS-72-2-US | 290 |  | 30 |  |  | 0.97 |  | Outdoor
NJADRE1554570197 | Administratively Determined Incentive Program | Fair Lawn Boro | 7410 | 7 | 7.11 | Residential | Behind the Meter | Yes | Net Metered Residential | Sunrun Installation Services, Inc. | None | PSE&G | Accepted | 2023-09-01 | 2023-09-21 | 2024-09-21 | Inverters | SOLAREDGE TECHNOLOGIES | SE6000H-USSN | 6000 |  | 1 |  |  | 0.992 |  | Outdoor | next to meter
NJADRE1554570197 | Administratively Determined Incentive Program | Fair Lawn Boro | 7410 | 7 | 7.11 | Residential | Behind the Meter | Yes | Net Metered Residential | Sunrun Installation Services, Inc. | None | PSE&G | Accepted | 2023-09-01 | 2023-09-21 | 2024-09-21 | Solar Panels | TRINA SOLAR | TSM-395DE09C.07 |  | 0.395 | 3 | 222 | 28 |  | Fixed | Roof
NJADRE1554570197 | Administratively Determined Incentive Program | Fair Lawn Boro | 7410 | 7 | 7.11 | Residential | Behind the Meter | Yes | Net Metered Residential | Sunrun Installation Services, Inc. | None | PSE&G | Accepted | 2023-09-01 | 2023-09-21 | 2024-09-21 | Solar Panels | TRINA SOLAR | TSM-395DE09C.07 |  | 0.395 | 4 | 42 | 25 |  | Fixed | Roof
NJADRE1554570197 | Administratively Determined Incentive Program | Fair Lawn Boro | 7410 | 7 | 7.11 | Residential | Behind the Meter | Yes | Net Metered Residential | Sunrun Installation Services, Inc. | None | PSE&G | Accepted | 2023-09-01 | 2023-09-21 | 2024-09-21 | Solar Panels | TRINA SOLAR | TSM-395DE09C.07 |  | 0.395 | 6 | 312 | 26 |  | Fixed | Roof
NJADRE1554570197 | Administratively Determined Incentive Program | Fair Lawn Boro | 7410 | 7 | 7.11 | Residential | Behind the Meter | Yes | Net Metered Residential | Sunrun Installation Services, Inc. | None | PSE&G | Accepted | 2023-09-01 | 2023-09-21 | 2024-09-21 | Solar Panels | TRINA SOLAR | TSM-395DE09C.07 |  | 0.395 | 5 | 132 | 27 |  | Fixed | Roof
NJADRE1554570222 | Administratively Determined Incentive Program | Newark | 7105 | 9 | 4.05 | Residential | Behind the Meter | Yes | Net Metered Residential | Big Wave Roofing and Solar LLC | None | PSE&G | Accepted | 2023-09-01 | 2023-09-21 | 2024-09-21 | Inverters | Enphase Energy Inc | IQ7PLUS-72-2-US (Microinverter, 60 & 72-Cell) | 290 |  | 10 |  |  | 0.98 |  | Outdoor
NJADRE1554570222 | Administratively Determined Incentive Program | Newark | 7105 | 9 | 4.05 | Residential | Behind the Meter | Yes | Net Metered Residential | Big Wave Roofing and Solar LLC | None | PSE&G | Accepted | 2023-09-01 | 2023-09-21 | 2024-09-21 | Solar Panels | Qcells | Q.PEAK DUO BLK ML-G10+ 405 |  | 0.405 | 10 | 155 | 25 |  | Fixed | Roof
NJADRE1554570251 | Administratively Determined Incentive Program | Monroe Township | 8831 | 11 | 10.53 | Residential | Behind the Meter | Yes | Net Metered Residential | Pro Custom Solar dba Momentum Solar | None | JCP&L | Accepted | 2023-09-01 | 2023-09-21 | 2024-09-21 | Solar Panels | HANWHA | Q. PEAK DUO BLK ML-G10+405 |  | 0.405 | 10 | 251 | 17 |  | Fixed | Roof
NJADRE1554570251 | Administratively Determined Incentive Program | Monroe Township | 8831 | 11 | 10.53 | Residential | Behind the Meter | Yes | Net Metered Residential | Pro Custom Solar dba Momentum Solar | None | JCP&L | Accepted | 2023-09-01 | 2023-09-21 | 2024-09-21 | Solar Panels | HANWHA | Q. PEAK DUO BLK ML-G10+405 |  | 0.405 | 16 | 71 | 17 |  | Fixed | Roof
NJADRE1554570251 | Administratively Determined Incentive Program | Monroe Township | 8831 | 11 | 10.53 | Residential | Behind the Meter | Yes | Net Metered Residential | Pro Custom Solar dba Momentum Solar | None | JCP&L | Accepted | 2023-09-01 | 2023-09-21 | 2024-09-21 | Inverters | ENPHASE | IQ8PLUS-72-2-US | 290 |  | 26 |  |  | 0.97 |  | Outdoor
NJADRE1554570269 | Administratively Determined Incentive Program | Camden City | 8104 | 14 | 5.25 | Residential | Behind the Meter | Yes | Net Metered Residential | Sunrun Installation Services, Inc. | None | PSE&G | Accepted | 2023-09-01 | 2023-09-21 | 2024-09-21 | Inverters | SOLAREDGE TECHNOLOGIES | SE3800H-USMN | 3800 |  | 1 |  |  | 0.992 |  | Outdoor | next to meter
NJADRE1554570269 | Administratively Determined Incentive Program | Camden City | 8104 | 14 | 5.25 | Residential | Behind the Meter | Yes | Net Metered Residential | Sunrun Installation Services, Inc. | None | PSE&G | Accepted | 2023-09-01 | 2023-09-21 | 2024-09-21 | Solar Panels | VIKRAM SOLAR | VSMDHT.60.375.05 |  | 0.375 | 6 | 337 | 28 |  | Fixed | Roof
NJADRE1554570269 | Administratively Determined Incentive Program | Camden City | 8104 | 14 | 5.25 | Residential | Behind the Meter | Yes | Net Metered Residential | Sunrun Installation Services, Inc. | None | PSE&G | Accepted | 2023-09-01 | 2023-09-21 | 2024-09-21 | Solar Panels | VIKRAM SOLAR | VSMDHT.60.375.05 |  | 0.375 | 8 | 157 | 29 |  | Fixed | Roof
NJADRE1554570322 | Administratively Determined Incentive Program | Plainfield | 7060 | 10 | 11.68 | Residential | Behind the Meter | Yes | Net Metered Residential | Pro Custom Solar dba Momentum Solar | None | PSE&G | Accepted | 2023-09-01 | 2023-09-21 | 2024-09-21 | Solar Panels | HANWHA | Q. PEAK DUO BLK-G10+365 |  | 0.365 | 17 | 88 | 21 |  | Fixed | Roof
NJADRE1554570322 | Administratively Determined Incentive Program | Plainfield | 7060 | 10 | 11.68 | Residential | Behind the Meter | Yes | Net Metered Residential | Pro Custom Solar dba Momentum Solar | None | PSE&G | Accepted | 2023-09-01 | 2023-09-21 | 2024-09-21 | Solar Panels | HANWHA | Q. PEAK DUO BLK-G10+365 |  | 0.365 | 15 | 268 | 21 |  | Fixed | Roof
NJADRE1554570322 | Administratively Determined Incentive Program | Plainfield | 7060 | 10 | 11.68 | Residential | Behind the Meter | Yes | Net Metered Residential | Pro Custom Solar dba Momentum Solar | None | PSE&G | Accepted | 2023-09-01 | 2023-09-21 | 2024-09-21 | Inverters | ENPHASE | IQ8PLUS-72-2-US | 290 |  | 32 |  |  | 0.97 |  | Outdoor
NJADRE1554570350 | Administratively Determined Incentive Program | Ewing Township | 8638 | 12 | 8.91 | Residential | Behind the Meter | Yes | Net Metered Residential | Pro Custom Solar dba Momentum Solar | None | PSE&G | Accepted | 2023-09-01 | 2023-09-21 | 2024-09-21 | Inverters | Enphase | IQ8PLUS-72-2-US | 290 |  | 22 |  |  | 0.97 |  | Outdoor
NJADRE1554570350 | Administratively Determined Incentive Program | Ewing Township | 8638 | 12 | 8.91 | Residential | Behind the Meter | Yes | Net Metered Residential | Pro Custom Solar dba Momentum Solar | None | PSE&G | Accepted | 2023-09-01 | 2023-09-21 | 2024-09-21 | Solar Panels | Hanwha | q.peak duo blk ML-g10+405 |  | 0.405 | 14 | 46 | 22 |  | Fixed | Roof
NJADRE1554570350 | Administratively Determined Incentive Program | Ewing Township | 8638 | 12 | 8.91 | Residential | Behind the Meter | Yes | Net Metered Residential | Pro Custom Solar dba Momentum Solar | None | PSE&G | Accepted | 2023-09-01 | 2023-09-21 | 2024-09-21 | Solar Panels | Hanwha | q.peak duo blk ML-g10+405 |  | 0.405 | 8 | 226 | 22 |  | Fixed | Roof
NJADRE1554570352 | Administratively Determined Incentive Program | LAWRENCE TWP MER | 8648 | 12 | 5.67 | Residential | Behind the Meter | No | Net Metered Residential | Tesla Energy Operations Inc | None | PSE&G | Accepted | 2023-09-01 | 2023-09-21 | 2024-09-21 | Solar Panels | Hanwha | Q.PEAK DUO BLK ML-G10+/TS 405 |  | 0.405 | 7 | 14 | 34 |  | Fixed | Roof
NJADRE1554570352 | Administratively Determined Incentive Program | LAWRENCE TWP MER | 8648 | 12 | 5.67 | Residential | Behind the Meter | No | Net Metered Residential | Tesla Energy Operations Inc | None | PSE&G | Accepted | 2023-09-01 | 2023-09-21 | 2024-09-21 | Solar Panels | Hanwha | Q.PEAK DUO BLK ML-G10+/TS 405 |  | 0.405 | 4 | 194 | 34 |  | Fixed | Roof
NJADRE1554570352 | Administratively Determined Incentive Program | LAWRENCE TWP MER | 8648 | 12 | 5.67 | Residential | Behind the Meter | No | Net Metered Residential | Tesla Energy Operations Inc | None | PSE&G | Accepted | 2023-09-01 | 2023-09-21 | 2024-09-21 | Solar Panels | Hanwha | Q.PEAK DUO BLK ML-G10+/TS 405 |  | 0.405 | 3 | 194 | 34 |  | Fixed | Roof
NJADRE1554570352 | Administratively Determined Incentive Program | LAWRENCE TWP MER | 8648 | 12 | 5.67 | Residential | Behind the Meter | No | Net Metered Residential | Tesla Energy Operations Inc | None | PSE&G | Accepted | 2023-09-01 | 2023-09-21 | 2024-09-21 | Inverters | Tesla | 1538000-45-A (240V) | 7600 |  | 1 |  |  | 0.98 |  | Indoor
NJADRE1554570356 | Administratively Determined Incentive Program | East Brunswick | 8816 | 11 | 5.53 | Residential | Behind the Meter | Yes | Net Metered Residential | Sunrun Installation Services, Inc. | None | JCP&L | Accepted | 2023-09-01 | 2023-09-21 | 2024-09-21 | Inverters | Delta Electronics | E4-TL-US | 4000 |  | 1 |  |  | 0.975 |  | Outdoor | next to meter
NJADRE1554570356 | Administratively Determined Incentive Program | East Brunswick | 8816 | 11 | 5.53 | Residential | Behind the Meter | Yes | Net Metered Residential | Sunrun Installation Services, Inc. | None | JCP&L | Accepted | 2023-09-01 | 2023-09-21 | 2024-09-21 | Solar Panels | TRINA SOLAR | TSM-395DE09C.07 |  | 0.395 | 14 | 339 | 22 |  | Fixed | Roof
NJADRE1554570385 | Administratively Determined Incentive Program | Sicklerville | 8081 | 14 | 5.25 | Residential | Behind the Meter | Yes | Net Metered Residential | Sunrun Installation Services, Inc. | None | AC Electric | Accepted | 2023-09-01 | 2023-09-21 | 2024-09-21 | Inverters | SolarEdge Technologies | SE3800H-USS3 | 3800 |  | 1 |  |  | 0.99 |  | Indoor | Next to the meter
NJADRE1554570385 | Administratively Determined Incentive Program | Sicklerville | 8081 | 14 | 5.25 | Residential | Behind the Meter | Yes | Net Metered Residential | Sunrun Installation Services, Inc. | None | AC Electric | Accepted | 2023-09-01 | 2023-09-21 | 2024-09-21 | Solar Panels | Vikram Solar | VSMDHT.60.375.05 |  | 0.375 | 6 | 135 | 24 |  | Fixed | Roof
NJADRE1554570385 | Administratively Determined Incentive Program | Sicklerville | 8081 | 14 | 5.25 | Residential | Behind the Meter | Yes | Net Metered Residential | Sunrun Installation Services, Inc. | None | AC Electric | Accepted | 2023-09-01 | 2023-09-21 | 2024-09-21 | Solar Panels | Vikram Solar | VSMDHT.60.375.05 |  | 0.375 | 8 | 312 | 21 |  | Fixed | Roof
NJADRE1554570559 | Administratively Determined Incentive Program | Deptford | 8096 | 15 | 11.46 | Residential | Behind the Meter | Yes | Net Metered Residential | Sunrun Installation Services, Inc. | None | PSE&G | Accepted | 2023-09-01 | 2023-09-21 | 2024-09-21 | Inverters | Delta Electronics | E8-TL-US | 7680 |  | 1 |  |  | 0.96 |  | Outdoor | Next To Meter
NJADRE1554570559 | Administratively Determined Incentive Program | Deptford | 8096 | 15 | 11.46 | Residential | Behind the Meter | Yes | Net Metered Residential | Sunrun Installation Services, Inc. | None | PSE&G | Accepted | 2023-09-01 | 2023-09-21 | 2024-09-21 | Solar Panels | Trina Solar | TSM-395DE09C.07 |  | 0.395 | 9 | 210 | 17 |  | Fixed | Roof
NJADRE1554570559 | Administratively Determined Incentive Program | Deptford | 8096 | 15 | 11.46 | Residential | Behind the Meter | Yes | Net Metered Residential | Sunrun Installation Services, Inc. | None | PSE&G | Accepted | 2023-09-01 | 2023-09-21 | 2024-09-21 | Solar Panels | Trina Solar | TSM-395DE09C.07 |  | 0.395 | 10 | 120 | 13 |  | Fixed | Roof
NJADRE1554570559 | Administratively Determined Incentive Program | Deptford | 8096 | 15 | 11.46 | Residential | Behind the Meter | Yes | Net Metered Residential | Sunrun Installation Services, Inc. | None | PSE&G | Accepted | 2023-09-01 | 2023-09-21 | 2024-09-21 | Solar Panels | Trina Solar | TSM-395DE09C.07 |  | 0.395 | 10 | 300 | 11 |  | Fixed | Roof
NJADRE1554570559 | Administratively Determined Incentive Program | Deptford | 8096 | 15 | 11.46 | Residential | Behind the Meter | Yes | Net Metered Residential | Sunrun Installation Services, Inc. | None | PSE&G | Accepted | 2023-09-01 | 2023-09-21 | 2024-09-21 | Electric Storage Battery | Tesla | Powerwall 2 AC |  |  | 1 |  |  |  | Lithium Ion |  | inside
NJADRE1554570605 | Administratively Determined Incentive Program | Woodbridge Twp | 8861 | 11 | 4.35 | Residential | Behind the Meter | Yes | Net Metered Residential | Sunrun Installation Services, Inc. | None | PSE&G | Accepted | 2023-09-01 | 2023-09-21 | 2024-09-21 | Inverters | Delta Electronics | E4-TL-US | 4000 |  | 1 |  |  | 0.98 |  | Outdoor | Next to the meter
NJADRE1554570605 | Administratively Determined Incentive Program | Woodbridge Twp | 8861 | 11 | 4.35 | Residential | Behind the Meter | Yes | Net Metered Residential | Sunrun Installation Services, Inc. | None | PSE&G | Accepted | 2023-09-01 | 2023-09-21 | 2024-09-21 | Solar Panels | Trina Solar | TSM-395DE09C.07 |  | 0.395 | 8 | 175 | 35 |  | Fixed | Roof
NJADRE1554570605 | Administratively Determined Incentive Program | Woodbridge Twp | 8861 | 11 | 4.35 | Residential | Behind the Meter | Yes | Net Metered Residential | Sunrun Installation Services, Inc. | None | PSE&G | Accepted | 2023-09-01 | 2023-09-21 | 2024-09-21 | Solar Panels | Trina Solar | TSM-395DE09C.07 |  | 0.395 | 3 | 175 | 39 |  | Fixed | Roof
NJADRE1554570633 | Administratively Determined Incentive Program | Burlington | 8016 | 13 | 10.53 | Residential | Behind the Meter | No | Net Metered Residential | Sunwise Energy LLC | None | PSE&G | Accepted | 2023-09-01 | 2023-09-21 | 2024-09-21 | Solar Panels | HANWHA Q CELLS | Q.PEAK DUO BLK ML-G10+ |  | 0.405 | 20 | 271 | 28 |  | Fixed | Roof
NJADRE1554570633 | Administratively Determined Incentive Program | Burlington | 8016 | 13 | 10.53 | Residential | Behind the Meter | No | Net Metered Residential | Sunwise Energy LLC | None | PSE&G | Accepted | 2023-09-01 | 2023-09-21 | 2024-09-21 | Solar Panels | HANWHA Q CELLS | Q.PEAK DUO BLK ML-G10+ |  | 0.405 | 6 | 91 | 30 |  | Fixed | Roof
NJADRE1554570633 | Administratively Determined Incentive Program | Burlington | 8016 | 13 | 10.53 | Residential | Behind the Meter | No | Net Metered Residential | Sunwise Energy LLC | None | PSE&G | Accepted | 2023-09-01 | 2023-09-21 | 2024-09-21 | Inverters | SOLAREDGE TECHNOLOGY | SE11400H-US | 11400 |  | 1 |  |  | 0.992 |  | Outside
NJADRE1554571924 | Administratively Determined Incentive Program | Toms River | 8753 | 18 | 13.83 | Residential | Behind the Meter | Yes | Net Metered Residential | Sunrun Installation Services, Inc. | None | JCP&L | Accepted | 2023-09-01 | 2023-09-21 | 2024-09-21 | Inverters | SolarEdge Technologies | SE3800H-USMN | 3800 |  | 1 |  |  | 0.96 |  | Outdoor | Next To Meter
NJADRE1554571924 | Administratively Determined Incentive Program | Toms River | 8753 | 18 | 13.83 | Residential | Behind the Meter | Yes | Net Metered Residential | Sunrun Installation Services, Inc. | None | JCP&L | Accepted | 2023-09-01 | 2023-09-21 | 2024-09-21 | Inverters | SolarEdge Technologies | SE6000H-USSN | 6000 |  | 1 |  |  | 0.96 |  | Outdoor | Next To Meter
NJADRE1554571924 | Administratively Determined Incentive Program | Toms River | 8753 | 18 | 13.83 | Residential | Behind the Meter | Yes | Net Metered Residential | Sunrun Installation Services, Inc. | None | JCP&L | Accepted | 2023-09-01 | 2023-09-21 | 2024-09-21 | Solar Panels | Trina Solar | TSM-395DE09C.07 |  | 0.395 | 2 | 86 | 24 |  | Fixed | Roof
NJADRE1554571924 | Administratively Determined Incentive Program | Toms River | 8753 | 18 | 13.83 | Residential | Behind the Meter | Yes | Net Metered Residential | Sunrun Installation Services, Inc. | None | JCP&L | Accepted | 2023-09-01 | 2023-09-21 | 2024-09-21 | Solar Panels | Trina Solar | TSM-395DE09C.07 |  | 0.395 | 11 | 266 | 19 |  | Fixed | Roof
NJADRE1554571924 | Administratively Determined Incentive Program | Toms River | 8753 | 18 | 13.83 | Residential | Behind the Meter | Yes | Net Metered Residential | Sunrun Installation Services, Inc. | None | JCP&L | Accepted | 2023-09-01 | 2023-09-21 | 2024-09-21 | Solar Panels | Trina Solar | TSM-395DE09C.07 |  | 0.395 | 22 | 266 | 19 |  | Fixed | Roof
NJADRE1554571924 | Administratively Determined Incentive Program | Toms River | 8753 | 18 | 13.83 | Residential | Behind the Meter | Yes | Net Metered Residential | Sunrun Installation Services, Inc. | None | JCP&L | Accepted | 2023-09-01 | 2023-09-21 | 2024-09-21 | Electric Storage Battery | Tesla | Powerwall 2 AC |  |  | 1 |  |  |  | Lithium Ion |  | inside
NJADRE1554573757 | Administratively Determined Incentive Program | Penns Grove | 8069 | 16 | 16.2 | Residential | Behind the Meter | Yes | Net Metered Residential | Sunrun Installation Services, Inc. | None | AC Electric | Accepted | 2023-09-01 | 2023-09-21 | 2024-09-21 | Inverters | SolarEdge Technologies | SE6000H-USSN | 6000 |  | 2 |  |  | 0.96 |  | Outdoor | Next To Meter
NJADRE1554573757 | Administratively Determined Incentive Program | Penns Grove | 8069 | 16 | 16.2 | Residential | Behind the Meter | Yes | Net Metered Residential | Sunrun Installation Services, Inc. | None | AC Electric | Accepted | 2023-09-01 | 2023-09-21 | 2024-09-21 | Solar Panels | Trina Solar | TSM-395DE09C.07 |  | 0.395 | 19 | 221 | 23 |  | Fixed | Roof
NJADRE1554573757 | Administratively Determined Incentive Program | Penns Grove | 8069 | 16 | 16.2 | Residential | Behind the Meter | Yes | Net Metered Residential | Sunrun Installation Services, Inc. | None | AC Electric | Accepted | 2023-09-01 | 2023-09-21 | 2024-09-21 | Solar Panels | Trina Solar | TSM-395DE09C.07 |  | 0.395 | 2 | 221 | 23 |  | Fixed | Roof
NJADRE1554573757 | Administratively Determined Incentive Program | Penns Grove | 8069 | 16 | 16.2 | Residential | Behind the Meter | Yes | Net Metered Residential | Sunrun Installation Services, Inc. | None | AC Electric | Accepted | 2023-09-01 | 2023-09-21 | 2024-09-21 | Solar Panels | Trina Solar | TSM-395DE09C.07 |  | 0.395 | 20 | 175 | 30 |  | Fixed | Roof
NJADRE1554578116 | Administratively Determined Incentive Program | Hopewell | 8638 | 12 | 5.14 | Residential | Behind the Meter | Yes | Net Metered Residential | Sunrun Installation Services, Inc. | None | PSE&G | Accepted | 2023-09-01 | 2023-09-22 | 2024-09-22 | Inverters | SolarEdge Technologies | SE3800H-USMN | 3800 |  | 1 |  |  | 0.96 |  | Outdoor | Next To Meter
NJADRE1554578116 | Administratively Determined Incentive Program | Hopewell | 8638 | 12 | 5.14 | Residential | Behind the Meter | Yes | Net Metered Residential | Sunrun Installation Services, Inc. | None | PSE&G | Accepted | 2023-09-01 | 2023-09-22 | 2024-09-22 | Solar Panels | Trina Solar | TSM-395DE09C.07 |  | 0.395 | 6 | 268 | 28 |  | Fixed | Roof
NJADRE1554578116 | Administratively Determined Incentive Program | Hopewell | 8638 | 12 | 5.14 | Residential | Behind the Meter | Yes | Net Metered Residential | Sunrun Installation Services, Inc. | None | PSE&G | Accepted | 2023-09-01 | 2023-09-22 | 2024-09-22 | Solar Panels | Trina Solar | TSM-395DE09C.07 |  | 0.395 | 7 | 179 | 40 |  | Fixed | Roof
NJADRE1554578125 | Administratively Determined Incentive Program | Plainfield | 7062 | 10 | 7.11 | Residential | Behind the Meter | Yes | Net Metered Residential | Sunrun Installation Services, Inc. | None | PSE&G | Accepted | 2023-09-01 | 2023-09-22 | 2024-09-22 | Inverters | Delta Electronics | E6-TL-US | 5760 |  | 1 |  |  | 0.96 |  | Outdoor | Next To Meter
NJADRE1554578125 | Administratively Determined Incentive Program | Plainfield | 7062 | 10 | 7.11 | Residential | Behind the Meter | Yes | Net Metered Residential | Sunrun Installation Services, Inc. | None | PSE&G | Accepted | 2023-09-01 | 2023-09-22 | 2024-09-22 | Solar Panels | Trina Solar | TSM-395DE09C.07 |  | 0.395 | 7 | 39 | 37 |  | Fixed | Roof
NJADRE1554578125 | Administratively Determined Incentive Program | Plainfield | 7062 | 10 | 7.11 | Residential | Behind the Meter | Yes | Net Metered Residential | Sunrun Installation Services, Inc. | None | PSE&G | Accepted | 2023-09-01 | 2023-09-22 | 2024-09-22 | Solar Panels | Trina Solar | TSM-395DE09C.07 |  | 0.395 | 11 | 219 | 37 |  | Fixed | Roof
NJADRE1554578125 | Administratively Determined Incentive Program | Plainfield | 7062 | 10 | 7.11 | Residential | Behind the Meter | Yes | Net Metered Residential | Sunrun Installation Services, Inc. | None | PSE&G | Accepted | 2023-09-01 | 2023-09-22 | 2024-09-22 | Electric Storage Battery | Tesla | Powerwall 2 AC |  |  | 1 |  |  |  | Lithium Ion |  | INSIDE
NJADRE1554583342 | Administratively Determined Incentive Program | Freehold, New Jersey | 7728 | 17 | 12.4 | Residential | Behind the Meter | Yes | Net Metered Residential | Suntuity Solar LLC | None | JCP&L | Accepted | 2023-09-02 | 2023-09-21 | 2024-09-21 | Inverters | (31) ENPHASE | IQ8PLUS-72-2-US | 290 |  | 31 |  |  | 0.97 |  | Outdoor | Behind the PV modules
NJADRE1554583342 | Administratively Determined Incentive Program | Freehold, New Jersey | 7728 | 17 | 12.4 | Residential | Behind the Meter | Yes | Net Metered Residential | Suntuity Solar LLC | None | JCP&L | Accepted | 2023-09-02 | 2023-09-21 | 2024-09-21 | Solar Panels | (31) CANADIANSOLAR | CS6R-400MS-HL |  | 0.4 | 13 | 224 | 37 |  | Fixed | Roof
NJADRE1554583342 | Administratively Determined Incentive Program | Freehold, New Jersey | 7728 | 17 | 12.4 | Residential | Behind the Meter | Yes | Net Metered Residential | Suntuity Solar LLC | None | JCP&L | Accepted | 2023-09-02 | 2023-09-21 | 2024-09-21 | Solar Panels | (31) CANADIANSOLAR | CS6R-400MS-HL |  | 0.4 | 8 | 134 | 31 |  | Fixed | Roof
NJADRE1554583342 | Administratively Determined Incentive Program | Freehold, New Jersey | 7728 | 17 | 12.4 | Residential | Behind the Meter | Yes | Net Metered Residential | Suntuity Solar LLC | None | JCP&L | Accepted | 2023-09-02 | 2023-09-21 | 2024-09-21 | Solar Panels | (31) CANADIANSOLAR | CS6R-400MS-HL |  | 0.4 | 10 | 313 | 31 |  | Fixed | Roof
NJADRE1554583361 | Administratively Determined Incentive Program | Jersey City | 7305 | 8 | 3.75 | Residential | Behind the Meter | Yes | Net Metered Residential | Sunrun Installation Services, Inc. | None | PSE&G | Accepted | 2023-09-02 | 2023-09-22 | 2024-09-22 | Inverters | SolarEdge Technologies | SE3800H-USMN | 3800 |  | 1 |  |  | 0.96 |  | Outdoor | Next To Meter
NJADRE1554583361 | Administratively Determined Incentive Program | Jersey City | 7305 | 8 | 3.75 | Residential | Behind the Meter | Yes | Net Metered Residential | Sunrun Installation Services, Inc. | None | PSE&G | Accepted | 2023-09-02 | 2023-09-22 | 2024-09-22 | Solar Panels | Vikram Solar | VSMDHT.60.375.05 |  | 0.375 | 10 | 131 | 2 |  | Fixed | Roof
NJADRE1554586639 | Administratively Determined Incentive Program | East Orange City | 7018 | 9 | 4.13 | Residential | Behind the Meter | Yes | Net Metered Residential | Sunrun Installation Services, Inc. | None | PSE&G | Accepted | 2023-09-04 | 2023-09-21 | 2024-09-21 | Inverters | DELTA ELECTRONICS | E4-TL-US | 4000 |  | 1 |  |  | 0.975 |  | Outside | Next to meter
NJADRE1554586639 | Administratively Determined Incentive Program | East Orange City | 7018 | 9 | 4.13 | Residential | Behind the Meter | Yes | Net Metered Residential | Sunrun Installation Services, Inc. | None | PSE&G | Accepted | 2023-09-04 | 2023-09-21 | 2024-09-21 | Solar Panels | VIKRAM SOLAR | VSMDHT.60.375.05 |  | 0.375 | 11 | 291 | 4 |  | Fixed | Roof
NJADRE1554586640 | Administratively Determined Incentive Program | South Brunswick | 8824 | 11 | 3.16 | Residential | Behind the Meter | Yes | Net Metered Residential | Sunrun Installation Services, Inc. | None | PSE&G | Accepted | 2023-09-04 | 2023-09-22 | 2024-09-22 | Inverters | SolarEdge Technologies | SE3800H-USMN | 3800 |  | 1 |  |  | 0.96 |  | Outdoor | Next To Meter
NJADRE1554586640 | Administratively Determined Incentive Program | South Brunswick | 8824 | 11 | 3.16 | Residential | Behind the Meter | Yes | Net Metered Residential | Sunrun Installation Services, Inc. | None | PSE&G | Accepted | 2023-09-04 | 2023-09-22 | 2024-09-22 | Solar Panels | Trina Solar | TSM-395DE09C.07 |  | 0.395 | 8 | 232 | 19 |  | Fixed | Roof
NJADRE1554586644 | Administratively Determined Incentive Program | Toms River | 8755 | 18 | 2.77 | Residential | Behind the Meter | Yes | Net Metered Residential | Sunrun Installation Services, Inc. | None | JCP&L | Accepted | 2023-09-04 | 2023-09-22 | 2024-09-22 | Electric Storage Battery | Tesla | Powerwall 2 AC |  |  | 2 |  |  |  | Lithium Ion |  | inside
NJADRE1554586644 | Administratively Determined Incentive Program | Toms River | 8755 | 18 | 2.77 | Residential | Behind the Meter | Yes | Net Metered Residential | Sunrun Installation Services, Inc. | None | JCP&L | Accepted | 2023-09-04 | 2023-09-22 | 2024-09-22 | Inverters | Delta Electronics | E4-TL-US | 3840 |  | 1 |  |  | 0.96 |  | Outdoor | Next To Meter
NJADRE1554586644 | Administratively Determined Incentive Program | Toms River | 8755 | 18 | 2.77 | Residential | Behind the Meter | Yes | Net Metered Residential | Sunrun Installation Services, Inc. | None | JCP&L | Accepted | 2023-09-04 | 2023-09-22 | 2024-09-22 | Solar Panels | Trina Solar | TSM-395DE09C.07 |  | 0.395 | 7 | 60 | 18 |  | Fixed | Roof
NJADRE1554586650 | Administratively Determined Incentive Program | Union TWP UNI | 7083 | 10 | 6.75 | Residential | Behind the Meter | Yes | Net Metered Residential | Sunrun Installation Services, Inc. | None | PSE&G | Accepted | 2023-09-04 | 2023-09-27 | 2024-09-27 | Inverters | SOLAREDGE TECHNOLOGIES | SE6000H-USSN | 6000 |  | 1 |  |  | 0.992 |  | Outdoor | next to meter
NJADRE1554586650 | Administratively Determined Incentive Program | Union TWP UNI | 7083 | 10 | 6.75 | Residential | Behind the Meter | Yes | Net Metered Residential | Sunrun Installation Services, Inc. | None | PSE&G | Accepted | 2023-09-04 | 2023-09-27 | 2024-09-27 | Solar Panels | VIKRAM SOLAR | VSMDHT.60.375.05 |  | 0.375 | 4 | 331 | 40 |  | Fixed | Roof
NJADRE1554586650 | Administratively Determined Incentive Program | Union TWP UNI | 7083 | 10 | 6.75 | Residential | Behind the Meter | Yes | Net Metered Residential | Sunrun Installation Services, Inc. | None | PSE&G | Accepted | 2023-09-04 | 2023-09-27 | 2024-09-27 | Solar Panels | VIKRAM SOLAR | VSMDHT.60.375.05 |  | 0.375 | 6 | 332 | 11 |  | Fixed | Roof
NJADRE1554586650 | Administratively Determined Incentive Program | Union TWP UNI | 7083 | 10 | 6.75 | Residential | Behind the Meter | Yes | Net Metered Residential | Sunrun Installation Services, Inc. | None | PSE&G | Accepted | 2023-09-04 | 2023-09-27 | 2024-09-27 | Solar Panels | VIKRAM SOLAR | VSMDHT.60.375.05 |  | 0.375 | 8 | 152 | 40 |  | Fixed | Roof
NJADRE1554586663 | Administratively Determined Incentive Program | Whiting | 8759 | 18 | 7.11 | Residential | Behind the Meter | Yes | Net Metered Residential | Sunrun Installation Services, Inc. | None | JCP&L | Accepted | 2023-09-04 | 2023-09-21 | 2024-09-21 | Inverters | SolarEdge Technologies | SE6000H-USSN | 6000 |  | 1 |  |  | 0.96 |  | Outdoor | Next To Meter
NJADRE1554586663 | Administratively Determined Incentive Program | Whiting | 8759 | 18 | 7.11 | Residential | Behind the Meter | Yes | Net Metered Residential | Sunrun Installation Services, Inc. | None | JCP&L | Accepted | 2023-09-04 | 2023-09-21 | 2024-09-21 | Solar Panels | Trina Solar | TSM-395DE09C.07 |  | 0.395 | 18 | 169 | 18 |  | Fixed | Roof
NJADRE1554586667 | Administratively Determined Incentive Program | North Plainfield | 7062 | 10 | 11.25 | Residential | Behind the Meter | Yes | Net Metered Residential | Sunrun Installation Services, Inc. | None | PSE&G | Accepted | 2023-09-04 | 2023-09-21 | 2024-09-21 | Inverters | SolarEdge Technologies | SE7600H-USSN | 7600 |  | 1 |  |  | 0.96 |  | Outdoor | Next To Meter
NJADRE1554586667 | Administratively Determined Incentive Program | North Plainfield | 7062 | 10 | 11.25 | Residential | Behind the Meter | Yes | Net Metered Residential | Sunrun Installation Services, Inc. | None | PSE&G | Accepted | 2023-09-04 | 2023-09-21 | 2024-09-21 | Solar Panels | Vikram Solar | VSMDHT.60.375.05 |  | 0.375 | 6 | 312 | 25 |  | Fixed | Roof
NJADRE1554586667 | Administratively Determined Incentive Program | North Plainfield | 7062 | 10 | 11.25 | Residential | Behind the Meter | Yes | Net Metered Residential | Sunrun Installation Services, Inc. | None | PSE&G | Accepted | 2023-09-04 | 2023-09-21 | 2024-09-21 | Solar Panels | Vikram Solar | VSMDHT.60.375.05 |  | 0.375 | 24 | 132 | 25 |  | Fixed | Roof
NJADRE1554586667 | Administratively Determined Incentive Program | North Plainfield | 7062 | 10 | 11.25 | Residential | Behind the Meter | Yes | Net Metered Residential | Sunrun Installation Services, Inc. | None | PSE&G | Accepted | 2023-09-04 | 2023-09-21 | 2024-09-21 | Electric Storage Battery | Tesla | Powerwall 2 AC |  |  | 1 |  |  |  | Lithium Ion |  | inside
NJADRE1554586688 | Administratively Determined Incentive Program | Ridgefield Park Village | 7660 | 7 | 9.88 | Residential | Behind the Meter | Yes | Net Metered Residential | Sunrun Installation Services, Inc. | None | PSE&G | Accepted | 2023-09-04 | 2023-09-21 | 2024-09-21 | Inverters | SOLAREDGE TECHNOLOGIES | SE7600H-USSN | 7600 |  | 1 |  |  | 0.992 |  | Outdoor | next to meter
NJADRE1554586688 | Administratively Determined Incentive Program | Ridgefield Park Village | 7660 | 7 | 9.88 | Residential | Behind the Meter | Yes | Net Metered Residential | Sunrun Installation Services, Inc. | None | PSE&G | Accepted | 2023-09-04 | 2023-09-21 | 2024-09-21 | Solar Panels | TRINA SOLAR | TSM-395DE09C.07 |  | 0.395 | 10 | 200 | 33 |  | Fixed | Roof
NJADRE1554586688 | Administratively Determined Incentive Program | Ridgefield Park Village | 7660 | 7 | 9.88 | Residential | Behind the Meter | Yes | Net Metered Residential | Sunrun Installation Services, Inc. | None | PSE&G | Accepted | 2023-09-04 | 2023-09-21 | 2024-09-21 | Solar Panels | TRINA SOLAR | TSM-395DE09C.07 |  | 0.395 | 3 | 20 | 20 |  | Fixed | Roof
NJADRE1554586688 | Administratively Determined Incentive Program | Ridgefield Park Village | 7660 | 7 | 9.88 | Residential | Behind the Meter | Yes | Net Metered Residential | Sunrun Installation Services, Inc. | None | PSE&G | Accepted | 2023-09-04 | 2023-09-21 | 2024-09-21 | Solar Panels | TRINA SOLAR | TSM-395DE09C.07 |  | 0.395 | 12 | 20 | 33 |  | Fixed | Roof
NJADRE1554586712 | Administratively Determined Incentive Program | Lakewood | 8701 | 18 | 383.17 | Commercial | Behind the Meter | Yes | Small Net-Metered Non-Residential located on Rooftop, Carport, Canopy and Floating Solar | Ventura ECM | None | JCP&L | Accepted | 2023-09-08 | 2023-09-28 | 2024-09-28 | Inverters | SolarEdge | SE100k | 300000 |  | 3 |  |  | 0.98 |  | Indoor
NJADRE1554586712 | Administratively Determined Incentive Program | Lakewood | 8701 | 18 | 383.17 | Commercial | Behind the Meter | Yes | Small Net-Metered Non-Residential located on Rooftop, Carport, Canopy and Floating Solar | Ventura ECM | None | JCP&L | Accepted | 2023-09-08 | 2023-09-28 | 2024-09-28 | Solar Panels | Hanwha | Q.PEAK DUO L-G8.3/BGT 420 |  | 0.42 | 552 | 96.98 | 23 |  | Fixed | Roof
NJADRE1554586712 | Administratively Determined Incentive Program | Lakewood | 8701 | 18 | 383.17 | Commercial | Behind the Meter | Yes | Small Net-Metered Non-Residential located on Rooftop, Carport, Canopy and Floating Solar | Ventura ECM | None | JCP&L | Accepted | 2023-09-08 | 2023-09-28 | 2024-09-28 | Solar Panels | Silfab | SIL-370 |  | 0.37 | 409 | 276.99 | 23 |  | Fixed | Roof
NJADRE1554586733 | Administratively Determined Incentive Program | Pennsauken TWP | 8109 | 14 | 4.13 | Residential | Behind the Meter | Yes | Net Metered Residential | Sunrun Installation Services, Inc. | None | PSE&G | Accepted | 2023-09-04 | 2023-09-22 | 2024-09-22 | Inverters | SOLAREDGE TECHNOLOGIES | SE3800H-USMN | 3800 |  | 1 |  |  | 0.992 |  | Outdoor | next to meter
NJADRE1554586733 | Administratively Determined Incentive Program | Pennsauken TWP | 8109 | 14 | 4.13 | Residential | Behind the Meter | Yes | Net Metered Residential | Sunrun Installation Services, Inc. | None | PSE&G | Accepted | 2023-09-04 | 2023-09-22 | 2024-09-22 | Solar Panels | Vikram Solar | VSMDHT.60.375.05 |  | 0.375 | 11 | 304 | 23 |  | Fixed | Roof
NJADRE1554586734 | Administratively Determined Incentive Program | Carteret Boro | 7008 | 11 | 5.14 | Residential | Behind the Meter | Yes | Net Metered Residential | Sunrun Installation Services, Inc. | None | PSE&G | Accepted | 2023-09-04 | 2023-09-21 | 2024-09-21 | Inverters | SOLAREDGE TECHNOLOGIES | SE3800H-USMN | 3800 |  | 1 |  |  | 0.992 |  | Outdoor | next to meter
NJADRE1554586734 | Administratively Determined Incentive Program | Carteret Boro | 7008 | 11 | 5.14 | Residential | Behind the Meter | Yes | Net Metered Residential | Sunrun Installation Services, Inc. | None | PSE&G | Accepted | 2023-09-04 | 2023-09-21 | 2024-09-21 | Solar Panels | TRINA SOLAR | TSM-395DE09C.07 |  | 0.395 | 13 | 106 | 42 |  | Fixed | Roof
NJADRE1554586757 | Administratively Determined Incentive Program | Landing | 7850 | 3 | 4.35 | Residential | Behind the Meter | Yes | Net Metered Residential | Sunrun Installation Services, Inc. | None | JCP&L | Accepted | 2023-09-04 | 2023-09-22 | 2024-09-22 | Inverters | SOLAREDGE TECHNOLOGIES | SE3800H-USMN | 3800 |  | 1 |  |  | 0.992 |  | Outdoor | next to meter
NJADRE1554586757 | Administratively Determined Incentive Program | Landing | 7850 | 3 | 4.35 | Residential | Behind the Meter | Yes | Net Metered Residential | Sunrun Installation Services, Inc. | None | JCP&L | Accepted | 2023-09-04 | 2023-09-22 | 2024-09-22 | Solar Panels | TRINA SOLAR | TSM-395DE09C.07 |  | 0.395 | 11 | 224 | 21 |  | Fixed | Roof
NJADRE1554586763 | Administratively Determined Incentive Program | Somerville | 8876 | 5 | 3.16 | Residential | Behind the Meter | Yes | Net Metered Residential | Sunrun Installation Services, Inc. | None | JCP&L | Accepted | 2023-09-04 | 2023-09-22 | 2024-09-22 | Inverters | SolarEdge Technologies | SE3800H-USMN | 3800 |  | 1 |  |  | 0.96 |  | Outdoor | Next To Meter
NJADRE1554586763 | Administratively Determined Incentive Program | Somerville | 8876 | 5 | 3.16 | Residential | Behind the Meter | Yes | Net Metered Residential | Sunrun Installation Services, Inc. | None | JCP&L | Accepted | 2023-09-04 | 2023-09-22 | 2024-09-22 | Solar Panels | Trina Solar | TSM-395DE09C.07 |  | 0.395 | 3 | 294 | 25 |  | Fixed | Roof
NJADRE1554586763 | Administratively Determined Incentive Program | Somerville | 8876 | 5 | 3.16 | Residential | Behind the Meter | Yes | Net Metered Residential | Sunrun Installation Services, Inc. | None | JCP&L | Accepted | 2023-09-04 | 2023-09-22 | 2024-09-22 | Solar Panels | Trina Solar | TSM-395DE09C.07 |  | 0.395 | 5 | 24 | 22 |  | Fixed | Roof
NJADRE1554586763 | Administratively Determined Incentive Program | Somerville | 8876 | 5 | 3.16 | Residential | Behind the Meter | Yes | Net Metered Residential | Sunrun Installation Services, Inc. | None | JCP&L | Accepted | 2023-09-04 | 2023-09-22 | 2024-09-22 | Electric Storage Battery | Tesla | Powerwall 2 AC |  |  | 1 |  |  |  | Lithium Ion |  | inside
NJADRE1554586765 | Administratively Determined Incentive Program | Union Twp | 7083 | 10 | 7.2 | Residential | Behind the Meter | Yes | Net Metered Residential | Bright Planet Solar | None | PSE&G | Accepted | 2023-09-04 | 2023-09-21 | 2024-09-21 | Inverters | Solar Edge | SE5000H-USRGM | 5000 |  | 1 |  |  | 0.98 |  | Outdoor | OUTSIDE
NJADRE1554586765 | Administratively Determined Incentive Program | Union Twp | 7083 | 10 | 7.2 | Residential | Behind the Meter | Yes | Net Metered Residential | Bright Planet Solar | None | PSE&G | Accepted | 2023-09-04 | 2023-09-21 | 2024-09-21 | Solar Panels | LONGI | LR4-60HPB-360M |  | 0.36 | 15 | 219 | 14 |  | Fixed | Roof
NJADRE1554586765 | Administratively Determined Incentive Program | Union Twp | 7083 | 10 | 7.2 | Residential | Behind the Meter | Yes | Net Metered Residential | Bright Planet Solar | None | PSE&G | Accepted | 2023-09-04 | 2023-09-21 | 2024-09-21 | Solar Panels | LONGI | LR4-60HPB-360M |  | 0.36 | 5 | 39 | 18 |  | Fixed | Roof
NJADRE1554586766 | Administratively Determined Incentive Program | Lawrence TWP MER | 8648 | 12 | 3.16 | Residential | Behind the Meter | Yes | Net Metered Residential | Sunrun Installation Services, Inc. | None | PSE&G | Accepted | 2023-09-04 | 2023-09-22 | 2024-09-22 | Inverters | Delta Electronics | E4-TL-US | 4000 |  | 1 |  |  | 0.975 |  | Outdoor | next to meter
NJADRE1554586766 | Administratively Determined Incentive Program | Lawrence TWP MER | 8648 | 12 | 3.16 | Residential | Behind the Meter | Yes | Net Metered Residential | Sunrun Installation Services, Inc. | None | PSE&G | Accepted | 2023-09-04 | 2023-09-22 | 2024-09-22 | Solar Panels | TRINA SOLAR | TSM-395DE09C.07 |  | 0.395 | 8 | 348 | 21 |  | Fixed | Roof
NJADRE1554586769 | Administratively Determined Incentive Program | Bridgewater | 8876 | 5 | 5.53 | Residential | Behind the Meter | Yes | Net Metered Residential | Sunrun Installation Services, Inc. | None | PSE&G | Accepted | 2023-09-04 | 2023-09-22 | 2024-09-22 | Inverters | SolarEdge Technologies | SE3800H-USMN | 3800 |  | 1 |  |  | 0.96 |  | Outdoor | Next To Meter
NJADRE1554586769 | Administratively Determined Incentive Program | Bridgewater | 8876 | 5 | 5.53 | Residential | Behind the Meter | Yes | Net Metered Residential | Sunrun Installation Services, Inc. | None | PSE&G | Accepted | 2023-09-04 | 2023-09-22 | 2024-09-22 | Solar Panels | Trina Solar | TSM-395DE09C.07 |  | 0.395 | 4 | 87 | 23 |  | Fixed | Roof
NJADRE1554586769 | Administratively Determined Incentive Program | Bridgewater | 8876 | 5 | 5.53 | Residential | Behind the Meter | Yes | Net Metered Residential | Sunrun Installation Services, Inc. | None | PSE&G | Accepted | 2023-09-04 | 2023-09-22 | 2024-09-22 | Solar Panels | Trina Solar | TSM-395DE09C.07 |  | 0.395 | 4 | 266 | 3 |  | Fixed | Roof
NJADRE1554586769 | Administratively Determined Incentive Program | Bridgewater | 8876 | 5 | 5.53 | Residential | Behind the Meter | Yes | Net Metered Residential | Sunrun Installation Services, Inc. | None | PSE&G | Accepted | 2023-09-04 | 2023-09-22 | 2024-09-22 | Solar Panels | Trina Solar | TSM-395DE09C.07 |  | 0.395 | 6 | 86 | 36 |  | Fixed | Roof
NJADRE1554586769 | Administratively Determined Incentive Program | Bridgewater | 8876 | 5 | 5.53 | Residential | Behind the Meter | Yes | Net Metered Residential | Sunrun Installation Services, Inc. | None | PSE&G | Accepted | 2023-09-04 | 2023-09-22 | 2024-09-22 | Electric Storage Battery | Tesla | Powerwall 2 AC |  |  | 1 |  |  |  | Lithium Ion |  | inside
NJADRE1554586789 | Administratively Determined Incentive Program | Mays Landing | 8330 | 19 | 10.13 | Residential | Behind the Meter | Yes | Net Metered Residential | Sunrun Installation Services, Inc. | None | AC Electric | Accepted | 2023-09-04 | 2023-09-21 | 2024-09-21 | Inverters | SolarEdge Technologies | SE7600H-USSN | 7600 |  | 1 |  |  | 0.96 |  | Outdoor | Next To Meter
NJADRE1554586789 | Administratively Determined Incentive Program | Mays Landing | 8330 | 19 | 10.13 | Residential | Behind the Meter | Yes | Net Metered Residential | Sunrun Installation Services, Inc. | None | AC Electric | Accepted | 2023-09-04 | 2023-09-21 | 2024-09-21 | Solar Panels | Vikram Solar | VSMDHT.60.375.05 |  | 0.375 | 6 | 298 | 37 |  | Fixed | Roof
NJADRE1554586789 | Administratively Determined Incentive Program | Mays Landing | 8330 | 19 | 10.13 | Residential | Behind the Meter | Yes | Net Metered Residential | Sunrun Installation Services, Inc. | None | AC Electric | Accepted | 2023-09-04 | 2023-09-21 | 2024-09-21 | Solar Panels | Vikram Solar | VSMDHT.60.375.05 |  | 0.375 | 7 | 28 | 31 |  | Fixed | Roof
NJADRE1554586789 | Administratively Determined Incentive Program | Mays Landing | 8330 | 19 | 10.13 | Residential | Behind the Meter | Yes | Net Metered Residential | Sunrun Installation Services, Inc. | None | AC Electric | Accepted | 2023-09-04 | 2023-09-21 | 2024-09-21 | Solar Panels | Vikram Solar | VSMDHT.60.375.05 |  | 0.375 | 14 | 208 | 29 |  | Fixed | Roof
NJADRE1554586789 | Administratively Determined Incentive Program | Mays Landing | 8330 | 19 | 10.13 | Residential | Behind the Meter | Yes | Net Metered Residential | Sunrun Installation Services, Inc. | None | AC Electric | Accepted | 2023-09-04 | 2023-09-21 | 2024-09-21 | Electric Storage Battery | Tesla | Powerwall 2 AC |  |  | 1 |  |  |  | Lithium Ion |  | inside
NJADRE1554586790 | Administratively Determined Incentive Program | Newark | 7112 | 9 | 4.35 | Residential | Behind the Meter | Yes | Net Metered Residential | Bright Planet Solar | None | PSE&G | Accepted | 2023-09-04 | 2023-09-21 | 2024-09-21 | Inverters | Solar Edge | SE3000H-USRGM | 3000 |  | 1 |  |  | 0.98 |  | Outdoor | OUTSIDE
NJADRE1554586790 | Administratively Determined Incentive Program | Newark | 7112 | 9 | 4.35 | Residential | Behind the Meter | Yes | Net Metered Residential | Bright Planet Solar | None | PSE&G | Accepted | 2023-09-04 | 2023-09-21 | 2024-09-21 | Solar Panels | HANWHA Q-CELLS | Q.PEAK DUO BLK ML-G10+395 |  | 0.395 | 11 | 215 | 18 |  | Fixed | Roof
NJADRE1554586801 | Administratively Determined Incentive Program | Rutherford Boro | 7070 | 7 | 4.5 | Residential | Behind the Meter | Yes | Net Metered Residential | Sunrun Installation Services, Inc. | None | PSE&G | Accepted | 2023-09-04 | 2023-09-21 | 2024-09-21 | Inverters | Delta Electronics | E4-TL-US | 4000 |  | 1 |  |  | 0.975 |  | Outdoor | next to meter
NJADRE1554586801 | Administratively Determined Incentive Program | Rutherford Boro | 7070 | 7 | 4.5 | Residential | Behind the Meter | Yes | Net Metered Residential | Sunrun Installation Services, Inc. | None | PSE&G | Accepted | 2023-09-04 | 2023-09-21 | 2024-09-21 | Solar Panels | Vikram Solar | VSMDHT.60.375.05 |  | 0.375 | 12 | 38 | 22 |  | Fixed | Roof
NJADRE1554586830 | Administratively Determined Incentive Program | Kearny | 7032 | 8 | 7.13 | Residential | Behind the Meter | Yes | Net Metered Residential | Sunrun Installation Services, Inc. | None | PSE&G | Accepted | 2023-09-04 | 2023-09-22 | 2024-09-22 | Inverters | SolarEdge Technologies | SE6000H-USSN | 6000 |  | 1 |  |  | 0.96 |  | Outdoor | Next To Meter
NJADRE1554586830 | Administratively Determined Incentive Program | Kearny | 7032 | 8 | 7.13 | Residential | Behind the Meter | Yes | Net Metered Residential | Sunrun Installation Services, Inc. | None | PSE&G | Accepted | 2023-09-04 | 2023-09-22 | 2024-09-22 | Solar Panels | Vikram Solar | VSMDHT.60.375.05 |  | 0.375 | 10 | 208 | 25 |  | Fixed | Roof
NJADRE1554586830 | Administratively Determined Incentive Program | Kearny | 7032 | 8 | 7.13 | Residential | Behind the Meter | Yes | Net Metered Residential | Sunrun Installation Services, Inc. | None | PSE&G | Accepted | 2023-09-04 | 2023-09-22 | 2024-09-22 | Solar Panels | Vikram Solar | VSMDHT.60.375.05 |  | 0.375 | 3 | 118 | 26 |  | Fixed | Roof
NJADRE1554586830 | Administratively Determined Incentive Program | Kearny | 7032 | 8 | 7.13 | Residential | Behind the Meter | Yes | Net Metered Residential | Sunrun Installation Services, Inc. | None | PSE&G | Accepted | 2023-09-04 | 2023-09-22 | 2024-09-22 | Solar Panels | Vikram Solar | VSMDHT.60.375.05 |  | 0.375 | 6 | 29 | 29 |  | Fixed | Roof
NJADRE1554586867 | Administratively Determined Incentive Program | Moorestown | 8057 | 13 | 6.38 | Residential | Behind the Meter | Yes | Net Metered Residential | Sunrun Installation Services, Inc. | None | PSE&G | Accepted | 2023-09-04 | 2023-09-22 | 2024-09-22 | Inverters | SolarEdge Technologies | SE6000H-USSN | 6000 |  | 1 |  |  | 0.96 |  | Outdoor | Next To Meter
NJADRE1554586867 | Administratively Determined Incentive Program | Moorestown | 8057 | 13 | 6.38 | Residential | Behind the Meter | Yes | Net Metered Residential | Sunrun Installation Services, Inc. | None | PSE&G | Accepted | 2023-09-04 | 2023-09-22 | 2024-09-22 | Solar Panels | Vikram Solar | VSMDHT.60.375.05 |  | 0.375 | 17 | 52 | 39 |  | Fixed | Roof
NJADRE1554586867 | Administratively Determined Incentive Program | Moorestown | 8057 | 13 | 6.38 | Residential | Behind the Meter | Yes | Net Metered Residential | Sunrun Installation Services, Inc. | None | PSE&G | Accepted | 2023-09-04 | 2023-09-22 | 2024-09-22 | Electric Storage Battery | Tesla | Powerwall 2 AC |  |  | 1 |  |  |  | Lithium Ion |  | inside
NJADRE1554586884 | Administratively Determined Incentive Program | Cherry Hill | 8003 | 14 | 4.5 | Residential | Behind the Meter | Yes | Net Metered Residential | Sunrun Installation Services, Inc. | None | PSE&G | Accepted | 2023-09-04 | 2023-09-21 | 2024-09-21 | Inverters | Delta Electronics | E4-TL-US | 3840 |  | 1 |  |  | 0.96 |  | Outdoor | Next To Meter
NJADRE1554586884 | Administratively Determined Incentive Program | Cherry Hill | 8003 | 14 | 4.5 | Residential | Behind the Meter | Yes | Net Metered Residential | Sunrun Installation Services, Inc. | None | PSE&G | Accepted | 2023-09-04 | 2023-09-21 | 2024-09-21 | Solar Panels | Vikram Solar | VSMDHT.60.375.05 |  | 0.375 | 12 | 111 | 22 |  | Fixed | Roof
NJADRE1554586884 | Administratively Determined Incentive Program | Cherry Hill | 8003 | 14 | 4.5 | Residential | Behind the Meter | Yes | Net Metered Residential | Sunrun Installation Services, Inc. | None | PSE&G | Accepted | 2023-09-04 | 2023-09-21 | 2024-09-21 | Electric Storage Battery | LG Chem | RESU 10H Prime |  |  | 1 |  |  |  | Lithium Ion |  | INSIDE
NJADRE1554587757 | Administratively Determined Incentive Program | Deptford Township | 8096 | 15 | 12.75 | Residential | Behind the Meter | Yes | Net Metered Residential | Sunrun Installation Services, Inc. | None | PSE&G | Accepted | 2023-09-05 | 2023-09-21 | 2024-09-21 | Inverters | SolarEdge Technologies | SE10000H-USSN | 10000 |  | 1 |  |  | 0.96 |  | Outdoor | Next To Meter
NJADRE1554587757 | Administratively Determined Incentive Program | Deptford Township | 8096 | 15 | 12.75 | Residential | Behind the Meter | Yes | Net Metered Residential | Sunrun Installation Services, Inc. | None | PSE&G | Accepted | 2023-09-05 | 2023-09-21 | 2024-09-21 | Solar Panels | Vikram Solar | VSMDHT.60.375.05 |  | 0.375 | 8 | 55 | 45 |  | Fixed | Roof
NJADRE1554587757 | Administratively Determined Incentive Program | Deptford Township | 8096 | 15 | 12.75 | Residential | Behind the Meter | Yes | Net Metered Residential | Sunrun Installation Services, Inc. | None | PSE&G | Accepted | 2023-09-05 | 2023-09-21 | 2024-09-21 | Solar Panels | Vikram Solar | VSMDHT.60.375.05 |  | 0.375 | 26 | 235 | 45 |  | Fixed | Roof
NJADRE1554587758 | Administratively Determined Incentive Program | Pitman | 8071 | 15 | 4.88 | Residential | Behind the Meter | Yes | Net Metered Residential | Sunrun Installation Services, Inc. | None | AC Electric | Accepted | 2023-09-05 | 2023-09-25 | 2024-09-25 | Inverters | Delta Electronics | E4-TL-US | 3840 |  | 1 |  |  | 0.96 |  | Outdoor | Next To Meter
NJADRE1554587758 | Administratively Determined Incentive Program | Pitman | 8071 | 15 | 4.88 | Residential | Behind the Meter | Yes | Net Metered Residential | Sunrun Installation Services, Inc. | None | AC Electric | Accepted | 2023-09-05 | 2023-09-25 | 2024-09-25 | Solar Panels | Vikram Solar | VSMDHT.60.375.05 |  | 0.375 | 13 | 324 | 33 |  | Fixed | Roof
NJADRE1554587785 | Administratively Determined Incentive Program | Linden | 7036 | 10 | 9.72 | Residential | Behind the Meter | Yes | Net Metered Residential | Pro Custom Solar dba Momentum Solar | None | PSE&G | Accepted | 2023-09-05 | 2023-09-22 | 2024-09-22 | Inverters | Enphase | IQ8PLUS-72-2-US | 290 |  | 24 |  |  | 0.97 |  | Outdoor
NJADRE1554587785 | Administratively Determined Incentive Program | Linden | 7036 | 10 | 9.72 | Residential | Behind the Meter | Yes | Net Metered Residential | Pro Custom Solar dba Momentum Solar | None | PSE&G | Accepted | 2023-09-05 | 2023-09-22 | 2024-09-22 | Solar Panels | Hanwha | q.peak duo blk ML-g10+405 |  | 0.405 | 14 | 225 | 24 |  | Fixed | Roof
NJADRE1554587785 | Administratively Determined Incentive Program | Linden | 7036 | 10 | 9.72 | Residential | Behind the Meter | Yes | Net Metered Residential | Pro Custom Solar dba Momentum Solar | None | PSE&G | Accepted | 2023-09-05 | 2023-09-22 | 2024-09-22 | Solar Panels | Hanwha | q.peak duo blk ML-g10+405 |  | 0.405 | 10 | 315 | 23 |  | Fixed | Roof
NJADRE1554587806 | Administratively Determined Incentive Program | Irvington Town | 7111 | 9 | 5.25 | Residential | Behind the Meter | Yes | Net Metered Residential | Sunrun Installation Services, Inc. | None | PSE&G | Accepted | 2023-09-05 | 2023-09-22 | 2024-09-22 | Inverters | SOLAREDGE TECHNOLOGIES | SE3800H-USMN | 3800 |  | 1 |  |  | 0.992 |  | Outdoor | next to meter
NJADRE1554587806 | Administratively Determined Incentive Program | Irvington Town | 7111 | 9 | 5.25 | Residential | Behind the Meter | Yes | Net Metered Residential | Sunrun Installation Services, Inc. | None | PSE&G | Accepted | 2023-09-05 | 2023-09-22 | 2024-09-22 | Solar Panels | Vikram Solar | VSMDHT.60.375.05 |  | 0.375 | 14 | 197 | 25 |  | Fixed | Roof
NJADRE1554587811 | Administratively Determined Incentive Program | Vineland | 8361 | 20 | 15 | Residential | Behind the Meter | Yes | Net Metered Residential | Sunrun Installation Services, Inc. | None | Vineland Muni Electric | Accepted | 2023-09-05 | 2023-09-22 | 2024-09-22 | Inverters | SolarEdge Technologies | SE10000H-USSN | 10000 |  | 1 |  |  | 0.96 |  | Outdoor | Next To Meter
NJADRE1554587811 | Administratively Determined Incentive Program | Vineland | 8361 | 20 | 15 | Residential | Behind the Meter | Yes | Net Metered Residential | Sunrun Installation Services, Inc. | None | Vineland Muni Electric | Accepted | 2023-09-05 | 2023-09-22 | 2024-09-22 | Solar Panels | Vikram Solar | VSMDHT.60.375.05 |  | 0.375 | 22 | 213 | 22 |  | Fixed | Roof
NJADRE1554587811 | Administratively Determined Incentive Program | Vineland | 8361 | 20 | 15 | Residential | Behind the Meter | Yes | Net Metered Residential | Sunrun Installation Services, Inc. | None | Vineland Muni Electric | Accepted | 2023-09-05 | 2023-09-22 | 2024-09-22 | Solar Panels | Vikram Solar | VSMDHT.60.375.05 |  | 0.375 | 18 | 33 | 22 |  | Fixed | Roof
NJADRE1554587827 | Administratively Determined Incentive Program | Bound Brook | 8805 | 5 | 7.9 | Residential | Behind the Meter | Yes | Net Metered Residential | Sunrun Installation Services, Inc. | None | PSE&G | Accepted | 2023-09-05 | 2023-09-25 | 2024-09-25 | Inverters | Delta Electronics | E6-TL-US | 5760 |  | 1 |  |  | 0.96 |  | Outdoor | Next To Meter
NJADRE1554587827 | Administratively Determined Incentive Program | Bound Brook | 8805 | 5 | 7.9 | Residential | Behind the Meter | Yes | Net Metered Residential | Sunrun Installation Services, Inc. | None | PSE&G | Accepted | 2023-09-05 | 2023-09-25 | 2024-09-25 | Solar Panels | Trina Solar | TSM-395DE09C.07 |  | 0.395 | 20 | 135 | 29 |  | Fixed | Roof
NJADRE1554587828 | Administratively Determined Incentive Program | Wayne Twp | 7470 | 6 | 4.05 | Residential | Behind the Meter | No | Net Metered Residential | EMT Renewables | None | PSE&G | Accepted | 2023-09-05 | 2023-09-22 | 2024-09-22 | Inverters | ENPHASE | IQ8+ | 290 |  | 10 |  |  | 0.98 |  | Other | UNDER EACH PANEL
NJADRE1554587828 | Administratively Determined Incentive Program | Wayne Twp | 7470 | 6 | 4.05 | Residential | Behind the Meter | No | Net Metered Residential | EMT Renewables | None | PSE&G | Accepted | 2023-09-05 | 2023-09-22 | 2024-09-22 | Solar Panels | Q CELLS | Q PEAK DUO BLK |  | 0.405 | 10 | 105 | 32 |  | Fixed | Roof
NJADRE1554587854 | Administratively Determined Incentive Program | Paterson City | 7501 | 6 | 5.04 | Residential | Behind the Meter | Yes | Net Metered Residential | EMT Renewables | None | PSE&G | Accepted | 2023-09-05 | 2023-09-22 | 2024-09-22 | Inverters | ENPHASE | IQ7x | 315 |  | 12 |  |  | 0.98 |  | Other | UNDER EACH PANEL
NJADRE1554587854 | Administratively Determined Incentive Program | Paterson City | 7501 | 6 | 5.04 | Residential | Behind the Meter | Yes | Net Metered Residential | EMT Renewables | None | PSE&G | Accepted | 2023-09-05 | 2023-09-22 | 2024-09-22 | Solar Panels | REC ALPHA | REC 420 |  | 0.42 | 7 | 291 | 30 |  | Fixed | Roof
NJADRE1554587854 | Administratively Determined Incentive Program | Paterson City | 7501 | 6 | 5.04 | Residential | Behind the Meter | Yes | Net Metered Residential | EMT Renewables | None | PSE&G | Accepted | 2023-09-05 | 2023-09-22 | 2024-09-22 | Solar Panels | REC ALPHA | REC 420 |  | 0.42 | 5 | 111 | 30 |  | Fixed | Roof
NJADRE1554587876 | Administratively Determined Incentive Program | Ewing | 8618 | 12 | 6.72 | Residential | Behind the Meter | Yes | Net Metered Residential | Sunrun Installation Services, Inc. | None | PSE&G | Accepted | 2023-09-05 | 2023-09-22 | 2024-09-22 | Inverters | SolarEdge Technologies | SE6000H-USSN | 6000 |  | 1 |  |  | 0.96 |  | Outdoor | Next To Meter
NJADRE1554587876 | Administratively Determined Incentive Program | Ewing | 8618 | 12 | 6.72 | Residential | Behind the Meter | Yes | Net Metered Residential | Sunrun Installation Services, Inc. | None | PSE&G | Accepted | 2023-09-05 | 2023-09-22 | 2024-09-22 | Solar Panels | Trina Solar | TSM-395DE09C.07 |  | 0.395 | 4 | 186 | 10 |  | Fixed | Roof
NJADRE1554587876 | Administratively Determined Incentive Program | Ewing | 8618 | 12 | 6.72 | Residential | Behind the Meter | Yes | Net Metered Residential | Sunrun Installation Services, Inc. | None | PSE&G | Accepted | 2023-09-05 | 2023-09-22 | 2024-09-22 | Solar Panels | Trina Solar | TSM-395DE09C.07 |  | 0.395 | 13 | 6 | 29 |  | Fixed | Roof
NJADRE1554587876 | Administratively Determined Incentive Program | Ewing | 8618 | 12 | 6.72 | Residential | Behind the Meter | Yes | Net Metered Residential | Sunrun Installation Services, Inc. | None | PSE&G | Accepted | 2023-09-05 | 2023-09-22 | 2024-09-22 | Electric Storage Battery | Tesla | Powerwall 2 AC |  |  | 1 |  |  |  | Lithium Ion |  | inside
NJADRE1554587885 | Administratively Determined Incentive Program | Old Bridge | 8857 | 11 | 11.1 | Residential | Behind the Meter | No | Net Metered Residential | Vision Solar LLC | None | JCP&L | Accepted | 2023-09-05 | 2023-09-22 | 2024-09-22 | Inverters | Solar Edge | SE7600H-USRGM | 8 |  | 1 |  |  | 0.97 |  | Outside
NJADRE1554587885 | Administratively Determined Incentive Program | Old Bridge | 8857 | 11 | 11.1 | Residential | Behind the Meter | No | Net Metered Residential | Vision Solar LLC | None | JCP&L | Accepted | 2023-09-05 | 2023-09-22 | 2024-09-22 | Solar Panels | Znshine Solar | ZXM6-NH120-370/M |  | 0.37 | 9 | 230 | 11 |  | Fixed | Roof
NJADRE1554587885 | Administratively Determined Incentive Program | Old Bridge | 8857 | 11 | 11.1 | Residential | Behind the Meter | No | Net Metered Residential | Vision Solar LLC | None | JCP&L | Accepted | 2023-09-05 | 2023-09-22 | 2024-09-22 | Solar Panels | Znshine Solar | ZXM6-NH120-370/M |  | 0.37 | 6 | 232 | 13 |  | Fixed | Roof
NJADRE1554587885 | Administratively Determined Incentive Program | Old Bridge | 8857 | 11 | 11.1 | Residential | Behind the Meter | No | Net Metered Residential | Vision Solar LLC | None | JCP&L | Accepted | 2023-09-05 | 2023-09-22 | 2024-09-22 | Solar Panels | Znshine Solar | ZXM6-NH120-370/M |  | 0.37 | 8 | 50 | 11 |  | Fixed | Roof
NJADRE1554587885 | Administratively Determined Incentive Program | Old Bridge | 8857 | 11 | 11.1 | Residential | Behind the Meter | No | Net Metered Residential | Vision Solar LLC | None | JCP&L | Accepted | 2023-09-05 | 2023-09-22 | 2024-09-22 | Solar Panels | Znshine Solar | ZXM6-NH120-370/M |  | 0.37 | 7 | 52 | 13 |  | Fixed | Roof
NJADRE1554587894 | Administratively Determined Incentive Program | Edison | 8837 | 11 | 5.84 | Residential | Behind the Meter | No | Net Metered Residential | Power Home Remodeling | None | PSE&G | Accepted | 2023-09-05 | 2023-09-22 | 2024-09-22 | Inverters | Solar Edge | SE5000H-US | 5 |  | 1 |  |  | 0.99 |  | Outdoor
NJADRE1554587894 | Administratively Determined Incentive Program | Edison | 8837 | 11 | 5.84 | Residential | Behind the Meter | No | Net Metered Residential | Power Home Remodeling | None | PSE&G | Accepted | 2023-09-05 | 2023-09-22 | 2024-09-22 | Meters | SolarEdge | Revenue Grade Data Ansi C12.20 |  |  | 1 |  |  |  | Yes | Outdoor
NJADRE1554587894 | Administratively Determined Incentive Program | Edison | 8837 | 11 | 5.84 | Residential | Behind the Meter | No | Net Metered Residential | Power Home Remodeling | None | PSE&G | Accepted | 2023-09-05 | 2023-09-22 | 2024-09-22 | Solar Panels | Hyundai | HiS-S365XG(BK) |  | 0.365 | 16 | 286 | 21 |  | Fixed | Roof
NJADRE1554587914 | Administratively Determined Incentive Program | Barnegat | 8005 | 18 | 4.74 | Residential | Behind the Meter | Yes | Net Metered Residential | Sunrun Installation Services, Inc. | None | AC Electric | Accepted | 2023-09-05 | 2023-09-22 | 2024-09-22 | Inverters | SolarEdge Technologies | SE3800H-USSN | 3800 |  | 1 |  |  | 0.96 |  | Outdoor | Next To Meter
NJADRE1554587914 | Administratively Determined Incentive Program | Barnegat | 8005 | 18 | 4.74 | Residential | Behind the Meter | Yes | Net Metered Residential | Sunrun Installation Services, Inc. | None | AC Electric | Accepted | 2023-09-05 | 2023-09-22 | 2024-09-22 | Solar Panels | Trina Solar | TSM-395DE09C.07 |  | 0.395 | 12 | 110 | 27 |  | Fixed | Roof
NJADRE1554587920 | Administratively Determined Incentive Program | Whiting | 8759 | 18 | 15.6 | Residential | Behind the Meter | Yes | Net Metered Residential | SunnyMac LLC | None | JCP&L | Accepted | 2023-09-05 | 2023-10-10 | 2024-10-10 | Solar Panels | HANWHA | Q.PEAK DUO BLK ML-G10+400 |  | 0.4 | 8 | 194 | 19 |  | Fixed | Roof
NJADRE1554587920 | Administratively Determined Incentive Program | Whiting | 8759 | 18 | 15.6 | Residential | Behind the Meter | Yes | Net Metered Residential | SunnyMac LLC | None | JCP&L | Accepted | 2023-09-05 | 2023-10-10 | 2024-10-10 | Solar Panels | HANWHA | Q.PEAK DUO BLK ML-G10+400 |  | 0.4 | 3 | 104 | 33 |  | Fixed | Roof
NJADRE1554587920 | Administratively Determined Incentive Program | Whiting | 8759 | 18 | 15.6 | Residential | Behind the Meter | Yes | Net Metered Residential | SunnyMac LLC | None | JCP&L | Accepted | 2023-09-05 | 2023-10-10 | 2024-10-10 | Solar Panels | HANWHA | Q.PEAK DUO BLK ML-G10+400 |  | 0.4 | 3 | 284 | 33 |  | Fixed | Roof
NJADRE1554587920 | Administratively Determined Incentive Program | Whiting | 8759 | 18 | 15.6 | Residential | Behind the Meter | Yes | Net Metered Residential | SunnyMac LLC | None | JCP&L | Accepted | 2023-09-05 | 2023-10-10 | 2024-10-10 | Solar Panels | HANWHA | Q.PEAK DUO BLK ML-G10+400 |  | 0.4 | 6 | 194 | 19 |  | Fixed | Roof
NJADRE1554587920 | Administratively Determined Incentive Program | Whiting | 8759 | 18 | 15.6 | Residential | Behind the Meter | Yes | Net Metered Residential | SunnyMac LLC | None | JCP&L | Accepted | 2023-09-05 | 2023-10-10 | 2024-10-10 | Solar Panels | HANWHA | Q.PEAK DUO BLK ML-G10+400 |  | 0.4 | 10 | 284 | 23 |  | Fixed | Roof
NJADRE1554587920 | Administratively Determined Incentive Program | Whiting | 8759 | 18 | 15.6 | Residential | Behind the Meter | Yes | Net Metered Residential | SunnyMac LLC | None | JCP&L | Accepted | 2023-09-05 | 2023-10-10 | 2024-10-10 | Solar Panels | HANWHA | Q.PEAK DUO BLK ML-G10+400 |  | 0.4 | 9 | 104 | 23 |  | Fixed | Roof
NJADRE1554587920 | Administratively Determined Incentive Program | Whiting | 8759 | 18 | 15.6 | Residential | Behind the Meter | Yes | Net Metered Residential | SunnyMac LLC | None | JCP&L | Accepted | 2023-09-05 | 2023-10-10 | 2024-10-10 | Inverters | SOLAREDGE | SE7600H-US | 7600 |  | 1 |  |  | 0.99 |  | Outdoor | NEXT TO METER
NJADRE1554587929 | Administratively Determined Incentive Program | Whiting | 8759 | 18 | 11.48 | Residential | Behind the Meter | Yes | Net Metered Residential | EMT Renewables | None | JCP&L | Accepted | 2023-09-05 | 2023-09-22 | 2024-09-22 | Inverters | ENPHASE | IQ8+ | 290 |  | 28 |  |  | 0.98 |  | Other | UNDER EACH PANEL
NJADRE1554587929 | Administratively Determined Incentive Program | Whiting | 8759 | 18 | 11.48 | Residential | Behind the Meter | Yes | Net Metered Residential | EMT Renewables | None | JCP&L | Accepted | 2023-09-05 | 2023-09-22 | 2024-09-22 | Solar Panels | SEG SOLAR | SIV 410 |  | 0.41 | 8 | 89 | 16 |  | Fixed | Roof
NJADRE1554587929 | Administratively Determined Incentive Program | Whiting | 8759 | 18 | 11.48 | Residential | Behind the Meter | Yes | Net Metered Residential | EMT Renewables | None | JCP&L | Accepted | 2023-09-05 | 2023-09-22 | 2024-09-22 | Solar Panels | SEG SOLAR | SIV 410 |  | 0.41 | 11 | 269 | 16 |  | Fixed | Roof
NJADRE1554587929 | Administratively Determined Incentive Program | Whiting | 8759 | 18 | 11.48 | Residential | Behind the Meter | Yes | Net Metered Residential | EMT Renewables | None | JCP&L | Accepted | 2023-09-05 | 2023-09-22 | 2024-09-22 | Solar Panels | SEG SOLAR | SIV 410 |  | 0.41 | 9 | 269 | 16 |  | Fixed | Roof
NJADRE1554587966 | Administratively Determined Incentive Program | Nutley Town | 7110 | 9 | 4.5 | Residential | Behind the Meter | Yes | Net Metered Residential | Sunrun Installation Services, Inc. | None | PSE&G | Accepted | 2023-09-05 | 2023-09-22 | 2024-09-22 | Inverters | SOLAREDGE TECHNOLOGIES | SE3800H-USMN | 3800 |  | 1 |  |  | 0.992 |  | Outdoor | next to meter
NJADRE1554587966 | Administratively Determined Incentive Program | Nutley Town | 7110 | 9 | 4.5 | Residential | Behind the Meter | Yes | Net Metered Residential | Sunrun Installation Services, Inc. | None | PSE&G | Accepted | 2023-09-05 | 2023-09-22 | 2024-09-22 | Solar Panels | Vikram Solar | VSMDHT.60.375.05 |  | 0.375 | 12 | 135 | 31 |  | Fixed | Roof
NJADRE1554588015 | Administratively Determined Incentive Program | West Deptford Twp | 8086 | 15 | 5.33 | Residential | Behind the Meter | Yes | Net Metered Residential | EMT Renewables | None | PSE&G | Accepted | 2023-09-05 | 2023-09-22 | 2024-09-22 | Inverters | ENPHASE | IQ8+ | 290 |  | 13 |  |  | 0.98 |  | Other | UNDER EACH PANEL
NJADRE1554588015 | Administratively Determined Incentive Program | West Deptford Twp | 8086 | 15 | 5.33 | Residential | Behind the Meter | Yes | Net Metered Residential | EMT Renewables | None | PSE&G | Accepted | 2023-09-05 | 2023-09-22 | 2024-09-22 | Solar Panels | SEG SOLAR | SIV 410 |  | 0.41 | 13 | 95 | 28 |  | Fixed | Roof
NJADRE1554588027 | Administratively Determined Incentive Program | Pennington | 8534 | 12 | 9.02 | Residential | Behind the Meter | No | Net Metered Residential | RENEWABLE ENERGY HOLDINGS LLC | None | PSE&G | Accepted | 2023-09-05 | 2023-09-25 | 2024-09-25 | Solar Panels | SOLAR 4 AMERICA | S4A410-108MH10BB |  | 0.41 | 16 | 169 | 18 |  | Fixed | Roof
NJADRE1554588027 | Administratively Determined Incentive Program | Pennington | 8534 | 12 | 9.02 | Residential | Behind the Meter | No | Net Metered Residential | RENEWABLE ENERGY HOLDINGS LLC | None | PSE&G | Accepted | 2023-09-05 | 2023-09-25 | 2024-09-25 | Solar Panels | Solar 4 America | S4A410-108MH10BB |  | 0.41 | 6 | 259 | 18 |  | Fixed | Roof
NJADRE1554588027 | Administratively Determined Incentive Program | Pennington | 8534 | 12 | 9.02 | Residential | Behind the Meter | No | Net Metered Residential | RENEWABLE ENERGY HOLDINGS LLC | None | PSE&G | Accepted | 2023-09-05 | 2023-09-25 | 2024-09-25 | Inverters | ENPHASE ENERGY | IQ8H-240-72-2-US | 380 |  | 22 |  |  | 0.976 |  | Outdoor | UNDER MODULES
NJADRE1554588027 | Administratively Determined Incentive Program | Pennington | 8534 | 12 | 9.02 | Residential | Behind the Meter | No | Net Metered Residential | RENEWABLE ENERGY HOLDINGS LLC | None | PSE&G | Accepted | 2023-09-05 | 2023-09-25 | 2024-09-25 | Meters | ENPHASE ENERGY | IQ COMBINER 4 |  |  | 1 |  |  |  | Yes | Outdoor
NJADRE1554588056 | Administratively Determined Incentive Program | Salem | 8079 | 16 | 13.32 | Residential | Behind the Meter | No | Net Metered Residential | Vision Solar LLC | None | AC Electric | Accepted | 2023-09-05 | 2023-09-22 | 2024-09-22 | Inverters | Solar Edge | SE11400H-USRGM | 11 |  | 1 |  |  | 0.97 |  | Outside
NJADRE1554588056 | Administratively Determined Incentive Program | Salem | 8079 | 16 | 13.32 | Residential | Behind the Meter | No | Net Metered Residential | Vision Solar LLC | None | AC Electric | Accepted | 2023-09-05 | 2023-09-22 | 2024-09-22 | Solar Panels | Znshine Solar | ZXM6-NH120-370/M |  | 0.37 | 18 | 138 | 23 |  | Fixed | Roof
NJADRE1554588056 | Administratively Determined Incentive Program | Salem | 8079 | 16 | 13.32 | Residential | Behind the Meter | No | Net Metered Residential | Vision Solar LLC | None | AC Electric | Accepted | 2023-09-05 | 2023-09-22 | 2024-09-22 | Solar Panels | Znshine Solar | ZXM6-NH120-370/M |  | 0.37 | 3 | 228 | 23 |  | Fixed | Roof
NJADRE1554588056 | Administratively Determined Incentive Program | Salem | 8079 | 16 | 13.32 | Residential | Behind the Meter | No | Net Metered Residential | Vision Solar LLC | None | AC Electric | Accepted | 2023-09-05 | 2023-09-22 | 2024-09-22 | Solar Panels | Znshine Solar | ZXM6-NH120-370/M |  | 0.37 | 2 | 48 | 23 |  | Fixed | Roof
NJADRE1554588056 | Administratively Determined Incentive Program | Salem | 8079 | 16 | 13.32 | Residential | Behind the Meter | No | Net Metered Residential | Vision Solar LLC | None | AC Electric | Accepted | 2023-09-05 | 2023-09-22 | 2024-09-22 | Solar Panels | Znshine Solar | ZXM6-NH120-370/M |  | 0.37 | 13 | 318 | 23 |  | Fixed | Roof
NJADRE1554588081 | Administratively Determined Incentive Program | Deptford TWP | 8096 | 15 | 10.88 | Residential | Behind the Meter | Yes | Net Metered Residential | Sunrun Installation Services, Inc. | None | PSE&G | Accepted | 2023-09-05 | 2023-09-22 | 2024-09-22 | Inverters | SOLAREDGE TECHNOLOGIES | SE7600H-USSN | 7600 |  | 1 |  |  | 0.992 |  | Outdoor | next to meter
NJADRE1554588081 | Administratively Determined Incentive Program | Deptford TWP | 8096 | 15 | 10.88 | Residential | Behind the Meter | Yes | Net Metered Residential | Sunrun Installation Services, Inc. | None | PSE&G | Accepted | 2023-09-05 | 2023-09-22 | 2024-09-22 | Solar Panels | Vikram Solar | VSMDHT.60.375.05 |  | 0.375 | 15 | 91 | 21 |  | Fixed | Roof
NJADRE1554588081 | Administratively Determined Incentive Program | Deptford TWP | 8096 | 15 | 10.88 | Residential | Behind the Meter | Yes | Net Metered Residential | Sunrun Installation Services, Inc. | None | PSE&G | Accepted | 2023-09-05 | 2023-09-22 | 2024-09-22 | Solar Panels | Vikram Solar | VSMDHT.60.375.05 |  | 0.375 | 14 | 271 | 22 |  | Fixed | Roof
NJADRE1554588082 | Administratively Determined Incentive Program | Oak Ridge | 7438 | 6 | 10.67 | Residential | Behind the Meter | Yes | Net Metered Residential | Sunrun Installation Services, Inc. | None | JCP&L | Accepted | 2023-09-05 | 2023-09-22 | 2024-09-22 | Inverters | SolarEdge Technologies | SE7600H-USSN | 7600 |  | 1 |  |  | 0.96 |  | Outdoor | Next To Meter
NJADRE1554588082 | Administratively Determined Incentive Program | Oak Ridge | 7438 | 6 | 10.67 | Residential | Behind the Meter | Yes | Net Metered Residential | Sunrun Installation Services, Inc. | None | JCP&L | Accepted | 2023-09-05 | 2023-09-22 | 2024-09-22 | Solar Panels | Trina Solar | TSM-395DE09C.07 |  | 0.395 | 23 | 103 | 26 |  | Fixed | Roof
NJADRE1554588082 | Administratively Determined Incentive Program | Oak Ridge | 7438 | 6 | 10.67 | Residential | Behind the Meter | Yes | Net Metered Residential | Sunrun Installation Services, Inc. | None | JCP&L | Accepted | 2023-09-05 | 2023-09-22 | 2024-09-22 | Solar Panels | Trina Solar | TSM-395DE09C.07 |  | 0.395 | 4 | 283 | 26 |  | Fixed | Roof
NJADRE1554588086 | Administratively Determined Incentive Program | Randolph | 7869 | 3 | 14.62 | Residential | Behind the Meter | Yes | Net Metered Residential | Sunrun Installation Services, Inc. | None | JCP&L | Accepted | 2023-09-05 | 2023-09-25 | 2024-09-25 | Inverters | SolarEdge Technologies | SE10000H-USSN | 10000 |  | 1 |  |  | 0.96 |  | Outdoor | Next To Meter
NJADRE1554588086 | Administratively Determined Incentive Program | Randolph | 7869 | 3 | 14.62 | Residential | Behind the Meter | Yes | Net Metered Residential | Sunrun Installation Services, Inc. | None | JCP&L | Accepted | 2023-09-05 | 2023-09-25 | 2024-09-25 | Solar Panels | Trina Solar | TSM-395DE09C.07 |  | 0.395 | 18 | 172 | 22 |  | Fixed | Roof
NJADRE1554588086 | Administratively Determined Incentive Program | Randolph | 7869 | 3 | 14.62 | Residential | Behind the Meter | Yes | Net Metered Residential | Sunrun Installation Services, Inc. | None | JCP&L | Accepted | 2023-09-05 | 2023-09-25 | 2024-09-25 | Solar Panels | Trina Solar | TSM-395DE09C.07 |  | 0.395 | 19 | 352 | 23 |  | Fixed | Roof
NJADRE1554588086 | Administratively Determined Incentive Program | Randolph | 7869 | 3 | 14.62 | Residential | Behind the Meter | Yes | Net Metered Residential | Sunrun Installation Services, Inc. | None | JCP&L | Accepted | 2023-09-05 | 2023-09-25 | 2024-09-25 | Electric Storage Battery | Tesla | Powerwall 2 AC |  |  | 2 |  |  |  | Lithium Ion |  | INSIDE
NJADRE1554588176 | Administratively Determined Incentive Program | Hasbrouck Heights | 7604 | 7 | 5.25 | Residential | Behind the Meter | Yes | Net Metered Residential | Sunrun Installation Services, Inc. | None | PSE&G | Accepted | 2023-09-05 | 2023-09-25 | 2024-09-25 | Inverters | SOLAREDGE TECHNOLOGIES | SE3800H-USMN | 3800 |  | 1 |  |  | 0.992 |  | Outdoor | next to meter
NJADRE1554588176 | Administratively Determined Incentive Program | Hasbrouck Heights | 7604 | 7 | 5.25 | Residential | Behind the Meter | Yes | Net Metered Residential | Sunrun Installation Services, Inc. | None | PSE&G | Accepted | 2023-09-05 | 2023-09-25 | 2024-09-25 | Solar Panels | Vikram Solar | VSMDHT.60.375.05 |  | 0.375 | 14 | 217 | 29 |  | Fixed | Roof
NJADRE1554588218 | Administratively Determined Incentive Program | SICKLERVILLE | 8081 | 14 | 3.16 | Residential | Behind the Meter | Yes | Net Metered Residential | Sunrun Installation Services, Inc. | None | AC Electric | Accepted | 2023-09-05 | 2023-09-25 | 2024-09-25 | Inverters | SolarEdge Technologies | SE3800H-USMN | 3800 |  | 1 |  |  | 0.96 |  | Outdoor | Next To Meter
NJADRE1554588218 | Administratively Determined Incentive Program | SICKLERVILLE | 8081 | 14 | 3.16 | Residential | Behind the Meter | Yes | Net Metered Residential | Sunrun Installation Services, Inc. | None | AC Electric | Accepted | 2023-09-05 | 2023-09-25 | 2024-09-25 | Solar Panels | Trina Solar | TSM-395DE09C.07 |  | 0.395 | 2 | 66 | 41 |  | Fixed | Roof
NJADRE1554588218 | Administratively Determined Incentive Program | SICKLERVILLE | 8081 | 14 | 3.16 | Residential | Behind the Meter | Yes | Net Metered Residential | Sunrun Installation Services, Inc. | None | AC Electric | Accepted | 2023-09-05 | 2023-09-25 | 2024-09-25 | Solar Panels | Trina Solar | TSM-395DE09C.07 |  | 0.395 | 6 | 246 | 42 |  | Fixed | Roof
NJADRE1554588218 | Administratively Determined Incentive Program | SICKLERVILLE | 8081 | 14 | 3.16 | Residential | Behind the Meter | Yes | Net Metered Residential | Sunrun Installation Services, Inc. | None | AC Electric | Accepted | 2023-09-05 | 2023-09-25 | 2024-09-25 | Electric Storage Battery | Tesla | Powerwall 2 AC |  |  | 1 |  |  |  | Lithium Ion |  | inside
NJADRE1554588241 | Administratively Determined Incentive Program | Elmwood Park Boro | 7407 | 7 | 5.25 | Residential | Behind the Meter | Yes | Net Metered Residential | Sunrun Installation Services, Inc. | None | PSE&G | Accepted | 2023-09-05 | 2023-09-25 | 2024-09-25 | Inverters | SOLAREDGE TECHNOLOGIES | SE3800H-USMN | 3800 |  | 1 |  |  | 0.992 |  | Outdoor | next to meter
NJADRE1554588241 | Administratively Determined Incentive Program | Elmwood Park Boro | 7407 | 7 | 5.25 | Residential | Behind the Meter | Yes | Net Metered Residential | Sunrun Installation Services, Inc. | None | PSE&G | Accepted | 2023-09-05 | 2023-09-25 | 2024-09-25 | Solar Panels | Vikram Solar | VSMDHT.60.375.05 |  | 0.375 | 3 | 340 | 39 |  | Fixed | Roof
NJADRE1554588241 | Administratively Determined Incentive Program | Elmwood Park Boro | 7407 | 7 | 5.25 | Residential | Behind the Meter | Yes | Net Metered Residential | Sunrun Installation Services, Inc. | None | PSE&G | Accepted | 2023-09-05 | 2023-09-25 | 2024-09-25 | Solar Panels | Vikram Solar | VSMDHT.60.375.05 |  | 0.375 | 11 | 160 | 39 |  | Fixed | Roof
NJADRE1554588244 | Administratively Determined Incentive Program | Manalapan | 7726 | 17 | 8.51 | Residential | Behind the Meter | Yes | Net Metered Residential | Sunny Mac LLC | None | JCP&L | Accepted | 2023-09-05 | 2023-09-25 | 2024-09-25 | Solar Panels | HANWHA | Q.PEAK DUO BLK ML-G10+ 405W |  | 0.405 | 15 | 266 | 27 |  | Fixed | Roof
NJADRE1554588244 | Administratively Determined Incentive Program | Manalapan | 7726 | 17 | 8.51 | Residential | Behind the Meter | Yes | Net Metered Residential | Sunny Mac LLC | None | JCP&L | Accepted | 2023-09-05 | 2023-09-25 | 2024-09-25 | Solar Panels | HANWHA | Q.PEAK DUO BLK ML-G10+ 405W |  | 0.405 | 3 | 266 | 29 |  | Fixed | Roof
NJADRE1554588244 | Administratively Determined Incentive Program | Manalapan | 7726 | 17 | 8.51 | Residential | Behind the Meter | Yes | Net Metered Residential | Sunny Mac LLC | None | JCP&L | Accepted | 2023-09-05 | 2023-09-25 | 2024-09-25 | Solar Panels | HANWHA | Q.PEAK DUO BLK ML-G10+ 405W |  | 0.405 | 3 | 266 | 29 |  | Fixed | Roof
NJADRE1554588244 | Administratively Determined Incentive Program | Manalapan | 7726 | 17 | 8.51 | Residential | Behind the Meter | Yes | Net Metered Residential | Sunny Mac LLC | None | JCP&L | Accepted | 2023-09-05 | 2023-09-25 | 2024-09-25 | Inverters | Solaredge | SE7600H-US | 7600 |  | 1 |  |  | 0.99 |  | Outdoor | NEXT TO METER
NJADRE1554588244 | Administratively Determined Incentive Program | Manalapan | 7726 | 17 | 8.51 | Residential | Behind the Meter | Yes | Net Metered Residential | Sunny Mac LLC | None | JCP&L | Accepted | 2023-09-05 | 2023-09-25 | 2024-09-25 | Meters | Solaredge | SE-RGMTR-1D-240C-B |  |  | 1 |  |  |  | Yes | Outdoor
NJADRE1554588292 | Administratively Determined Incentive Program | Brick | 8724 | 18 | 12.18 | Residential | Behind the Meter | No | Net Metered Residential | EMT Renewables | None | JCP&L | Accepted | 2023-09-05 | 2023-09-25 | 2024-09-25 | Inverters | ENPHASE | IQ7x | 315 |  | 29 |  |  | 0.98 |  | Other | UNDER EACH PANEL
NJADRE1554588292 | Administratively Determined Incentive Program | Brick | 8724 | 18 | 12.18 | Residential | Behind the Meter | No | Net Metered Residential | EMT Renewables | None | JCP&L | Accepted | 2023-09-05 | 2023-09-25 | 2024-09-25 | Solar Panels | REC ALPHA | REC 420 |  | 0.42 | 21 | 170 | 33 |  | Fixed | Roof
NJADRE1554588292 | Administratively Determined Incentive Program | Brick | 8724 | 18 | 12.18 | Residential | Behind the Meter | No | Net Metered Residential | EMT Renewables | None | JCP&L | Accepted | 2023-09-05 | 2023-09-25 | 2024-09-25 | Solar Panels | REC ALPHA | REC 420 |  | 0.42 | 8 | 350 | 5 |  | Fixed | Roof
NJADRE1554588366 | Administratively Determined Incentive Program | Neptune | 7753 | 17 | 11.2 | Residential | Behind the Meter | Yes | Net Metered Residential | SunnyMac LLC | None | JCP&L | Accepted | 2023-09-05 | 2023-09-25 | 2024-09-25 | Solar Panels | HANWHA | Q.PEAK DUO BLK ML-G10+400 |  | 0.4 | 3 | 109 | 19 |  | Fixed | Roof
NJADRE1554588366 | Administratively Determined Incentive Program | Neptune | 7753 | 17 | 11.2 | Residential | Behind the Meter | Yes | Net Metered Residential | SunnyMac LLC | None | JCP&L | Accepted | 2023-09-05 | 2023-09-25 | 2024-09-25 | Solar Panels | HANWHA | Q.PEAK DUO BLK ML-G10+400 |  | 0.4 | 11 | 19 | 18 |  | Fixed | Roof
NJADRE1554588366 | Administratively Determined Incentive Program | Neptune | 7753 | 17 | 11.2 | Residential | Behind the Meter | Yes | Net Metered Residential | SunnyMac LLC | None | JCP&L | Accepted | 2023-09-05 | 2023-09-25 | 2024-09-25 | Solar Panels | HANWHA | Q.PEAK DUO BLK ML-G10+400 |  | 0.4 | 3 | 289 | 19 |  | Fixed | Roof
NJADRE1554588366 | Administratively Determined Incentive Program | Neptune | 7753 | 17 | 11.2 | Residential | Behind the Meter | Yes | Net Metered Residential | SunnyMac LLC | None | JCP&L | Accepted | 2023-09-05 | 2023-09-25 | 2024-09-25 | Solar Panels | HANWHA | Q.PEAK DUO BLK ML-G10+400 |  | 0.4 | 11 | 199 | 18 |  | Fixed | Roof
NJADRE1554588366 | Administratively Determined Incentive Program | Neptune | 7753 | 17 | 11.2 | Residential | Behind the Meter | Yes | Net Metered Residential | SunnyMac LLC | None | JCP&L | Accepted | 2023-09-05 | 2023-09-25 | 2024-09-25 | Inverters | Solaredge | SE7600H-US | 7600 |  | 1 |  |  | 0.99 |  | Outdoor | NEXT TO METER
NJADRE1554588366 | Administratively Determined Incentive Program | Neptune | 7753 | 17 | 11.2 | Residential | Behind the Meter | Yes | Net Metered Residential | SunnyMac LLC | None | JCP&L | Accepted | 2023-09-05 | 2023-09-25 | 2024-09-25 | Meters | SE-RGMTR-1D-240C-B | Solaredge |  |  | 1 |  |  |  | Yes | Outdoor
NJADRE1554588573 | Administratively Determined Incentive Program | Flemington | 8822 | 4 | 9.24 | Residential | Behind the Meter | Yes | Net Metered Residential | EMT Renewables | None | JCP&L | Accepted | 2023-09-05 | 2023-09-25 | 2024-09-25 | Inverters | ENPHASE | IQ7x | 315 |  | 22 |  |  | 0.98 |  | Other | UNDER EACH PANEL
NJADRE1554588573 | Administratively Determined Incentive Program | Flemington | 8822 | 4 | 9.24 | Residential | Behind the Meter | Yes | Net Metered Residential | EMT Renewables | None | JCP&L | Accepted | 2023-09-05 | 2023-09-25 | 2024-09-25 | Solar Panels | REC ALPHA | REC 420 |  | 0.42 | 22 | 267 | 16 |  | Fixed | Roof
NJADRE1554588653 | Administratively Determined Incentive Program | Vineland | 8361 | 20 | 6.32 | Residential | Behind the Meter | Yes | Net Metered Residential | Big Solar Energy, LLC | None | Vineland Muni Electric | Accepted | 2023-09-05 | 2023-09-25 | 2024-09-25 | Inverters | SolarEdge | SE5000H-US (240V) | 21 |  | 1 |  |  | 0.992 |  | Outdoor
NJADRE1554588653 | Administratively Determined Incentive Program | Vineland | 8361 | 20 | 6.32 | Residential | Behind the Meter | Yes | Net Metered Residential | Big Solar Energy, LLC | None | Vineland Muni Electric | Accepted | 2023-09-05 | 2023-09-25 | 2024-09-25 | Solar Panels | JA SOLAR | JAM72S09-395 PV MODULES |  | 0.395 | 10 | 212 | 20 |  | Fixed | Roof
NJADRE1554588653 | Administratively Determined Incentive Program | Vineland | 8361 | 20 | 6.32 | Residential | Behind the Meter | Yes | Net Metered Residential | Big Solar Energy, LLC | None | Vineland Muni Electric | Accepted | 2023-09-05 | 2023-09-25 | 2024-09-25 | Solar Panels | JA SOLAR | JAM72S09-395 PV MODULES |  | 0.395 | 6 | 212 | 20 |  | Fixed | Roof
NJADRE1554588718 | Administratively Determined Incentive Program | Linden | 7036 | 10 | 7.5 | Residential | Behind the Meter | Yes | Net Metered Residential | Sunrun Installation Services, Inc. | None | PSE&G | Accepted | 2023-09-05 | 2023-09-25 | 2024-09-25 | Inverters | Delta Electronics | E6-TL-US | 5760 |  | 1 |  |  | 0.96 |  | Outdoor | Next To Meter
NJADRE1554588718 | Administratively Determined Incentive Program | Linden | 7036 | 10 | 7.5 | Residential | Behind the Meter | Yes | Net Metered Residential | Sunrun Installation Services, Inc. | None | PSE&G | Accepted | 2023-09-05 | 2023-09-25 | 2024-09-25 | Solar Panels | Vikram Solar | VSMDHT.60.375.05 |  | 0.375 | 5 | 219 | 22 |  | Fixed | Roof
NJADRE1554588718 | Administratively Determined Incentive Program | Linden | 7036 | 10 | 7.5 | Residential | Behind the Meter | Yes | Net Metered Residential | Sunrun Installation Services, Inc. | None | PSE&G | Accepted | 2023-09-05 | 2023-09-25 | 2024-09-25 | Solar Panels | Vikram Solar | VSMDHT.60.375.05 |  | 0.375 | 15 | 309 | 22 |  | Fixed | Roof
NJADRE1554588720 | Administratively Determined Incentive Program | Elizabeth | 7206 | 10 | 4.4 | Residential | Behind the Meter | Yes | Net Metered Residential | Venture Solar | None | PSE&G | Accepted | 2023-09-05 | 2023-09-25 | 2024-09-25 | Solar Panels | Hanwha | Q.PEAK DUO BLK ML-G10+ 400 |  | 0.4 | 5 | 144 | 37 |  | Fixed | Roof
NJADRE1554588720 | Administratively Determined Incentive Program | Elizabeth | 7206 | 10 | 4.4 | Residential | Behind the Meter | Yes | Net Metered Residential | Venture Solar | None | PSE&G | Accepted | 2023-09-05 | 2023-09-25 | 2024-09-25 | Solar Panels | Hanwha | Q.PEAK DUO BLK ML-G10+ 400 |  | 0.4 | 6 | 324 | 37 |  | Fixed | Roof
NJADRE1554588720 | Administratively Determined Incentive Program | Elizabeth | 7206 | 10 | 4.4 | Residential | Behind the Meter | Yes | Net Metered Residential | Venture Solar | None | PSE&G | Accepted | 2023-09-05 | 2023-09-25 | 2024-09-25 | Inverters | Enphase | IQ8PLUS-72-2-US (240V) | 290 |  | 11 |  |  | 0.98 |  | Outdoor | Roof
NJADRE1554588723 | Administratively Determined Incentive Program | Princeton Twp | 8540 | 12 | 6.72 | Residential | Behind the Meter | No | Net Metered Residential | EMT Renewables | None | PSE&G | Accepted | 2023-09-05 | 2023-09-25 | 2024-09-25 | Inverters | ENPHASE | IQ7x | 315 |  | 16 |  |  | 0.98 |  | Other | UNDER EACH PANEL
NJADRE1554588723 | Administratively Determined Incentive Program | Princeton Twp | 8540 | 12 | 6.72 | Residential | Behind the Meter | No | Net Metered Residential | EMT Renewables | None | PSE&G | Accepted | 2023-09-05 | 2023-09-25 | 2024-09-25 | Solar Panels | REC ALPHA | REC 420 |  | 0.42 | 12 | 243 | 25 |  | Fixed | Roof
NJADRE1554588723 | Administratively Determined Incentive Program | Princeton Twp | 8540 | 12 | 6.72 | Residential | Behind the Meter | No | Net Metered Residential | EMT Renewables | None | PSE&G | Accepted | 2023-09-05 | 2023-09-25 | 2024-09-25 | Solar Panels | REC ALPHA | REC 420 |  | 0.42 | 4 | 63 | 25 |  | Fixed | Roof
NJADRE1554588755 | Administratively Determined Incentive Program | Eastampton | 8060 | 13 | 3.24 | Residential | Behind the Meter | Yes | Net Metered Residential | Trinity Solar | None | PSE&G | Accepted | 2023-09-05 | 2023-09-25 | 2024-09-25 | Inverters | Solar Edge | SE3000H-US000BEi4 | 3000 |  | 1 |  |  | 0.97 |  | Outdoor
NJADRE1554588755 | Administratively Determined Incentive Program | Eastampton | 8060 | 13 | 3.24 | Residential | Behind the Meter | Yes | Net Metered Residential | Trinity Solar | None | PSE&G | Accepted | 2023-09-05 | 2023-09-25 | 2024-09-25 | Solar Panels | HANWHA | Q.PEAK DUO BLK ML-G10+ 405 |  | 0.405 | 8 | 128 | 30 |  | Fixed | Roof
NJADRE1554588806 | Administratively Determined Incentive Program | Deptford Twp | 8096 | 15 | 9.72 | Residential | Behind the Meter | No | Net Metered Residential | EMT Renewables | None | PSE&G | Accepted | 2023-09-05 | 2023-09-25 | 2024-09-25 | Inverters | ENPHASE | IQ8+ | 290 |  | 24 |  |  | 0.98 |  | Other | UNDER EACH PANEL
NJADRE1554588806 | Administratively Determined Incentive Program | Deptford Twp | 8096 | 15 | 9.72 | Residential | Behind the Meter | No | Net Metered Residential | EMT Renewables | None | PSE&G | Accepted | 2023-09-05 | 2023-09-25 | 2024-09-25 | Solar Panels | Q CELLS | Q PEAK DUO BLK |  | 0.405 | 8 | 215 | 20 |  | Fixed | Roof
NJADRE1554588806 | Administratively Determined Incentive Program | Deptford Twp | 8096 | 15 | 9.72 | Residential | Behind the Meter | No | Net Metered Residential | EMT Renewables | None | PSE&G | Accepted | 2023-09-05 | 2023-09-25 | 2024-09-25 | Solar Panels | Q CELLS | Q PEAK DUO BLK |  | 0.405 | 10 | 215 | 22 |  | Fixed | Roof
NJADRE1554588806 | Administratively Determined Incentive Program | Deptford Twp | 8096 | 15 | 9.72 | Residential | Behind the Meter | No | Net Metered Residential | EMT Renewables | None | PSE&G | Accepted | 2023-09-05 | 2023-09-25 | 2024-09-25 | Solar Panels | Q CELLS | Q PEAK DUO BLK |  | 0.405 | 6 | 35 | 22 |  | Fixed | Roof
NJADRE1554588833 | Administratively Determined Incentive Program | Camden | 8105 | 14 | 8.51 | Residential | Behind the Meter | Yes | Net Metered Residential | Pro Custom Solar dba Momentum Solar | None | PSE&G | Accepted | 2023-09-05 | 2023-09-25 | 2024-09-25 | Inverters | Enphase | IQ8PLUS-72-2-US | 290 |  | 21 |  |  | 0.97 |  | Outdoor
NJADRE1554588833 | Administratively Determined Incentive Program | Camden | 8105 | 14 | 8.51 | Residential | Behind the Meter | Yes | Net Metered Residential | Pro Custom Solar dba Momentum Solar | None | PSE&G | Accepted | 2023-09-05 | 2023-09-25 | 2024-09-25 | Solar Panels | Hanwha | q.peak duo blk ML-g10+405 |  | 0.405 | 11 | 173 | 17 |  | Fixed | Roof
NJADRE1554588833 | Administratively Determined Incentive Program | Camden | 8105 | 14 | 8.51 | Residential | Behind the Meter | Yes | Net Metered Residential | Pro Custom Solar dba Momentum Solar | None | PSE&G | Accepted | 2023-09-05 | 2023-09-25 | 2024-09-25 | Solar Panels | Hanwha | q.peak duo blk ML-g10+405 |  | 0.405 | 10 | 353 | 20 |  | Fixed | Roof
NJADRE1554588862 | Administratively Determined Incentive Program | Alloway | 8001 | 16 | 17.01 | Residential | Behind the Meter | Yes | Net Metered Residential | Pro Custom Solar dba Momentum Solar | None | AC Electric | Accepted | 2023-09-05 | 2023-09-25 | 2024-09-25 | Inverters | Enphase | IQ8PLUS-72-2-US | 290 |  | 42 |  |  | 0.97 |  | Outdoor
NJADRE1554588862 | Administratively Determined Incentive Program | Alloway | 8001 | 16 | 17.01 | Residential | Behind the Meter | Yes | Net Metered Residential | Pro Custom Solar dba Momentum Solar | None | AC Electric | Accepted | 2023-09-05 | 2023-09-25 | 2024-09-25 | Solar Panels | Hanwha | q.peak duo blk ML-g10+405 |  | 0.405 | 6 | 175 | 35 |  | Fixed | Roof
NJADRE1554588862 | Administratively Determined Incentive Program | Alloway | 8001 | 16 | 17.01 | Residential | Behind the Meter | Yes | Net Metered Residential | Pro Custom Solar dba Momentum Solar | None | AC Electric | Accepted | 2023-09-05 | 2023-09-25 | 2024-09-25 | Solar Panels | Hanwha | q.peak duo blk ML-g10+405 |  | 0.405 | 4 | 265 | 39 |  | Fixed | Roof
NJADRE1554588862 | Administratively Determined Incentive Program | Alloway | 8001 | 16 | 17.01 | Residential | Behind the Meter | Yes | Net Metered Residential | Pro Custom Solar dba Momentum Solar | None | AC Electric | Accepted | 2023-09-05 | 2023-09-25 | 2024-09-25 | Solar Panels | Hanwha | q.peak duo blk ML-g10+405 |  | 0.405 | 8 | 175 | 9 |  | Fixed | Roof
NJADRE1554588862 | Administratively Determined Incentive Program | Alloway | 8001 | 16 | 17.01 | Residential | Behind the Meter | Yes | Net Metered Residential | Pro Custom Solar dba Momentum Solar | None | AC Electric | Accepted | 2023-09-05 | 2023-09-25 | 2024-09-25 | Solar Panels | Hanwha | q.peak duo blk ML-g10+405 |  | 0.405 | 12 | 353 | 16 |  | Fixed | Roof
NJADRE1554588862 | Administratively Determined Incentive Program | Alloway | 8001 | 16 | 17.01 | Residential | Behind the Meter | Yes | Net Metered Residential | Pro Custom Solar dba Momentum Solar | None | AC Electric | Accepted | 2023-09-05 | 2023-09-25 | 2024-09-25 | Solar Panels | Hanwha | q.peak duo blk ML-g10+405 |  | 0.405 | 12 | 173 | 16 |  | Fixed | Roof
NJADRE1554590013 | Administratively Determined Incentive Program | Nutley | 7110 | 9 | 5.14 | Residential | Behind the Meter | Yes | Net Metered Residential | Sunrun Installation Services, Inc. | None | PSE&G | Accepted | 2023-09-05 | 2023-09-25 | 2024-09-25 | Inverters | SolarEdge Technologies | SE3800H-USMN | 3800 |  | 1 |  |  | 0.96 |  | Outdoor | Next To Meter
NJADRE1554590013 | Administratively Determined Incentive Program | Nutley | 7110 | 9 | 5.14 | Residential | Behind the Meter | Yes | Net Metered Residential | Sunrun Installation Services, Inc. | None | PSE&G | Accepted | 2023-09-05 | 2023-09-25 | 2024-09-25 | Solar Panels | Trina Solar | TSM-395DE09C.07 |  | 0.395 | 13 | 273 | 31 |  | Fixed | Roof
NJADRE1554594426 | Administratively Determined Incentive Program | Transboro, | 8009 | 14 | 4 | Residential | Behind the Meter | No | Net Metered Residential | Suntuity Solar LLC | None | AC Electric | Accepted | 2023-09-06 | 2023-09-25 | 2024-09-25 | Inverters | ENPHASE | IQ8PLUS-72-2-US | 290 |  | 10 |  |  | 0.97 |  | Outdoor | Behind the PV modules
NJADRE1554594426 | Administratively Determined Incentive Program | Transboro, | 8009 | 14 | 4 | Residential | Behind the Meter | No | Net Metered Residential | Suntuity Solar LLC | None | AC Electric | Accepted | 2023-09-06 | 2023-09-25 | 2024-09-25 | Solar Panels | CANADIAN SOLAR | CS6R-400MS-HL |  | 0.4 | 10 | 262 | 34 |  | Fixed | Roof
NJADRE1554594454 | Administratively Determined Incentive Program | Maplewood TWP | 7040 | 9 | 4.35 | Residential | Behind the Meter | Yes | Net Metered Residential | Sunrun Installation Services, Inc. | None | PSE&G | Accepted | 2023-09-06 | 2023-09-25 | 2024-09-25 | Inverters | SOLAREDGE TECHNOLOGIES | SE3800H-USMN | 3800 |  | 1 |  |  | 0.992 |  | Outdoor | next to meter
NJADRE1554594454 | Administratively Determined Incentive Program | Maplewood TWP | 7040 | 9 | 4.35 | Residential | Behind the Meter | Yes | Net Metered Residential | Sunrun Installation Services, Inc. | None | PSE&G | Accepted | 2023-09-06 | 2023-09-25 | 2024-09-25 | Solar Panels | TRINA SOLAR | TSM-395DE09C.07 |  | 0.395 | 11 | 137 | 31 |  | Fixed | Roof
NJADRE1554594494 | Administratively Determined Incentive Program | BLOOMFIELD | 7003 | 9 | 2.84 | Residential | Behind the Meter | Yes | Net Metered Residential | Pro Custom Solar dba Momentum Solar | None | PSE&G | Accepted | 2023-09-06 | 2023-09-25 | 2024-09-25 | Solar Panels | hanwha | Â Q. PEAK DUO BLK-G10+405 |  | 0.405 | 7 | 112 | 30 |  | Fixed | Roof
NJADRE1554594494 | Administratively Determined Incentive Program | BLOOMFIELD | 7003 | 9 | 2.84 | Residential | Behind the Meter | Yes | Net Metered Residential | Pro Custom Solar dba Momentum Solar | None | PSE&G | Accepted | 2023-09-06 | 2023-09-25 | 2024-09-25 | Inverters | enphase | IQ8PLUS-72-2-US | 290 |  | 7 |  |  | 0.97 |  | Outdoor
NJADRE1554594545 | Administratively Determined Incentive Program | North Haledon Boro | 7508 | 6 | 9.48 | Residential | Behind the Meter | Yes | Net Metered Residential | Sunrun Installation Services, Inc. | None | PSE&G | Accepted | 2023-09-06 | 2023-09-25 | 2024-09-25 | Inverters | SOLAREDGE TECHNOLOGIES | SE7600H-USSN | 7600 |  | 1 |  |  | 0.992 |  | Outdoor | next to meter
NJADRE1554594545 | Administratively Determined Incentive Program | North Haledon Boro | 7508 | 6 | 9.48 | Residential | Behind the Meter | Yes | Net Metered Residential | Sunrun Installation Services, Inc. | None | PSE&G | Accepted | 2023-09-06 | 2023-09-25 | 2024-09-25 | Solar Panels | TRINA SOLAR | TSM-395DE09C.07 |  | 0.395 | 12 | 105 | 41 |  | Fixed | Roof
NJADRE1554594545 | Administratively Determined Incentive Program | North Haledon Boro | 7508 | 6 | 9.48 | Residential | Behind the Meter | Yes | Net Metered Residential | Sunrun Installation Services, Inc. | None | PSE&G | Accepted | 2023-09-06 | 2023-09-25 | 2024-09-25 | Solar Panels | TRINA SOLAR | TSM-395DE09C.07 |  | 0.395 | 12 | 195 | 42 |  | Fixed | Roof
NJADRE1554594589 | Administratively Determined Incentive Program | Howell | 7731 | 17 | 9.32 | Residential | Behind the Meter | Yes | Net Metered Residential | Pro Custom Solar dba Momentum Solar | None | JCP&L | Accepted | 2023-09-06 | 2023-09-25 | 2024-09-25 | Inverters | Enphase | IQ8PLUS-72-2-US | 290 |  | 23 |  |  | 0.97 |  | Outdoor
NJADRE1554594589 | Administratively Determined Incentive Program | Howell | 7731 | 17 | 9.32 | Residential | Behind the Meter | Yes | Net Metered Residential | Pro Custom Solar dba Momentum Solar | None | JCP&L | Accepted | 2023-09-06 | 2023-09-25 | 2024-09-25 | Solar Panels | Hanwha | q.peak duo blk ML-g10+405 |  | 0.405 | 9 | 287 | 19 |  | Fixed | Roof
NJADRE1554594589 | Administratively Determined Incentive Program | Howell | 7731 | 17 | 9.32 | Residential | Behind the Meter | Yes | Net Metered Residential | Pro Custom Solar dba Momentum Solar | None | JCP&L | Accepted | 2023-09-06 | 2023-09-25 | 2024-09-25 | Solar Panels | Hanwha | q.peak duo blk ML-g10+405 |  | 0.405 | 14 | 287 | 17 |  | Fixed | Roof
NJADRE1554594593 | Administratively Determined Incentive Program | Hopatcong | 7843 | 1 | 8.91 | Residential | Behind the Meter | Yes | Net Metered Residential | Trinity Solar | None | JCP&L | Accepted | 2023-09-06 | 2023-09-25 | 2024-09-25 | Inverters | Solar Edge | SE7600H-US | 7600 |  | 1 |  |  | 0.97 |  | Outside
NJADRE1554594593 | Administratively Determined Incentive Program | Hopatcong | 7843 | 1 | 8.91 | Residential | Behind the Meter | Yes | Net Metered Residential | Trinity Solar | None | JCP&L | Accepted | 2023-09-06 | 2023-09-25 | 2024-09-25 | Solar Panels | HANWHA 405 (Q.PEAK DUO BLK ML-G10+ 405) | HANWHA 405 (Q.PEAK DUO BLK ML-G10+ 405) |  | 0.405 | 22 | 126 | 23 |  | Fixed | Roof
NJADRE1554594680 | Administratively Determined Incentive Program | Greenwich | 8323 | 20 | 13.77 | Residential | Behind the Meter | Yes | Net Metered Residential | RCL Enterprises Inc. | None | AC Electric | Accepted | 2023-09-06 | 2023-09-25 | 2024-09-25 | Inverters | Enphase | IQ8plus | 290 |  | 34 |  |  | 0.97 |  | Outdoor
NJADRE1554594680 | Administratively Determined Incentive Program | Greenwich | 8323 | 20 | 13.77 | Residential | Behind the Meter | Yes | Net Metered Residential | RCL Enterprises Inc. | None | AC Electric | Accepted | 2023-09-06 | 2023-09-25 | 2024-09-25 | Solar Panels | Jinko | JKM405M |  | 0.405 | 34 | 180 | 25 |  | Fixed | Ground
NJADRE1554594684 | Administratively Determined Incentive Program | Warren | 7059 | 5 | 20.63 | Residential | Behind the Meter | Yes | Net Metered Residential | Sunrun Installation Services, Inc. | None | JCP&L | Accepted | 2023-09-06 | 2023-09-26 | 2024-09-26 | Inverters | SolarEdge Technologies | SE3800H-USS3 | 3800 |  | 1 |  |  | 0.96 |  | Outdoor | Next To Meter
NJADRE1554594684 | Administratively Determined Incentive Program | Warren | 7059 | 5 | 20.63 | Residential | Behind the Meter | Yes | Net Metered Residential | Sunrun Installation Services, Inc. | None | JCP&L | Accepted | 2023-09-06 | 2023-09-26 | 2024-09-26 | Inverters | SolarEdge Technologies | SE10000H-USSN | 10000 |  | 1 |  |  | 0.96 |  | Outdoor | Next To Meter
NJADRE1554594684 | Administratively Determined Incentive Program | Warren | 7059 | 5 | 20.63 | Residential | Behind the Meter | Yes | Net Metered Residential | Sunrun Installation Services, Inc. | None | JCP&L | Accepted | 2023-09-06 | 2023-09-26 | 2024-09-26 | Solar Panels | Vikram Solar | VSMDHT.60.375.05 |  | 0.375 | 31 | 286 | 20 |  | Fixed | Roof
NJADRE1554594684 | Administratively Determined Incentive Program | Warren | 7059 | 5 | 20.63 | Residential | Behind the Meter | Yes | Net Metered Residential | Sunrun Installation Services, Inc. | None | JCP&L | Accepted | 2023-09-06 | 2023-09-26 | 2024-09-26 | Solar Panels | Vikram Solar | VSMDHT.60.375.05 |  | 0.375 | 9 | 106 | 20 |  | Fixed | Roof
NJADRE1554594684 | Administratively Determined Incentive Program | Warren | 7059 | 5 | 20.63 | Residential | Behind the Meter | Yes | Net Metered Residential | Sunrun Installation Services, Inc. | None | JCP&L | Accepted | 2023-09-06 | 2023-09-26 | 2024-09-26 | Solar Panels | Vikram Solar | VSMDHT.60.375.05 |  | 0.375 | 15 | 106 | 20 |  | Fixed | Roof
NJADRE1554594741 | Administratively Determined Incentive Program | Roselle | 7203 | 10 | 8.1 | Residential | Behind the Meter | Yes | Net Metered Residential | Pro Custom Solar dba Momentum Solar | None | PSE&G | Accepted | 2023-09-06 | 2023-09-26 | 2024-09-26 | Solar Panels | hanwha | Â Q. PEAK DUO BLK-G10+405 |  | 0.405 | 9 | 156 | 20 |  | Fixed | Roof
NJADRE1554594741 | Administratively Determined Incentive Program | Roselle | 7203 | 10 | 8.1 | Residential | Behind the Meter | Yes | Net Metered Residential | Pro Custom Solar dba Momentum Solar | None | PSE&G | Accepted | 2023-09-06 | 2023-09-26 | 2024-09-26 | Solar Panels | hanwha | Â Q. PEAK DUO BLK-G10+405 |  | 0.405 | 3 | 66 | 20 |  | Fixed | Roof
NJADRE1554594741 | Administratively Determined Incentive Program | Roselle | 7203 | 10 | 8.1 | Residential | Behind the Meter | Yes | Net Metered Residential | Pro Custom Solar dba Momentum Solar | None | PSE&G | Accepted | 2023-09-06 | 2023-09-26 | 2024-09-26 | Solar Panels | hanwha | Â Q. PEAK DUO BLK-G10+405 |  | 0.405 | 8 | 336 | 20 |  | Fixed | Roof
NJADRE1554594741 | Administratively Determined Incentive Program | Roselle | 7203 | 10 | 8.1 | Residential | Behind the Meter | Yes | Net Metered Residential | Pro Custom Solar dba Momentum Solar | None | PSE&G | Accepted | 2023-09-06 | 2023-09-26 | 2024-09-26 | Inverters | enphase | IQ8PLUS-72-2-US | 290 |  | 20 |  |  | 0.97 |  | Outdoor
NJADRE1554594906 | Administratively Determined Incentive Program | Newark | 7104 | 9 | 8.51 | Residential | Behind the Meter | Yes | Net Metered Residential | Pro Custom Solar dba Momentum Solar | None | PSE&G | Accepted | 2023-09-06 | 2023-09-26 | 2024-09-26 | Inverters | enphase | iq8plus-72-2-us | 290 |  | 21 |  |  | 0.97 |  | Outdoor
NJADRE1554594906 | Administratively Determined Incentive Program | Newark | 7104 | 9 | 8.51 | Residential | Behind the Meter | Yes | Net Metered Residential | Pro Custom Solar dba Momentum Solar | None | PSE&G | Accepted | 2023-09-06 | 2023-09-26 | 2024-09-26 | Solar Panels | HANWHA | q.peak duo blk ml-g10+405 |  | 0.405 | 4 | 201 | 16 |  | Fixed | Roof
NJADRE1554594906 | Administratively Determined Incentive Program | Newark | 7104 | 9 | 8.51 | Residential | Behind the Meter | Yes | Net Metered Residential | Pro Custom Solar dba Momentum Solar | None | PSE&G | Accepted | 2023-09-06 | 2023-09-26 | 2024-09-26 | Solar Panels | HANWHA | q.peak duo blk ml-g10+405 |  | 0.405 | 5 | 21 | 16 |  | Fixed | Roof
NJADRE1554594906 | Administratively Determined Incentive Program | Newark | 7104 | 9 | 8.51 | Residential | Behind the Meter | Yes | Net Metered Residential | Pro Custom Solar dba Momentum Solar | None | PSE&G | Accepted | 2023-09-06 | 2023-09-26 | 2024-09-26 | Solar Panels | HANWHA | q.peak duo blk ml-g10+405 |  | 0.405 | 12 | 201 | 48 |  | Fixed | Roof
NJADRE1554595058 | Administratively Determined Incentive Program | Margate City | 8482 | 19 | 2.43 | Residential | Behind the Meter | Yes | Net Metered Residential | Trinity Solar Inc. | None | AC Electric | Accepted | 2023-09-06 | 2023-09-26 | 2024-09-26 | Inverters | Solar Edge | SE3000H-US000BEi4 | 3000 |  | 1 |  |  | 0.97 |  | Outdoor
NJADRE1554595058 | Administratively Determined Incentive Program | Margate City | 8482 | 19 | 2.43 | Residential | Behind the Meter | Yes | Net Metered Residential | Trinity Solar Inc. | None | AC Electric | Accepted | 2023-09-06 | 2023-09-26 | 2024-09-26 | Solar Panels | HANWHA | Q.PEAK DUO BLK ML-G10+ 405 |  | 0.405 | 6 | 180 | 23 |  | Fixed | Roof
NJADRE1554595390 | Administratively Determined Incentive Program | Woodbridge Twp | 8830 | 11 | 8.3 | Residential | Behind the Meter | Yes | Net Metered Residential | Sunrun Installation Services, Inc. | None | PSE&G | Accepted | 2023-09-06 | 2023-09-26 | 2024-09-26 | Inverters | SOLAREDGE TECHNOLOGIES | SE6000H-USSN | 6000 |  | 1 |  |  | 0.992 |  | Outdoor | next to meter
NJADRE1554595390 | Administratively Determined Incentive Program | Woodbridge Twp | 8830 | 11 | 8.3 | Residential | Behind the Meter | Yes | Net Metered Residential | Sunrun Installation Services, Inc. | None | PSE&G | Accepted | 2023-09-06 | 2023-09-26 | 2024-09-26 | Solar Panels | TRINA SOLAR | TSM-395DE09C.07 |  | 0.395 | 4 | 267 | 28 |  | Fixed | Roof
NJADRE1554595390 | Administratively Determined Incentive Program | Woodbridge Twp | 8830 | 11 | 8.3 | Residential | Behind the Meter | Yes | Net Metered Residential | Sunrun Installation Services, Inc. | None | PSE&G | Accepted | 2023-09-06 | 2023-09-26 | 2024-09-26 | Solar Panels | TRINA SOLAR | TSM-395DE09C.07 |  | 0.395 | 6 | 267 | 40 |  | Fixed | Roof
NJADRE1554595390 | Administratively Determined Incentive Program | Woodbridge Twp | 8830 | 11 | 8.3 | Residential | Behind the Meter | Yes | Net Metered Residential | Sunrun Installation Services, Inc. | None | PSE&G | Accepted | 2023-09-06 | 2023-09-26 | 2024-09-26 | Solar Panels | TRINA SOLAR | TSM-395DE09C.07 |  | 0.395 | 11 | 87 | 40 |  | Fixed | Roof
NJADRE1554595403 | Administratively Determined Incentive Program | Teaneck | 7666 | 7 | 5.74 | Residential | Behind the Meter | No | Net Metered Residential | Infinity Solar Systems | None | PSE&G | Accepted | 2023-09-06 | 2023-09-26 | 2024-09-26 | Inverters | Enphase | IQ8Plus-72-2-US | 290 |  | 14 |  |  | 0.97 |  | Outdoor
NJADRE1554595403 | Administratively Determined Incentive Program | Teaneck | 7666 | 7 | 5.74 | Residential | Behind the Meter | No | Net Metered Residential | Infinity Solar Systems | None | PSE&G | Accepted | 2023-09-06 | 2023-09-26 | 2024-09-26 | Solar Panels | SEG Solar | SEG-410-BMD-HV |  | 0.41 | 10 | 292 | 27 |  | Fixed | Roof
NJADRE1554595403 | Administratively Determined Incentive Program | Teaneck | 7666 | 7 | 5.74 | Residential | Behind the Meter | No | Net Metered Residential | Infinity Solar Systems | None | PSE&G | Accepted | 2023-09-06 | 2023-09-26 | 2024-09-26 | Solar Panels | SEG Solar | SEG-410-BMD-HV |  | 0.41 | 4 | 202 | 20 |  | Fixed | Roof
NJADRE1554595420 | Administratively Determined Incentive Program | Passaic | 7055 | 6 | 6.8 | Residential | Behind the Meter | No | Net Metered Residential | Powerlutions | None | PSE&G | Accepted | 2023-09-06 | 2023-09-26 | 2024-09-26 | Solar Panels | Silfab | SIL-400 HC+ |  | 0.4 | 12 | 126 | 23 |  | Fixed | Roof
NJADRE1554595420 | Administratively Determined Incentive Program | Passaic | 7055 | 6 | 6.8 | Residential | Behind the Meter | No | Net Metered Residential | Powerlutions | None | PSE&G | Accepted | 2023-09-06 | 2023-09-26 | 2024-09-26 | Solar Panels | Silfab | SIL-400 HC+ |  | 0.4 | 5 | 216 | 23 |  | Fixed | Roof
NJADRE1554595420 | Administratively Determined Incentive Program | Passaic | 7055 | 6 | 6.8 | Residential | Behind the Meter | No | Net Metered Residential | Powerlutions | None | PSE&G | Accepted | 2023-09-06 | 2023-09-26 | 2024-09-26 | Inverters | ENPHASE | IQ7PLUS-72-2-US | 290 |  | 14 |  |  | 0.98 |  | Outdoor
NJADRE1554595422 | Administratively Determined Incentive Program | Roselle Boro | 7203 | 10 | 6.08 | Residential | Behind the Meter | No | Net Metered Residential | EMT Renewables | None | PSE&G | Accepted | 2023-09-06 | 2023-09-26 | 2024-09-26 | Inverters | ENPHASE | IQ8+ | 290 |  | 15 |  |  | 0.98 |  | Other | UNDER EACH PANEL
NJADRE1554595422 | Administratively Determined Incentive Program | Roselle Boro | 7203 | 10 | 6.08 | Residential | Behind the Meter | No | Net Metered Residential | EMT Renewables | None | PSE&G | Accepted | 2023-09-06 | 2023-09-26 | 2024-09-26 | Solar Panels | Q CELLS | O PEAK DUO BLK |  | 0.405 | 15 | 137 | 32 |  | Fixed | Roof
NJADRE1554595452 | Administratively Determined Incentive Program | Elizabeth City | 7206 | 10 | 3 | Residential | Behind the Meter | Yes | Net Metered Residential | Sunrun Installation Services, Inc. | None | PSE&G | Accepted | 2023-09-06 | 2023-09-26 | 2024-09-26 | Inverters | SOLAREDGE TECHNOLOGIES | SE3800H-USMN | 3800 |  | 1 |  |  | 0.992 |  | Outdoor | next to meter
NJADRE1554595452 | Administratively Determined Incentive Program | Elizabeth City | 7206 | 10 | 3 | Residential | Behind the Meter | Yes | Net Metered Residential | Sunrun Installation Services, Inc. | None | PSE&G | Accepted | 2023-09-06 | 2023-09-26 | 2024-09-26 | Solar Panels | Vikram Solar | VSMDHT.60.375.05 |  | 0.375 | 5 | 235 | 21 |  | Fixed | Roof
NJADRE1554595452 | Administratively Determined Incentive Program | Elizabeth City | 7206 | 10 | 3 | Residential | Behind the Meter | Yes | Net Metered Residential | Sunrun Installation Services, Inc. | None | PSE&G | Accepted | 2023-09-06 | 2023-09-26 | 2024-09-26 | Solar Panels | Vikram Solar | VSMDHT.60.375.05 |  | 0.375 | 3 | 55 | 21 |  | Fixed | Roof
NJADRE1554595505 | Administratively Determined Incentive Program | Bridgeton | 8302 | 20 | 6.72 | Residential | Behind the Meter | Yes | Net Metered Residential | Sunrun Installation Services, Inc. | None | AC Electric | Accepted | 2023-09-06 | 2023-09-26 | 2024-09-26 | Inverters | SolarEdge Technologies | SE6000H-USSN | 6000 |  | 1 |  |  | 0.96 |  | Outdoor | Next To Meter
NJADRE1554595505 | Administratively Determined Incentive Program | Bridgeton | 8302 | 20 | 6.72 | Residential | Behind the Meter | Yes | Net Metered Residential | Sunrun Installation Services, Inc. | None | AC Electric | Accepted | 2023-09-06 | 2023-09-26 | 2024-09-26 | Solar Panels | Trina Solar | TSM-395DE09C.07 |  | 0.395 | 6 | 345 | 34 |  | Fixed | Roof
NJADRE1554595505 | Administratively Determined Incentive Program | Bridgeton | 8302 | 20 | 6.72 | Residential | Behind the Meter | Yes | Net Metered Residential | Sunrun Installation Services, Inc. | None | AC Electric | Accepted | 2023-09-06 | 2023-09-26 | 2024-09-26 | Solar Panels | Trina Solar | TSM-395DE09C.07 |  | 0.395 | 2 | 75 | 34 |  | Fixed | Roof
NJADRE1554595505 | Administratively Determined Incentive Program | Bridgeton | 8302 | 20 | 6.72 | Residential | Behind the Meter | Yes | Net Metered Residential | Sunrun Installation Services, Inc. | None | AC Electric | Accepted | 2023-09-06 | 2023-09-26 | 2024-09-26 | Solar Panels | Trina Solar | TSM-395DE09C.07 |  | 0.395 | 7 | 165 | 34 |  | Fixed | Roof
NJADRE1554595505 | Administratively Determined Incentive Program | Bridgeton | 8302 | 20 | 6.72 | Residential | Behind the Meter | Yes | Net Metered Residential | Sunrun Installation Services, Inc. | None | AC Electric | Accepted | 2023-09-06 | 2023-09-26 | 2024-09-26 | Solar Panels | Trina Solar | TSM-395DE09C.07 |  | 0.395 | 2 | 255 | 34 |  | Fixed | Roof
NJADRE1554595505 | Administratively Determined Incentive Program | Bridgeton | 8302 | 20 | 6.72 | Residential | Behind the Meter | Yes | Net Metered Residential | Sunrun Installation Services, Inc. | None | AC Electric | Accepted | 2023-09-06 | 2023-09-26 | 2024-09-26 | Electric Storage Battery | Tesla | Powerwall 2 AC |  |  | 1 |  |  |  | Lithium Ion |  | inside
NJADRE1554595523 | Administratively Determined Incentive Program | JERSEY CITY | 7307 | 8 | 6.08 | Residential | Behind the Meter | Yes | Net Metered Residential | Pro Custom Solar dba Momentum Solar | None | PSE&G | Accepted | 2023-09-06 | 2023-09-26 | 2024-09-26 | Solar Panels | hanwha | Â Q. PEAK DUO BLK-G10+405 |  | 0.405 | 11 | 208 | 23 |  | Fixed | Roof
NJADRE1554595523 | Administratively Determined Incentive Program | JERSEY CITY | 7307 | 8 | 6.08 | Residential | Behind the Meter | Yes | Net Metered Residential | Pro Custom Solar dba Momentum Solar | None | PSE&G | Accepted | 2023-09-06 | 2023-09-26 | 2024-09-26 | Solar Panels | hanwha | Â Q. PEAK DUO BLK-G10+405 |  | 0.405 | 4 | 28 | 24 |  | Fixed | Roof
NJADRE1554595523 | Administratively Determined Incentive Program | JERSEY CITY | 7307 | 8 | 6.08 | Residential | Behind the Meter | Yes | Net Metered Residential | Pro Custom Solar dba Momentum Solar | None | PSE&G | Accepted | 2023-09-06 | 2023-09-26 | 2024-09-26 | Inverters | enphase | IQ8PLUS-72-2-US | 290 |  | 15 |  |  | 0.97 |  | Outdoor
NJADRE1554595534 | Administratively Determined Incentive Program | Freehold | 7728 | 17 | 19.32 | Residential | Behind the Meter | Yes | Net Metered Residential | EMT Renewables | None | JCP&L | Accepted | 2023-09-06 | 2023-09-26 | 2024-09-26 | Inverters | ENPHASE | IQ7x | 315 |  | 46 |  |  | 0.98 |  | Other | UNDER EACH PANEL
NJADRE1554595534 | Administratively Determined Incentive Program | Freehold | 7728 | 17 | 19.32 | Residential | Behind the Meter | Yes | Net Metered Residential | EMT Renewables | None | JCP&L | Accepted | 2023-09-06 | 2023-09-26 | 2024-09-26 | Solar Panels | REC ALPHA | REC 420 |  | 0.42 | 9 | 96 | 30 |  | Fixed | Roof
NJADRE1554595534 | Administratively Determined Incentive Program | Freehold | 7728 | 17 | 19.32 | Residential | Behind the Meter | Yes | Net Metered Residential | EMT Renewables | None | JCP&L | Accepted | 2023-09-06 | 2023-09-26 | 2024-09-26 | Solar Panels | REC ALPHA | REC 420 |  | 0.42 | 4 | 276 | 30 |  | Fixed | Roof
NJADRE1554595534 | Administratively Determined Incentive Program | Freehold | 7728 | 17 | 19.32 | Residential | Behind the Meter | Yes | Net Metered Residential | EMT Renewables | None | JCP&L | Accepted | 2023-09-06 | 2023-09-26 | 2024-09-26 | Solar Panels | REC ALPHA | REC 420 |  | 0.42 | 14 | 185 | 34 |  | Fixed | Roof
NJADRE1554595534 | Administratively Determined Incentive Program | Freehold | 7728 | 17 | 19.32 | Residential | Behind the Meter | Yes | Net Metered Residential | EMT Renewables | None | JCP&L | Accepted | 2023-09-06 | 2023-09-26 | 2024-09-26 | Solar Panels | REC ALPHA | REC 420 |  | 0.42 | 6 | 185 | 7 |  | Fixed | Roof
NJADRE1554595534 | Administratively Determined Incentive Program | Freehold | 7728 | 17 | 19.32 | Residential | Behind the Meter | Yes | Net Metered Residential | EMT Renewables | None | JCP&L | Accepted | 2023-09-06 | 2023-09-26 | 2024-09-26 | Solar Panels | REC ALPHA | REC 420 |  | 0.42 | 13 | 5 | 34 |  | Fixed | Roof
NJADRE1554595553 | Administratively Determined Incentive Program | Newtonville | 8346 | 19 | 8.91 | Residential | Behind the Meter | No | Net Metered Residential | Trinity Solar | None | AC Electric | Accepted | 2023-09-06 | 2023-09-26 | 2024-09-26 | Inverters | Solar Edge | SE7600H-US | 7600 |  | 1 |  |  | 0.97 |  | Outside
NJADRE1554595553 | Administratively Determined Incentive Program | Newtonville | 8346 | 19 | 8.91 | Residential | Behind the Meter | No | Net Metered Residential | Trinity Solar | None | AC Electric | Accepted | 2023-09-06 | 2023-09-26 | 2024-09-26 | Solar Panels | HANWHA 405 (Q.PEAK DUO BLK ML-G10+ 405) | HANWHA 405 (Q.PEAK DUO BLK ML-G10+ 405) |  | 0.405 | 22 | 118 | 30 |  | Fixed | Roof
NJADRE1554596367 | Administratively Determined Incentive Program | Landing | 7850 | 3 | 5.74 | Residential | Behind the Meter | Yes | Net Metered Residential | EMT Renewables | None | JCP&L | Accepted | 2023-09-06 | 2023-09-26 | 2024-09-26 | Inverters | ENPHASE | IQ7x | 315 |  | 14 |  |  | 0.98 |  | Other | UNDER EACH PANEL
NJADRE1554596367 | Administratively Determined Incentive Program | Landing | 7850 | 3 | 5.74 | Residential | Behind the Meter | Yes | Net Metered Residential | EMT Renewables | None | JCP&L | Accepted | 2023-09-06 | 2023-09-26 | 2024-09-26 | Solar Panels | SEG SOLAR | SIV 410 |  | 0.41 | 6 | 138 | 24 |  | Fixed | Roof
NJADRE1554596367 | Administratively Determined Incentive Program | Landing | 7850 | 3 | 5.74 | Residential | Behind the Meter | Yes | Net Metered Residential | EMT Renewables | None | JCP&L | Accepted | 2023-09-06 | 2023-09-26 | 2024-09-26 | Solar Panels | SEG SOLAR | SIV 410 |  | 0.41 | 3 | 48 | 24 |  | Fixed | Roof
NJADRE1554596367 | Administratively Determined Incentive Program | Landing | 7850 | 3 | 5.74 | Residential | Behind the Meter | Yes | Net Metered Residential | EMT Renewables | None | JCP&L | Accepted | 2023-09-06 | 2023-09-26 | 2024-09-26 | Solar Panels | SEG SOLAR | SIV 410 |  | 0.41 | 2 | 228 | 24 |  | Fixed | Roof
NJADRE1554596367 | Administratively Determined Incentive Program | Landing | 7850 | 3 | 5.74 | Residential | Behind the Meter | Yes | Net Metered Residential | EMT Renewables | None | JCP&L | Accepted | 2023-09-06 | 2023-09-26 | 2024-09-26 | Solar Panels | SEG SOLAR | SIV 410 |  | 0.41 | 3 | 318 | 24 |  | Fixed | Roof
NJADRE1554596372 | Administratively Determined Incentive Program | Englishtown | 7726 | 17 | 9.09 | Residential | Behind the Meter | Yes | Net Metered Residential | Sunrun Installation Services, Inc. | None | JCP&L | Accepted | 2023-09-06 | 2023-09-26 | 2024-09-26 | Inverters | Delta Electronics | E8-TL-US | 7680 |  | 1 |  |  | 0.96 |  | Outdoor | Next To Meter
NJADRE1554596372 | Administratively Determined Incentive Program | Englishtown | 7726 | 17 | 9.09 | Residential | Behind the Meter | Yes | Net Metered Residential | Sunrun Installation Services, Inc. | None | JCP&L | Accepted | 2023-09-06 | 2023-09-26 | 2024-09-26 | Solar Panels | Trina Solar | TSM-395DE09C.07 |  | 0.395 | 5 | 179 | 39 |  | Fixed | Roof
NJADRE1554596372 | Administratively Determined Incentive Program | Englishtown | 7726 | 17 | 9.09 | Residential | Behind the Meter | Yes | Net Metered Residential | Sunrun Installation Services, Inc. | None | JCP&L | Accepted | 2023-09-06 | 2023-09-26 | 2024-09-26 | Solar Panels | Trina Solar | TSM-395DE09C.07 |  | 0.395 | 18 | 269 | 30 |  | Fixed | Roof
NJADRE1554596377 | Administratively Determined Incentive Program | Bloomfield TWP | 7003 | 9 | 4.74 | Residential | Behind the Meter | Yes | Net Metered Residential | Sunrun Installation Services, Inc. | None | PSE&G | Accepted | 2023-09-06 | 2023-09-26 | 2024-09-26 | Inverters | SOLAREDGE TECHNOLOGIES | SE3800H-USMN | 3800 |  | 1 |  |  | 0.992 |  | Outdoor | next to meter
NJADRE1554596377 | Administratively Determined Incentive Program | Bloomfield TWP | 7003 | 9 | 4.74 | Residential | Behind the Meter | Yes | Net Metered Residential | Sunrun Installation Services, Inc. | None | PSE&G | Accepted | 2023-09-06 | 2023-09-26 | 2024-09-26 | Solar Panels | TRINA SOLAR | TSM-395DE09C.07 |  | 0.395 | 6 | 357 | 17 |  | Fixed | Roof
NJADRE1554596377 | Administratively Determined Incentive Program | Bloomfield TWP | 7003 | 9 | 4.74 | Residential | Behind the Meter | Yes | Net Metered Residential | Sunrun Installation Services, Inc. | None | PSE&G | Accepted | 2023-09-06 | 2023-09-26 | 2024-09-26 | Solar Panels | TRINA SOLAR | TSM-395DE09C.07 |  | 0.395 | 6 | 177 | 17 |  | Fixed | Roof
NJADRE1554596426 | Administratively Determined Incentive Program | Rahway City | 7065 | 10 | 3.95 | Residential | Behind the Meter | Yes | Net Metered Residential | Sunrun Installation Services, Inc. | None | PSE&G | Accepted | 2023-09-06 | 2023-09-29 | 2024-09-29 | Inverters | SOLAREDGE TECHNOLOGIES | SE3800H-USMN | 3800 |  | 1 |  |  | 0.99 |  | Outdoor | next to meter
NJADRE1554596426 | Administratively Determined Incentive Program | Rahway City | 7065 | 10 | 3.95 | Residential | Behind the Meter | Yes | Net Metered Residential | Sunrun Installation Services, Inc. | None | PSE&G | Accepted | 2023-09-06 | 2023-09-29 | 2024-09-29 | Solar Panels | TRINA SOLAR | TSM-395DE09C.07 |  | 0.395 | 3 | 298 | 34 |  | Fixed | Roof
NJADRE1554596426 | Administratively Determined Incentive Program | Rahway City | 7065 | 10 | 3.95 | Residential | Behind the Meter | Yes | Net Metered Residential | Sunrun Installation Services, Inc. | None | PSE&G | Accepted | 2023-09-06 | 2023-09-29 | 2024-09-29 | Solar Panels | TRINA SOLAR | TSM-395DE09C.07 |  | 0.395 | 7 | 118 | 34 |  | Fixed | Roof
NJADRE1554596436 | Administratively Determined Incentive Program | Livingston Twp | 7039 | 9 | 7.56 | Residential | Behind the Meter | Yes | Net Metered Residential | EMT Renewables | None | PSE&G | Accepted | 2023-09-06 | 2023-09-26 | 2024-09-26 | Inverters | ENPHASE | IQ7x | 315 |  | 18 |  |  | 0.98 |  | Other | UNDER EACH PANEL
NJADRE1554596436 | Administratively Determined Incentive Program | Livingston Twp | 7039 | 9 | 7.56 | Residential | Behind the Meter | Yes | Net Metered Residential | EMT Renewables | None | PSE&G | Accepted | 2023-09-06 | 2023-09-26 | 2024-09-26 | Solar Panels | REC ALPHA | REC 420 |  | 0.42 | 6 | 98 | 38 |  | Fixed | Roof
NJADRE1554596436 | Administratively Determined Incentive Program | Livingston Twp | 7039 | 9 | 7.56 | Residential | Behind the Meter | Yes | Net Metered Residential | EMT Renewables | None | PSE&G | Accepted | 2023-09-06 | 2023-09-26 | 2024-09-26 | Solar Panels | REC ALPHA | REC 420 |  | 0.42 | 2 | 278 | 42 |  | Fixed | Roof
NJADRE1554596436 | Administratively Determined Incentive Program | Livingston Twp | 7039 | 9 | 7.56 | Residential | Behind the Meter | Yes | Net Metered Residential | EMT Renewables | None | PSE&G | Accepted | 2023-09-06 | 2023-09-26 | 2024-09-26 | Solar Panels | REC ALPHA | REC 420 |  | 0.42 | 7 | 188 | 34 |  | Fixed | Roof
NJADRE1554596436 | Administratively Determined Incentive Program | Livingston Twp | 7039 | 9 | 7.56 | Residential | Behind the Meter | Yes | Net Metered Residential | EMT Renewables | None | PSE&G | Accepted | 2023-09-06 | 2023-09-26 | 2024-09-26 | Solar Panels | REC ALPHA | REC 420 |  | 0.42 | 3 | 188 | 34 |  | Fixed | Roof
NJADRE1554596681 | Administratively Determined Incentive Program | Pennsville | 8070 | 16 | 6.4 | Residential | Behind the Meter | Yes | Net Metered Residential | Ad Energy | None | AC Electric | Accepted | 2023-09-06 | 2023-09-27 | 2024-09-27 | Inverters | SunPower | IQ7HS | 384 |  | 16 |  |  | 0.975 |  | Outdoor | At each panel
NJADRE1554596681 | Administratively Determined Incentive Program | Pennsville | 8070 | 16 | 6.4 | Residential | Behind the Meter | Yes | Net Metered Residential | Ad Energy | None | AC Electric | Accepted | 2023-09-06 | 2023-09-27 | 2024-09-27 | Solar Panels | SunPower | SPR-U-400-BLK-D-DC |  | 0.4 | 16 | 219 | 23 |  | Fixed | Roof
NJADRE1554596782 | Administratively Determined Incentive Program | Woodbury | 8096 | 15 | 10.67 | Residential | Behind the Meter | Yes | Net Metered Residential | Sunrun Installation Services, Inc. | None | PSE&G | Accepted | 2023-09-06 | 2023-09-26 | 2024-09-26 | Inverters | SolarEdge Technologies | SE7600H-USSN | 7600 |  | 1 |  |  | 0.96 |  | Outdoor | Next To Meter
NJADRE1554596782 | Administratively Determined Incentive Program | Woodbury | 8096 | 15 | 10.67 | Residential | Behind the Meter | Yes | Net Metered Residential | Sunrun Installation Services, Inc. | None | PSE&G | Accepted | 2023-09-06 | 2023-09-26 | 2024-09-26 | Solar Panels | Trina Solar | TSM-395DE09C.07 |  | 0.395 | 4 | 291 | 18 |  | Fixed | Roof
NJADRE1554596782 | Administratively Determined Incentive Program | Woodbury | 8096 | 15 | 10.67 | Residential | Behind the Meter | Yes | Net Metered Residential | Sunrun Installation Services, Inc. | None | PSE&G | Accepted | 2023-09-06 | 2023-09-26 | 2024-09-26 | Solar Panels | Trina Solar | TSM-395DE09C.07 |  | 0.395 | 4 | 111 | 19 |  | Fixed | Roof
NJADRE1554596782 | Administratively Determined Incentive Program | Woodbury | 8096 | 15 | 10.67 | Residential | Behind the Meter | Yes | Net Metered Residential | Sunrun Installation Services, Inc. | None | PSE&G | Accepted | 2023-09-06 | 2023-09-26 | 2024-09-26 | Solar Panels | Trina Solar | TSM-395DE09C.07 |  | 0.395 | 2 | 21 | 15 |  | Fixed | Roof
NJADRE1554596782 | Administratively Determined Incentive Program | Woodbury | 8096 | 15 | 10.67 | Residential | Behind the Meter | Yes | Net Metered Residential | Sunrun Installation Services, Inc. | None | PSE&G | Accepted | 2023-09-06 | 2023-09-26 | 2024-09-26 | Solar Panels | Trina Solar | TSM-395DE09C.07 |  | 0.395 | 5 | 202 | 18 |  | Fixed | Roof
NJADRE1554596782 | Administratively Determined Incentive Program | Woodbury | 8096 | 15 | 10.67 | Residential | Behind the Meter | Yes | Net Metered Residential | Sunrun Installation Services, Inc. | None | PSE&G | Accepted | 2023-09-06 | 2023-09-26 | 2024-09-26 | Solar Panels | Trina Solar | TSM-395DE09C.07 |  | 0.395 | 6 | 22 | 40 |  | Fixed | Roof
NJADRE1554596782 | Administratively Determined Incentive Program | Woodbury | 8096 | 15 | 10.67 | Residential | Behind the Meter | Yes | Net Metered Residential | Sunrun Installation Services, Inc. | None | PSE&G | Accepted | 2023-09-06 | 2023-09-26 | 2024-09-26 | Solar Panels | Trina Solar | TSM-395DE09C.07 |  | 0.395 | 6 | 201 | 42 |  | Fixed | Roof
NJADRE1554596839 | Administratively Determined Incentive Program | West Windsor Township | 8550 | 12 | 4.02 | Residential | Behind the Meter | Yes | Net Metered Residential | Ad Energy LLC | None | JCP&L | Accepted | 2023-09-06 | 2023-09-26 | 2024-09-26 | Inverters | Sunpower | IQ7HS | 384 |  | 11 |  |  | 0.975 |  | Outdoor | At each panel
NJADRE1554596839 | Administratively Determined Incentive Program | West Windsor Township | 8550 | 12 | 4.02 | Residential | Behind the Meter | Yes | Net Metered Residential | Ad Energy LLC | None | JCP&L | Accepted | 2023-09-06 | 2023-09-26 | 2024-09-26 | Solar Panels | SunPower | SPR-U-365-BLK-QC-DC |  | 0.365 | 11 | 148 | 40 |  | Fixed | Roof
NJADRE1554596872 | Administratively Determined Incentive Program | Roselle | 7203 | 10 | 4.35 | Residential | Behind the Meter | Yes | Net Metered Residential | Sunrun Installation Services, Inc. | None | PSE&G | Accepted | 2023-09-06 | 2023-09-26 | 2024-09-26 | Inverters | Delta Electronics | E4-TL-US | 3840 |  | 1 |  |  | 0.96 |  | Outdoor | Next To Meter
NJADRE1554596872 | Administratively Determined Incentive Program | Roselle | 7203 | 10 | 4.35 | Residential | Behind the Meter | Yes | Net Metered Residential | Sunrun Installation Services, Inc. | None | PSE&G | Accepted | 2023-09-06 | 2023-09-26 | 2024-09-26 | Solar Panels | Trina Solar | TSM-395DE09C.07 |  | 0.395 | 11 | 260 | 23 |  | Fixed | Roof
NJADRE1554596872 | Administratively Determined Incentive Program | Roselle | 7203 | 10 | 4.35 | Residential | Behind the Meter | Yes | Net Metered Residential | Sunrun Installation Services, Inc. | None | PSE&G | Accepted | 2023-09-06 | 2023-09-26 | 2024-09-26 | Electric Storage Battery | Tesla | Powerwall 2 AC |  |  | 1 |  |  |  | Lithium Ion |  | inside
NJADRE1554600620 | Administratively Determined Incentive Program | Bridgeton | 8302 | 20 | 6.38 | Residential | Behind the Meter | Yes | Net Metered Residential | Sunrun Installation Services, Inc. | None | AC Electric | Accepted | 2023-09-07 | 2023-09-26 | 2024-09-26 | Electric Storage Battery | Tesla | Powerwall 2 AC |  |  | 1 |  |  |  | Lithium Ion |  | outside
NJADRE1554600620 | Administratively Determined Incentive Program | Bridgeton | 8302 | 20 | 6.38 | Residential | Behind the Meter | Yes | Net Metered Residential | Sunrun Installation Services, Inc. | None | AC Electric | Accepted | 2023-09-07 | 2023-09-26 | 2024-09-26 | Inverters | SolarEdge Technologies | SE6000H-USSN | 6000 |  | 1 |  |  | 0.96 |  | Outdoor | Next To Meter
NJADRE1554600620 | Administratively Determined Incentive Program | Bridgeton | 8302 | 20 | 6.38 | Residential | Behind the Meter | Yes | Net Metered Residential | Sunrun Installation Services, Inc. | None | AC Electric | Accepted | 2023-09-07 | 2023-09-26 | 2024-09-26 | Solar Panels | Vikram Solar | VSMDHT.60.375.05 |  | 0.375 | 17 | 254 | 20 |  | Fixed | Roof
NJADRE1554600674 | Administratively Determined Incentive Program | Hammonton | 8037 | 19 | 22.96 | Residential | Behind the Meter | No | Net Metered Residential | Sun Up Zero Down | None | AC Electric | Accepted | 2023-09-07 | 2023-09-26 | 2024-09-26 | Inverters | Enphase | IQ8PLUS-72-2-US | 290 |  | 56 |  |  | 0.976 |  | Outdoor
NJADRE1554600674 | Administratively Determined Incentive Program | Hammonton | 8037 | 19 | 22.96 | Residential | Behind the Meter | No | Net Metered Residential | Sun Up Zero Down | None | AC Electric | Accepted | 2023-09-07 | 2023-09-26 | 2024-09-26 | Meters | Enphase | TBD |  |  | 1 |  |  |  | Yes
NJADRE1554600674 | Administratively Determined Incentive Program | Hammonton | 8037 | 19 | 22.96 | Residential | Behind the Meter | No | Net Metered Residential | Sun Up Zero Down | None | AC Electric | Accepted | 2023-09-07 | 2023-09-26 | 2024-09-26 | Solar Panels | Trina | TSM-410-NE09RC.05 Vertex S+ |  | 0.41 | 56 | 133 | 27 |  | Fixed | Pole
NJADRE1554600682 | Administratively Determined Incentive Program | Jersey City | 7306 | 8 | 2.84 | Residential | Behind the Meter | Yes | Net Metered Residential | Pro Custom Solar dba Momentum Solar | None | PSE&G | Accepted | 2023-09-07 | 2023-09-27 | 2024-09-27 | Solar Panels | HANWHA | Â Q. PEAK DUO BLK-G10+405 |  | 0.405 | 7 | 120 | 4 |  | Fixed | Roof
NJADRE1554600682 | Administratively Determined Incentive Program | Jersey City | 7306 | 8 | 2.84 | Residential | Behind the Meter | Yes | Net Metered Residential | Pro Custom Solar dba Momentum Solar | None | PSE&G | Accepted | 2023-09-07 | 2023-09-27 | 2024-09-27 | Inverters | ENPHASE | IQ8PLUS-72-2-US | 290 |  | 7 |  |  | 0.97 |  | Outdoor
NJADRE1554600690 | Administratively Determined Incentive Program | Pemberton Twp | 8068 | 13 | 11.34 | Residential | Behind the Meter | Yes | Net Metered Residential | EMT Renewables | None | PSE&G | Accepted | 2023-09-07 | 2023-09-26 | 2024-09-26 | Inverters | ENPHASE | IQ7x | 315 |  | 27 |  |  | 0.98 |  | Other | UNDER EACH PANEL
NJADRE1554600690 | Administratively Determined Incentive Program | Pemberton Twp | 8068 | 13 | 11.34 | Residential | Behind the Meter | Yes | Net Metered Residential | EMT Renewables | None | PSE&G | Accepted | 2023-09-07 | 2023-09-26 | 2024-09-26 | Solar Panels | REC ALPHA | REC 420 |  | 0.42 | 18 | 105 | 9 |  | Fixed | Roof
NJADRE1554600690 | Administratively Determined Incentive Program | Pemberton Twp | 8068 | 13 | 11.34 | Residential | Behind the Meter | Yes | Net Metered Residential | EMT Renewables | None | PSE&G | Accepted | 2023-09-07 | 2023-09-26 | 2024-09-26 | Solar Panels | REC ALPHA | REC 420 |  | 0.42 | 9 | 195 | 28 |  | Fixed | Roof
NJADRE1554600702 | Administratively Determined Incentive Program | Cream Ridge | 8514 | 17 | 7.11 | Residential | Behind the Meter | Yes | Net Metered Residential | Sunrun Installation Services, Inc. | None | JCP&L | Accepted | 2023-09-07 | 2023-09-26 | 2024-09-26 | Electric Storage Battery | LG Chem | RESU 10H Prime |  |  | 1 |  |  |  | Lithium Ion |  | outside
NJADRE1554600702 | Administratively Determined Incentive Program | Cream Ridge | 8514 | 17 | 7.11 | Residential | Behind the Meter | Yes | Net Metered Residential | Sunrun Installation Services, Inc. | None | JCP&L | Accepted | 2023-09-07 | 2023-09-26 | 2024-09-26 | Inverters | SolarEdge Technologies | SE6000H-USSN | 6000 |  | 1 |  |  | 0.96 |  | Outdoor | Next To Meter
NJADRE1554600702 | Administratively Determined Incentive Program | Cream Ridge | 8514 | 17 | 7.11 | Residential | Behind the Meter | Yes | Net Metered Residential | Sunrun Installation Services, Inc. | None | JCP&L | Accepted | 2023-09-07 | 2023-09-26 | 2024-09-26 | Solar Panels | Trina Solar | TSM-395DE09C.07 |  | 0.395 | 18 | 349 | 32 |  | Fixed | Roof
NJADRE1554600733 | Administratively Determined Incentive Program | Pemberton | 8068 | 13 | 12.6 | Residential | Behind the Meter | Yes | Net Metered Residential | EMT Renewables | None | JCP&L | Accepted | 2023-09-07 | 2023-09-27 | 2024-09-27 | Inverters | ENPHASE | IQ7x | 315 |  | 30 |  |  | 0.98 |  | Other | UNDER EACH PANEL
NJADRE1554600733 | Administratively Determined Incentive Program | Pemberton | 8068 | 13 | 12.6 | Residential | Behind the Meter | Yes | Net Metered Residential | EMT Renewables | None | JCP&L | Accepted | 2023-09-07 | 2023-09-27 | 2024-09-27 | Solar Panels | REC ALPHA | REC 420 |  | 0.42 | 3 | 199 | 27 |  | Fixed | Roof
NJADRE1554600733 | Administratively Determined Incentive Program | Pemberton | 8068 | 13 | 12.6 | Residential | Behind the Meter | Yes | Net Metered Residential | EMT Renewables | None | JCP&L | Accepted | 2023-09-07 | 2023-09-27 | 2024-09-27 | Solar Panels | REC ALPHA | REC 420 |  | 0.42 | 16 | 289 | 28 |  | Fixed | Roof
NJADRE1554600733 | Administratively Determined Incentive Program | Pemberton | 8068 | 13 | 12.6 | Residential | Behind the Meter | Yes | Net Metered Residential | EMT Renewables | None | JCP&L | Accepted | 2023-09-07 | 2023-09-27 | 2024-09-27 | Solar Panels | REC ALPHA | REC 420 |  | 0.42 | 7 | 109 | 28 |  | Fixed | Roof
NJADRE1554600733 | Administratively Determined Incentive Program | Pemberton | 8068 | 13 | 12.6 | Residential | Behind the Meter | Yes | Net Metered Residential | EMT Renewables | None | JCP&L | Accepted | 2023-09-07 | 2023-09-27 | 2024-09-27 | Solar Panels | REC ALPHA | REC 420 |  | 0.42 | 4 | 19 | 27 |  | Fixed | Roof
NJADRE1554600756 | Administratively Determined Incentive Program | UNION | 7083 | 10 | 13.2 | Residential | Behind the Meter | Yes | Net Metered Residential | SunPower Corporation, Systems | None | PSE&G | Accepted | 2023-09-07 | 2023-09-27 | 2024-09-27 | Solar Panels | WAAREE ENERGIES LIMITED | WSMDI-400 |  | 0.4 | 10 | 354 | 32 |  | Fixed | Roof
NJADRE1554600756 | Administratively Determined Incentive Program | UNION | 7083 | 10 | 13.2 | Residential | Behind the Meter | Yes | Net Metered Residential | SunPower Corporation, Systems | None | PSE&G | Accepted | 2023-09-07 | 2023-09-27 | 2024-09-27 | Solar Panels | WAAREE ENERGIES LIMITED | WSMDI-400 |  | 0.4 | 10 | 174 | 32 |  | Fixed | Roof
NJADRE1554600756 | Administratively Determined Incentive Program | UNION | 7083 | 10 | 13.2 | Residential | Behind the Meter | Yes | Net Metered Residential | SunPower Corporation, Systems | None | PSE&G | Accepted | 2023-09-07 | 2023-09-27 | 2024-09-27 | Solar Panels | WAAREE ENERGIES LIMITED | WSMDI-400 |  | 0.4 | 2 | 354 | 30 |  | Fixed | Roof
NJADRE1554600756 | Administratively Determined Incentive Program | UNION | 7083 | 10 | 13.2 | Residential | Behind the Meter | Yes | Net Metered Residential | SunPower Corporation, Systems | None | PSE&G | Accepted | 2023-09-07 | 2023-09-27 | 2024-09-27 | Solar Panels | WAAREE ENERGIES LIMITED | WSMDI-400 |  | 0.4 | 9 | 174 | 10 |  | Fixed | Roof
NJADRE1554600756 | Administratively Determined Incentive Program | UNION | 7083 | 10 | 13.2 | Residential | Behind the Meter | Yes | Net Metered Residential | SunPower Corporation, Systems | None | PSE&G | Accepted | 2023-09-07 | 2023-09-27 | 2024-09-27 | Solar Panels | WAAREE ENERGIES LIMITED | WSMDI-400 |  | 0.4 | 2 | 264 | 18 |  | Fixed | Roof
NJADRE1554600756 | Administratively Determined Incentive Program | UNION | 7083 | 10 | 13.2 | Residential | Behind the Meter | Yes | Net Metered Residential | SunPower Corporation, Systems | None | PSE&G | Accepted | 2023-09-07 | 2023-09-27 | 2024-09-27 | Inverters | Enphase | IQ7HS-66-M-US | 384 |  | 33 |  |  | 0.97 |  | Other | Under Each Panel
NJADRE1554600765 | Administratively Determined Incentive Program | Forked River | 8731 | 18 | 7.81 | Residential | Behind the Meter | No | Net Metered Residential | Power Home Remodeling Group | None | JCP&L | Accepted | 2023-09-07 | 2023-09-27 | 2024-09-27 | Inverters | SolarEdge | SE6000H-US | 6000 |  | 1 |  |  | 0.99 |  | Outdoor
NJADRE1554600765 | Administratively Determined Incentive Program | Forked River | 8731 | 18 | 7.81 | Residential | Behind the Meter | No | Net Metered Residential | Power Home Remodeling Group | None | JCP&L | Accepted | 2023-09-07 | 2023-09-27 | 2024-09-27 | Meters | SolarEdge | Revenue Grade Data Ansi C12.20 |  |  | 1 |  |  |  | Yes | Outdoor
NJADRE1554600765 | Administratively Determined Incentive Program | Forked River | 8731 | 18 | 7.81 | Residential | Behind the Meter | No | Net Metered Residential | Power Home Remodeling Group | None | JCP&L | Accepted | 2023-09-07 | 2023-09-27 | 2024-09-27 | Solar Panels | Longi | LR40-60HPB-355M |  | 0.355 | 22 | 241 | 18 |  | Fixed | Roof
NJADRE1554600799 | Administratively Determined Incentive Program | Brick | 8723 | 18 | 7.29 | Residential | Behind the Meter | No | Net Metered Residential | EMT Renewables | None | JCP&L | Accepted | 2023-09-07 | 2023-09-27 | 2024-09-27 | Inverters | ENPHASE | IQ8+ | 290 |  | 18 |  |  | 0.98 |  | Other | UNDER EACH PANEL
NJADRE1554600799 | Administratively Determined Incentive Program | Brick | 8723 | 18 | 7.29 | Residential | Behind the Meter | No | Net Metered Residential | EMT Renewables | None | JCP&L | Accepted | 2023-09-07 | 2023-09-27 | 2024-09-27 | Solar Panels | Q CELLS | Q PEAK DUO BLK |  | 0.405 | 14 | 195 | 23 |  | Fixed | Roof
NJADRE1554600799 | Administratively Determined Incentive Program | Brick | 8723 | 18 | 7.29 | Residential | Behind the Meter | No | Net Metered Residential | EMT Renewables | None | JCP&L | Accepted | 2023-09-07 | 2023-09-27 | 2024-09-27 | Solar Panels | Q CELLS | Q PEAK DUO BLK |  | 0.405 | 4 | 15 | 23 |  | Fixed | Roof
NJADRE1554600808 | Administratively Determined Incentive Program | Cresskill | 7626 | 7 | 7.38 | Residential | Behind the Meter | No | Net Metered Residential | Infinity Solar Systems | None | Orange Rockland Electric | Accepted | 2023-09-07 | 2023-09-27 | 2024-09-27 | Inverters | Enphase | IQ8Plus-72-2-US | 290 |  | 18 |  |  | 0.97 |  | Outdoor
NJADRE1554600808 | Administratively Determined Incentive Program | Cresskill | 7626 | 7 | 7.38 | Residential | Behind the Meter | No | Net Metered Residential | Infinity Solar Systems | None | Orange Rockland Electric | Accepted | 2023-09-07 | 2023-09-27 | 2024-09-27 | Solar Panels | SEG Solar | SEG-410-BMD-HV |  | 0.41 | 18 | 274 | 19 |  | Fixed | Roof
NJADRE1554600883 | Administratively Determined Incentive Program | Irvington Town | 7111 | 9 | 10.08 | Residential | Behind the Meter | No | Net Metered Residential | EMT Renewables | None | PSE&G | Accepted | 2023-09-07 | 2023-09-27 | 2024-09-27 | Inverters | ENPHASE | IQ7x | 315 |  | 24 |  |  | 0.98 |  | Other | UNDER EACH PANEL
NJADRE1554600883 | Administratively Determined Incentive Program | Irvington Town | 7111 | 9 | 10.08 | Residential | Behind the Meter | No | Net Metered Residential | EMT Renewables | None | PSE&G | Accepted | 2023-09-07 | 2023-09-27 | 2024-09-27 | Solar Panels | REC ALPHA | REC 420 |  | 0.42 | 11 | 25 | 40 |  | Fixed | Roof
NJADRE1554600883 | Administratively Determined Incentive Program | Irvington Town | 7111 | 9 | 10.08 | Residential | Behind the Meter | No | Net Metered Residential | EMT Renewables | None | PSE&G | Accepted | 2023-09-07 | 2023-09-27 | 2024-09-27 | Solar Panels | REC ALPHA | REC 420 |  | 0.42 | 1 | 206 | 15 |  | Fixed | Roof
NJADRE1554600883 | Administratively Determined Incentive Program | Irvington Town | 7111 | 9 | 10.08 | Residential | Behind the Meter | No | Net Metered Residential | EMT Renewables | None | PSE&G | Accepted | 2023-09-07 | 2023-09-27 | 2024-09-27 | Solar Panels | REC ALPHA | REC 420 |  | 0.42 | 12 | 205 | 40 |  | Fixed | Roof
NJADRE1554600898 | Administratively Determined Incentive Program | Pleasantville | 8232 | 19 | 7.2 | Residential | Behind the Meter | Yes | Net Metered Residential | Castle Energy, LLC | None | AC Electric | Accepted | 2023-09-07 | 2023-09-27 | 2024-09-27 | Inverters | Enphase Energy | Type H SPWR-A5 IQ7HS | 240 |  | 18 |  |  | 0.975 |  | Outdoor | on rooftop underneath each solar module
NJADRE1554600898 | Administratively Determined Incentive Program | Pleasantville | 8232 | 19 | 7.2 | Residential | Behind the Meter | Yes | Net Metered Residential | Castle Energy, LLC | None | AC Electric | Accepted | 2023-09-07 | 2023-09-27 | 2024-09-27 | Solar Panels | Waaree Energies Ltd | SPR-U400-BLK-W-DC |  | 0.4 | 18 | 141 | 20 |  | Fixed | Roof
NJADRE1554600911 | Administratively Determined Incentive Program | CORBIN CITY | 8270 | 21 | 11.02 | Residential | Behind the Meter | No | Net Metered Residential | Freedom Forever New Jersey LLC | None | AC Electric | Accepted | 2023-09-07 | 2023-09-27 | 2024-09-27 | Inverters | Solar Edge | SE7600H-USRGM | 7600 |  | 1 |  |  | 0.99 |  | Outdoor
NJADRE1554600911 | Administratively Determined Incentive Program | CORBIN CITY | 8270 | 21 | 11.02 | Residential | Behind the Meter | No | Net Metered Residential | Freedom Forever New Jersey LLC | None | AC Electric | Accepted | 2023-09-07 | 2023-09-27 | 2024-09-27 | Solar Panels | Jinko Solar | JKM380M-6RL3-B |  | 0.38 | 15 | 231 | 20 |  | Fixed | Roof
NJADRE1554600911 | Administratively Determined Incentive Program | CORBIN CITY | 8270 | 21 | 11.02 | Residential | Behind the Meter | No | Net Metered Residential | Freedom Forever New Jersey LLC | None | AC Electric | Accepted | 2023-09-07 | 2023-09-27 | 2024-09-27 | Solar Panels | Jinko Solar | JKM380M-6RL3-B |  | 0.38 | 14 | 51 | 20 |  | Fixed | Roof
NJADRE1554601968 | Administratively Determined Incentive Program | Brigantine | 8203 | 19 | 10.36 | Residential | Behind the Meter | No | Net Metered Residential | Advanced Renewable Solutions, LLC | None | AC Electric | Accepted | 2023-09-07 | 2023-09-27 | 2024-09-27 | Inverters | Enphase | IQ8PLUS-72-US | 290 |  | 28 |  |  | 0.97 |  | Outdoor
NJADRE1554601968 | Administratively Determined Incentive Program | Brigantine | 8203 | 19 | 10.36 | Residential | Behind the Meter | No | Net Metered Residential | Advanced Renewable Solutions, LLC | None | AC Electric | Accepted | 2023-09-07 | 2023-09-27 | 2024-09-27 | Solar Panels | Certainteed | ct370hc11-06 |  | 0.37 | 16 | 236 | 15 |  | Fixed | Roof
NJADRE1554601968 | Administratively Determined Incentive Program | Brigantine | 8203 | 19 | 10.36 | Residential | Behind the Meter | No | Net Metered Residential | Advanced Renewable Solutions, LLC | None | AC Electric | Accepted | 2023-09-07 | 2023-09-27 | 2024-09-27 | Solar Panels | Certainteed | ct370hc11-06 |  | 0.37 | 5 | 236 | 20 |  | Fixed | Roof
NJADRE1554601968 | Administratively Determined Incentive Program | Brigantine | 8203 | 19 | 10.36 | Residential | Behind the Meter | No | Net Metered Residential | Advanced Renewable Solutions, LLC | None | AC Electric | Accepted | 2023-09-07 | 2023-09-27 | 2024-09-27 | Solar Panels | Certainteed | ct370hc11-06 |  | 0.37 | 7 | 56 | 40 |  | Fixed | Roof
NJADRE1554602547 | Administratively Determined Incentive Program | Monroe Township | 8831 | 11 | 14.4 | Residential | Behind the Meter | No | Net Metered Residential | Tesla Energy Operations Inc | None | JCP&L | Accepted | 2023-09-07 | 2023-09-27 | 2024-09-27 | Inverters | Tesla | 1538000-35-F | 7600 |  | 1 |  |  | 0.98 |  | Outdoor
NJADRE1554602547 | Administratively Determined Incentive Program | Monroe Township | 8831 | 11 | 14.4 | Residential | Behind the Meter | No | Net Metered Residential | Tesla Energy Operations Inc | None | JCP&L | Accepted | 2023-09-07 | 2023-09-27 | 2024-09-27 | Inverters | Tesla | 1538000-45-A (240V) | 3800 |  | 1 |  |  | 0.975 |  | Outdoor
NJADRE1554602547 | Administratively Determined Incentive Program | Monroe Township | 8831 | 11 | 14.4 | Residential | Behind the Meter | No | Net Metered Residential | Tesla Energy Operations Inc | None | JCP&L | Accepted | 2023-09-07 | 2023-09-27 | 2024-09-27 | Solar Panels | Hanwha | Q.PEAK DUO BLK ML-G10+/TS 400 |  | 0.4 | 19 | 54 | 35 |  | Fixed | Roof
NJADRE1554602547 | Administratively Determined Incentive Program | Monroe Township | 8831 | 11 | 14.4 | Residential | Behind the Meter | No | Net Metered Residential | Tesla Energy Operations Inc | None | JCP&L | Accepted | 2023-09-07 | 2023-09-27 | 2024-09-27 | Solar Panels | Hanwha | Q.PEAK DUO BLK ML-G10+/TS 400 |  | 0.4 | 17 | 234 | 35 |  | Fixed | Roof
NJADRE1554602547 | Administratively Determined Incentive Program | Monroe Township | 8831 | 11 | 14.4 | Residential | Behind the Meter | No | Net Metered Residential | Tesla Energy Operations Inc | None | JCP&L | Accepted | 2023-09-07 | 2023-09-27 | 2024-09-27 | Electric Storage Battery | Tesla | AC Powerwall 2.0 |  |  | 1 |  |  |  | Lithium Ion |  | Outside
NJADRE1554602570 | Administratively Determined Incentive Program | Hillside | 7205 | 10 | 7.4 | Residential | Behind the Meter | No | Net Metered Residential | Green House Solar | None | PSE&G | Accepted | 2023-09-07 | 2023-09-27 | 2024-09-27 | Inverters | enphase | iq7hs | 384 |  | 17 |  |  | 0.97 |  | Outdoor
NJADRE1554602570 | Administratively Determined Incentive Program | Hillside | 7205 | 10 | 7.4 | Residential | Behind the Meter | No | Net Metered Residential | Green House Solar | None | PSE&G | Accepted | 2023-09-07 | 2023-09-27 | 2024-09-27 | Solar Panels | sunpower | m435 |  | 0.435 | 7 | 217 | 27 |  | Fixed | Roof
NJADRE1554602570 | Administratively Determined Incentive Program | Hillside | 7205 | 10 | 7.4 | Residential | Behind the Meter | No | Net Metered Residential | Green House Solar | None | PSE&G | Accepted | 2023-09-07 | 2023-09-27 | 2024-09-27 | Solar Panels | sunpower | m435 |  | 0.435 | 10 | 37 | 27 |  | Fixed | Pole
NJADRE1554602646 | Administratively Determined Incentive Program | Deptford Twp | 8093 | 15 | 9.72 | Residential | Behind the Meter | Yes | Net Metered Residential | EMT Renewables | None | PSE&G | Accepted | 2023-09-07 | 2023-09-27 | 2024-09-27 | Inverters | ENPHASE | IQ8+ | 290 |  | 24 |  |  | 0.98 |  | Other | UNDER EACH PANEL
NJADRE1554602646 | Administratively Determined Incentive Program | Deptford Twp | 8093 | 15 | 9.72 | Residential | Behind the Meter | Yes | Net Metered Residential | EMT Renewables | None | PSE&G | Accepted | 2023-09-07 | 2023-09-27 | 2024-09-27 | Solar Panels | Q CELLS | Q PEAK DUO BLK |  | 0.405 | 14 | 225 | 40 |  | Fixed | Roof
NJADRE1554602646 | Administratively Determined Incentive Program | Deptford Twp | 8093 | 15 | 9.72 | Residential | Behind the Meter | Yes | Net Metered Residential | EMT Renewables | None | PSE&G | Accepted | 2023-09-07 | 2023-09-27 | 2024-09-27 | Solar Panels | Q CELLS | Q PEAK DUO BLK |  | 0.405 | 5 | 225 | 23 |  | Fixed | Roof
NJADRE1554602646 | Administratively Determined Incentive Program | Deptford Twp | 8093 | 15 | 9.72 | Residential | Behind the Meter | Yes | Net Metered Residential | EMT Renewables | None | PSE&G | Accepted | 2023-09-07 | 2023-09-27 | 2024-09-27 | Solar Panels | Q CELLS | Q PEAK DUO BLK |  | 0.405 | 5 | 45 | 25 |  | Fixed | Roof
NJADRE1554603256 | Administratively Determined Incentive Program | Bridgeton | 8302 | 20 | 9.48 | Residential | Behind the Meter | Yes | Net Metered Residential | Sunrun Installation Services, Inc. | None | AC Electric | Accepted | 2023-09-07 | 2023-09-27 | 2024-09-27 | Inverters | SolarEdge Technologies | SE7600H-USSN | 7600 |  | 1 |  |  | 0.96 |  | Outdoor | Next To Meter
NJADRE1554603256 | Administratively Determined Incentive Program | Bridgeton | 8302 | 20 | 9.48 | Residential | Behind the Meter | Yes | Net Metered Residential | Sunrun Installation Services, Inc. | None | AC Electric | Accepted | 2023-09-07 | 2023-09-27 | 2024-09-27 | Solar Panels | Trina Solar | TSM-395DE09C.07 |  | 0.395 | 16 | 2 | 37 |  | Fixed | Roof
NJADRE1554603256 | Administratively Determined Incentive Program | Bridgeton | 8302 | 20 | 9.48 | Residential | Behind the Meter | Yes | Net Metered Residential | Sunrun Installation Services, Inc. | None | AC Electric | Accepted | 2023-09-07 | 2023-09-27 | 2024-09-27 | Solar Panels | Trina Solar | TSM-395DE09C.07 |  | 0.395 | 8 | 182 | 10 |  | Fixed | Roof
NJADRE1554603291 | Administratively Determined Incentive Program | MONROE TOWNSHIP | 8831 | 11 | 9.72 | Residential | Behind the Meter | No | Net Metered Residential | Powur, PBC | None | JCP&L | Accepted | 2023-09-07 | 2023-09-27 | 2024-09-27 | Solar Panels | Hanwha | Q.PEAK DUO BLK ML-G10+ (405W) |  | 0.405 | 24 | 96 | 34 |  | Fixed | Roof
NJADRE1554603291 | Administratively Determined Incentive Program | MONROE TOWNSHIP | 8831 | 11 | 9.72 | Residential | Behind the Meter | No | Net Metered Residential | Powur, PBC | None | JCP&L | Accepted | 2023-09-07 | 2023-09-27 | 2024-09-27 | Inverters | Enphase | IQ8PLUS-72-2-US | 290 |  | 24 |  |  | 0.99 |  | Outside
NJADRE1554603462 | Administratively Determined Incentive Program | Princeton | 8540 | 12 | 20.01 | Residential | Behind the Meter | No | Net Metered Residential | Green House Solar | None | PSE&G | Accepted | 2023-09-07 | 2023-09-27 | 2024-09-27 | Inverters | enphase | iq7hs | 384 |  | 46 |  |  | 0.97 |  | Outdoor
NJADRE1554603462 | Administratively Determined Incentive Program | Princeton | 8540 | 12 | 20.01 | Residential | Behind the Meter | No | Net Metered Residential | Green House Solar | None | PSE&G | Accepted | 2023-09-07 | 2023-09-27 | 2024-09-27 | Solar Panels | sunpower | m435 |  | 0.435 | 28 | 162 | 40 |  | Fixed | Roof
NJADRE1554603462 | Administratively Determined Incentive Program | Princeton | 8540 | 12 | 20.01 | Residential | Behind the Meter | No | Net Metered Residential | Green House Solar | None | PSE&G | Accepted | 2023-09-07 | 2023-09-27 | 2024-09-27 | Solar Panels | sunpower | m435 |  | 0.435 | 18 | 162 | 40 |  | Fixed | Roof
NJADRE1554603495 | Administratively Determined Incentive Program | Plainfield | 7063 | 10 | 3.56 | Residential | Behind the Meter | Yes | Net Metered Residential | Sunrun Installation Services, Inc. | None | PSE&G | Accepted | 2023-09-07 | 2023-09-27 | 2024-09-27 | Inverters | SolarEdge Technologies | SE3800H-USMN | 3800 |  | 1 |  |  | 0.96 |  | Outdoor | Next To Meter
NJADRE1554603495 | Administratively Determined Incentive Program | Plainfield | 7063 | 10 | 3.56 | Residential | Behind the Meter | Yes | Net Metered Residential | Sunrun Installation Services, Inc. | None | PSE&G | Accepted | 2023-09-07 | 2023-09-27 | 2024-09-27 | Solar Panels | Trina Solar | TSM-395DE09C.07 |  | 0.395 | 1 | 232 | 27 |  | Fixed | Roof
NJADRE1554603495 | Administratively Determined Incentive Program | Plainfield | 7063 | 10 | 3.56 | Residential | Behind the Meter | Yes | Net Metered Residential | Sunrun Installation Services, Inc. | None | PSE&G | Accepted | 2023-09-07 | 2023-09-27 | 2024-09-27 | Solar Panels | Trina Solar | TSM-395DE09C.07 |  | 0.395 | 5 | 232 | 38 |  | Fixed | Roof
NJADRE1554603495 | Administratively Determined Incentive Program | Plainfield | 7063 | 10 | 3.56 | Residential | Behind the Meter | Yes | Net Metered Residential | Sunrun Installation Services, Inc. | None | PSE&G | Accepted | 2023-09-07 | 2023-09-27 | 2024-09-27 | Solar Panels | Trina Solar | TSM-395DE09C.07 |  | 0.395 | 3 | 52 | 3 |  | Fixed | Roof
NJADRE1554603495 | Administratively Determined Incentive Program | Plainfield | 7063 | 10 | 3.56 | Residential | Behind the Meter | Yes | Net Metered Residential | Sunrun Installation Services, Inc. | None | PSE&G | Accepted | 2023-09-07 | 2023-09-27 | 2024-09-27 | Electric Storage Battery | Tesla | Powerwall 2 AC |  |  | 1 |  |  |  | Lithium Ion |  | inside
NJADRE1554603649 | Administratively Determined Incentive Program | Irvington Town | 7111 | 9 | 3.33 | Residential | Behind the Meter | Yes | Net Metered Residential | Vision Solar LLC | None | PSE&G | Accepted | 2023-09-07 | 2023-09-27 | 2024-09-27 | Inverters | SolarEdge | SE3800H-USRGM | 3800 |  | 1 |  |  | 0.97 |  | Outdoor
NJADRE1554603649 | Administratively Determined Incentive Program | Irvington Town | 7111 | 9 | 3.33 | Residential | Behind the Meter | Yes | Net Metered Residential | Vision Solar LLC | None | PSE&G | Accepted | 2023-09-07 | 2023-09-27 | 2024-09-27 | Solar Panels | ZNSHINE SOLAR | ZXM6-NH120-370/M |  | 0.37 | 4 | 122 | 25 |  | Fixed | Roof
NJADRE1554603649 | Administratively Determined Incentive Program | Irvington Town | 7111 | 9 | 3.33 | Residential | Behind the Meter | Yes | Net Metered Residential | Vision Solar LLC | None | PSE&G | Accepted | 2023-09-07 | 2023-09-27 | 2024-09-27 | Solar Panels | ZNSHINE SOLAR | ZXM6-NH120-370/M |  | 0.37 | 5 | 302 | 25 |  | Fixed | Roof
NJADRE1554603727 | Administratively Determined Incentive Program | Jersey City | 7305 | 8 | 5.67 | Residential | Behind the Meter | Yes | Net Metered Residential | Pro Custom Solar dba Momentum Solar | None | PSE&G | Accepted | 2023-09-07 | 2023-09-27 | 2024-09-27 | Solar Panels | hanwha | Â Q. PEAK DUO BLK-G10+405 |  | 0.405 | 14 | 41 | 4 |  | Fixed | Roof
NJADRE1554603727 | Administratively Determined Incentive Program | Jersey City | 7305 | 8 | 5.67 | Residential | Behind the Meter | Yes | Net Metered Residential | Pro Custom Solar dba Momentum Solar | None | PSE&G | Accepted | 2023-09-07 | 2023-09-27 | 2024-09-27 | Inverters | enphase | IQ8PLUS-72-2-US | 290 |  | 14 |  |  | 0.97 |  | Outdoor
NJADRE1554603747 | Administratively Determined Incentive Program | Jersey City | 7305 | 8 | 4.05 | Residential | Behind the Meter | Yes | Net Metered Residential | Pro Custom Solar dba Momentum Solar | None | PSE&G | Accepted | 2023-09-07 | 2023-09-27 | 2024-09-27 | Solar Panels | hawnha | Â Q. PEAK DUO BLK-G10+405 |  | 0.405 | 10 | 41 | 4 |  | Fixed | Roof
NJADRE1554603747 | Administratively Determined Incentive Program | Jersey City | 7305 | 8 | 4.05 | Residential | Behind the Meter | Yes | Net Metered Residential | Pro Custom Solar dba Momentum Solar | None | PSE&G | Accepted | 2023-09-07 | 2023-09-27 | 2024-09-27 | Inverters | enphase | IQ8PLUS-72-2-US | 290 |  | 10 |  |  | 0.97 |  | Outdoor
NJADRE1554603753 | Administratively Determined Incentive Program | LAWRENCE TWP MER | 8648 | 12 | 6.38 | Residential | Behind the Meter | Yes | Net Metered Residential | Sunrun Installation Services, Inc. | None | PSE&G | Accepted | 2023-09-07 | 2023-09-27 | 2024-09-27 | Inverters | SolarEdge Technologies | SE6000H-USSN | 6000 |  | 1 |  |  | 0.99 |  | Outdoor | Next to the meter
NJADRE1554603753 | Administratively Determined Incentive Program | LAWRENCE TWP MER | 8648 | 12 | 6.38 | Residential | Behind the Meter | Yes | Net Metered Residential | Sunrun Installation Services, Inc. | None | PSE&G | Accepted | 2023-09-07 | 2023-09-27 | 2024-09-27 | Solar Panels | Vikram Solar | VSMDHT.60.375.05 |  | 0.375 | 7 | 274 | 24 |  | Fixed | Roof
NJADRE1554603753 | Administratively Determined Incentive Program | LAWRENCE TWP MER | 8648 | 12 | 6.38 | Residential | Behind the Meter | Yes | Net Metered Residential | Sunrun Installation Services, Inc. | None | PSE&G | Accepted | 2023-09-07 | 2023-09-27 | 2024-09-27 | Solar Panels | Vikram Solar | VSMDHT.60.375.05 |  | 0.375 | 10 | 94 | 24 |  | Fixed | Roof
NJADRE1554603768 | Administratively Determined Incentive Program | West Windsor | 8550 | 12 | 11.6 | Residential | Behind the Meter | Yes | Net Metered Residential | Pro Custom Solar dba Momentum Solar | None | PSE&G | Accepted | 2023-09-07 | 2023-09-27 | 2024-09-27 | Inverters | Enphase | IQ8PLUS-72-2-US | 290 |  | 29 |  |  | 0.97 |  | Outdoor
NJADRE1554603768 | Administratively Determined Incentive Program | West Windsor | 8550 | 12 | 11.6 | Residential | Behind the Meter | Yes | Net Metered Residential | Pro Custom Solar dba Momentum Solar | None | PSE&G | Accepted | 2023-09-07 | 2023-09-27 | 2024-09-27 | Solar Panels | Hanwha | q.peak duo blk ML-g10+400 |  | 0.4 | 29 | 357 | 23 |  | Fixed | Roof
NJADRE1554603790 | Administratively Determined Incentive Program | COLLINGSWOOD BORO | 8108 | 14 | 4.35 | Residential | Behind the Meter | Yes | Net Metered Residential | Sunrun Installation Services, Inc. | None | PSE&G | Accepted | 2023-09-07 | 2023-09-27 | 2024-09-27 | Inverters | SolarEdge Technologies | SE3800H-USMN | 3800 |  | 1 |  |  | 0.99 |  | Outdoor | Next to the meter
NJADRE1554603790 | Administratively Determined Incentive Program | COLLINGSWOOD BORO | 8108 | 14 | 4.35 | Residential | Behind the Meter | Yes | Net Metered Residential | Sunrun Installation Services, Inc. | None | PSE&G | Accepted | 2023-09-07 | 2023-09-27 | 2024-09-27 | Solar Panels | Trina Solar | TSM-395DE09C.07 |  | 0.395 | 7 | 203 | 41 |  | Fixed | Roof
NJADRE1554603790 | Administratively Determined Incentive Program | COLLINGSWOOD BORO | 8108 | 14 | 4.35 | Residential | Behind the Meter | Yes | Net Metered Residential | Sunrun Installation Services, Inc. | None | PSE&G | Accepted | 2023-09-07 | 2023-09-27 | 2024-09-27 | Solar Panels | Trina Solar | TSM-395DE09C.07 |  | 0.395 | 2 | 113 | 38 |  | Fixed | Roof
NJADRE1554603790 | Administratively Determined Incentive Program | COLLINGSWOOD BORO | 8108 | 14 | 4.35 | Residential | Behind the Meter | Yes | Net Metered Residential | Sunrun Installation Services, Inc. | None | PSE&G | Accepted | 2023-09-07 | 2023-09-27 | 2024-09-27 | Solar Panels | Trina Solar | TSM-395DE09C.07 |  | 0.395 | 2 | 293 | 38 |  | Fixed | Roof
NJADRE1554604772 | Administratively Determined Incentive Program | South Plainfield | 7080 | 11 | 16.59 | Residential | Behind the Meter | Yes | Net Metered Residential | Sunrun Installation Services, Inc. | None | PSE&G | Accepted | 2023-09-07 | 2023-09-27 | 2024-09-27 | Inverters | Delta Electronics | E8-TL-US | 7680 |  | 1 |  |  | 0.96 |  | Outdoor | Next To Meter
NJADRE1554604772 | Administratively Determined Incentive Program | South Plainfield | 7080 | 11 | 16.59 | Residential | Behind the Meter | Yes | Net Metered Residential | Sunrun Installation Services, Inc. | None | PSE&G | Accepted | 2023-09-07 | 2023-09-27 | 2024-09-27 | Inverters | Delta Electronics | E4-TL-US | 3840 |  | 1 |  |  | 0.96 |  | Outdoor | Next To Meter
NJADRE1554604772 | Administratively Determined Incentive Program | South Plainfield | 7080 | 11 | 16.59 | Residential | Behind the Meter | Yes | Net Metered Residential | Sunrun Installation Services, Inc. | None | PSE&G | Accepted | 2023-09-07 | 2023-09-27 | 2024-09-27 | Solar Panels | Trina Solar | TSM-395DE09C.07 |  | 0.395 | 7 | 36 | 23 |  | Fixed | Roof
NJADRE1554604772 | Administratively Determined Incentive Program | South Plainfield | 7080 | 11 | 16.59 | Residential | Behind the Meter | Yes | Net Metered Residential | Sunrun Installation Services, Inc. | None | PSE&G | Accepted | 2023-09-07 | 2023-09-27 | 2024-09-27 | Solar Panels | Trina Solar | TSM-395DE09C.07 |  | 0.395 | 8 | 36 | 23 |  | Fixed | Roof
NJADRE1554604772 | Administratively Determined Incentive Program | South Plainfield | 7080 | 11 | 16.59 | Residential | Behind the Meter | Yes | Net Metered Residential | Sunrun Installation Services, Inc. | None | PSE&G | Accepted | 2023-09-07 | 2023-09-27 | 2024-09-27 | Solar Panels | Trina Solar | TSM-395DE09C.07 |  | 0.395 | 7 | 216 | 22 |  | Fixed | Roof
NJADRE1554604772 | Administratively Determined Incentive Program | South Plainfield | 7080 | 11 | 16.59 | Residential | Behind the Meter | Yes | Net Metered Residential | Sunrun Installation Services, Inc. | None | PSE&G | Accepted | 2023-09-07 | 2023-09-27 | 2024-09-27 | Solar Panels | Trina Solar | TSM-395DE09C.07 |  | 0.395 | 20 | 216 | 22 |  | Fixed | Roof
NJADRE1554605175 | Administratively Determined Incentive Program | NEWARK CITY | 7112 | 9 | 11.6 | Residential | Behind the Meter | No | Net Metered Residential | Fusion Solar Energy | None | PSE&G | Accepted | 2023-09-07 | 2023-09-27 | 2024-09-27 | Solar Panels | SUNPOWER | WSMD-400 |  | 0.4 | 14 | 114 | 34 |  | Fixed | Roof
NJADRE1554605175 | Administratively Determined Incentive Program | NEWARK CITY | 7112 | 9 | 11.6 | Residential | Behind the Meter | No | Net Metered Residential | Fusion Solar Energy | None | PSE&G | Accepted | 2023-09-07 | 2023-09-27 | 2024-09-27 | Solar Panels | SUNPOWER | WSMD-400 |  | 0.4 | 15 | 294 | 34 |  | Fixed | Roof
NJADRE1554605175 | Administratively Determined Incentive Program | NEWARK CITY | 7112 | 9 | 11.6 | Residential | Behind the Meter | No | Net Metered Residential | Fusion Solar Energy | None | PSE&G | Accepted | 2023-09-07 | 2023-09-27 | 2024-09-27 | Inverters | SUNPOWER | SUNPOWER EQUINOX SPWR-A5 | 325 |  | 29 |  |  | 0.94 |  | Outside
NJADRE1554605263 | Administratively Determined Incentive Program | Sussex | 7461 | 1 | 3.75 | Residential | Behind the Meter | No | Net Metered Residential | Sunrun Installation Services, Inc. | None | JCP&L | Accepted | 2023-09-07 | 2023-09-27 | 2024-09-27 | Inverters | Delta Electronics | E4-TL-US | 3840 |  | 1 |  |  | 0.96 |  | Outdoor | Next To Meter
NJADRE1554605263 | Administratively Determined Incentive Program | Sussex | 7461 | 1 | 3.75 | Residential | Behind the Meter | No | Net Metered Residential | Sunrun Installation Services, Inc. | None | JCP&L | Accepted | 2023-09-07 | 2023-09-27 | 2024-09-27 | Solar Panels | Vikram Solar | VSMDHT.60.375.05 |  | 0.375 | 10 | 71 | 30 |  | Fixed | Roof
NJADRE1554605264 | Administratively Determined Incentive Program | Burlington | 8016 | 13 | 4.13 | Residential | Behind the Meter | Yes | Net Metered Residential | Sunrun Installation Services, Inc. | None | PSE&G | Accepted | 2023-09-07 | 2023-09-27 | 2024-09-27 | Inverters | Delta Electronics | E4-TL-US | 3840 |  | 1 |  |  | 0.96 |  | Outdoor | Next To Meter
NJADRE1554605264 | Administratively Determined Incentive Program | Burlington | 8016 | 13 | 4.13 | Residential | Behind the Meter | Yes | Net Metered Residential | Sunrun Installation Services, Inc. | None | PSE&G | Accepted | 2023-09-07 | 2023-09-27 | 2024-09-27 | Solar Panels | Vikram Solar | VSMDHT.60.375.05 |  | 0.375 | 11 | 71 | 23 |  | Fixed | Roof
NJADRE1554605265 | Administratively Determined Incentive Program | Smithville | 8205 | 19 | 3.75 | Residential | Behind the Meter | Yes | Net Metered Residential | Sunrun Installation Services, Inc. | None | AC Electric | Accepted | 2023-09-07 | 2023-09-27 | 2024-09-27 | Inverters | Delta Electronics | E4-TL-US | 3840 |  | 1 |  |  | 0.96 |  | Outdoor | Next To Meter
NJADRE1554605265 | Administratively Determined Incentive Program | Smithville | 8205 | 19 | 3.75 | Residential | Behind the Meter | Yes | Net Metered Residential | Sunrun Installation Services, Inc. | None | AC Electric | Accepted | 2023-09-07 | 2023-09-27 | 2024-09-27 | Solar Panels | Vikram Solar | VSMDHT.60.375.05 |  | 0.375 | 10 | 90 | 24 |  | Fixed | Roof
NJADRE1554613463 | Administratively Determined Incentive Program | Quinton, New Jersey | 8079 | 16 | 15.6 | Residential | Behind the Meter | Yes | Net Metered Residential | Suntuity Solar LLC | None | AC Electric | Accepted | 2023-09-08 | 2023-09-27 | 2024-09-27 | Inverters | (39)ENPHASE | IQ8PLUS-72-2-US | 290 |  | 39 |  |  | 0.97 |  | Outdoor | Behind the PV modules
NJADRE1554613463 | Administratively Determined Incentive Program | Quinton, New Jersey | 8079 | 16 | 15.6 | Residential | Behind the Meter | Yes | Net Metered Residential | Suntuity Solar LLC | None | AC Electric | Accepted | 2023-09-08 | 2023-09-27 | 2024-09-27 | Solar Panels | (39)HYPERION | HY-DH108P8 400B |  | 0.4 | 11 | 342 | 26 |  | Fixed | Roof
NJADRE1554613463 | Administratively Determined Incentive Program | Quinton, New Jersey | 8079 | 16 | 15.6 | Residential | Behind the Meter | Yes | Net Metered Residential | Suntuity Solar LLC | None | AC Electric | Accepted | 2023-09-08 | 2023-09-27 | 2024-09-27 | Solar Panels | (39)HYPERION | HY-DH108P8 400B |  | 0.4 | 8 | 162 | 26 |  | Fixed | Roof
NJADRE1554613463 | Administratively Determined Incentive Program | Quinton, New Jersey | 8079 | 16 | 15.6 | Residential | Behind the Meter | Yes | Net Metered Residential | Suntuity Solar LLC | None | AC Electric | Accepted | 2023-09-08 | 2023-09-27 | 2024-09-27 | Solar Panels | (39)HYPERION | HY-DH108P8 400B |  | 0.4 | 10 | 253 | 25 |  | Fixed | Roof
NJADRE1554613463 | Administratively Determined Incentive Program | Quinton, New Jersey | 8079 | 16 | 15.6 | Residential | Behind the Meter | Yes | Net Metered Residential | Suntuity Solar LLC | None | AC Electric | Accepted | 2023-09-08 | 2023-09-27 | 2024-09-27 | Solar Panels | (39)HYPERION | HY-DH108P8 400B |  | 0.4 | 10 | 73 | 25 |  | Fixed | Roof
NJADRE1554613487 | Administratively Determined Incentive Program | Monroe, New Jersey | 8094 | 15 | 10 | Residential | Behind the Meter | Yes | Net Metered Residential | Suntuity Solar LLC | None | AC Electric | Accepted | 2023-09-08 | 2023-10-02 | 2024-10-02 | Inverters | (25) ENPHASE | IQ8PLUS-72-2-US | 290 |  | 25 |  |  | 0.97 |  | Outdoor | Behind the PV modules
NJADRE1554613487 | Administratively Determined Incentive Program | Monroe, New Jersey | 8094 | 15 | 10 | Residential | Behind the Meter | Yes | Net Metered Residential | Suntuity Solar LLC | None | AC Electric | Accepted | 2023-09-08 | 2023-10-02 | 2024-10-02 | Solar Panels | (25) CANADIANSOLAR | CS6R-400MS-HL |  | 0.4 | 6 | 82 | 23 |  | Fixed | Roof
NJADRE1554613487 | Administratively Determined Incentive Program | Monroe, New Jersey | 8094 | 15 | 10 | Residential | Behind the Meter | Yes | Net Metered Residential | Suntuity Solar LLC | None | AC Electric | Accepted | 2023-09-08 | 2023-10-02 | 2024-10-02 | Solar Panels | (25) CANADIANSOLAR | CS6R-400MS-HL |  | 0.4 | 9 | 82 | 32 |  | Fixed | Roof
NJADRE1554613487 | Administratively Determined Incentive Program | Monroe, New Jersey | 8094 | 15 | 10 | Residential | Behind the Meter | Yes | Net Metered Residential | Suntuity Solar LLC | None | AC Electric | Accepted | 2023-09-08 | 2023-10-02 | 2024-10-02 | Solar Panels | (25) CANADIANSOLAR | CS6R-400MS-HL |  | 0.4 | 4 | 171 | 23 |  | Fixed | Roof
NJADRE1554613487 | Administratively Determined Incentive Program | Monroe, New Jersey | 8094 | 15 | 10 | Residential | Behind the Meter | Yes | Net Metered Residential | Suntuity Solar LLC | None | AC Electric | Accepted | 2023-09-08 | 2023-10-02 | 2024-10-02 | Solar Panels | (25) CANADIANSOLAR | CS6R-400MS-HL |  | 0.4 | 6 | 262 | 23 |  | Fixed | Roof
NJADRE1554613504 | Administratively Determined Incentive Program | Bernards | 7920 | 5 | 4.05 | Residential | Behind the Meter | No | Net Metered Residential | Maier Solar Engineering dba Solar Me | None | JCP&L | Accepted | 2023-09-12 | 2023-10-24 | 2024-10-24 | Solar Panels | Hanwha | Q.PEAK DUO BLK ML-G10+405W |  | 0.405 | 3 | 184 | 40 |  | Fixed | Roof
NJADRE1554613504 | Administratively Determined Incentive Program | Bernards | 7920 | 5 | 4.05 | Residential | Behind the Meter | No | Net Metered Residential | Maier Solar Engineering dba Solar Me | None | JCP&L | Accepted | 2023-09-12 | 2023-10-24 | 2024-10-24 | Solar Panels | Hanwha | Q.PEAK DUO BLK ML-G10+405W |  | 0.405 | 7 | 184 | 40 |  | Fixed | Roof
NJADRE1554613504 | Administratively Determined Incentive Program | Bernards | 7920 | 5 | 4.05 | Residential | Behind the Meter | No | Net Metered Residential | Maier Solar Engineering dba Solar Me | None | JCP&L | Accepted | 2023-09-12 | 2023-10-24 | 2024-10-24 | Inverters | Enphase | IQ8+ | 290 |  | 10 |  |  | 0.96 |  | Outdoor | Next to meter
NJADRE1554613513 | Administratively Determined Incentive Program | Willingboro TWP | 8046 | 13 | 7.9 | Residential | Behind the Meter | Yes | Net Metered Residential | Sunrun Installation Services, Inc. | None | PSE&G | Accepted | 2023-09-08 | 2023-09-27 | 2024-09-27 | Inverters | Delta Electronics | E6-TL-US | 6000 |  | 1 |  |  | 0.975 |  | Outdoor | next to meter
NJADRE1554613513 | Administratively Determined Incentive Program | Willingboro TWP | 8046 | 13 | 7.9 | Residential | Behind the Meter | Yes | Net Metered Residential | Sunrun Installation Services, Inc. | None | PSE&G | Accepted | 2023-09-08 | 2023-09-27 | 2024-09-27 | Solar Panels | TRINA SOLAR | TSM-395DE09C.07 |  | 0.395 | 9 | 111 | 18 |  | Fixed | Roof
NJADRE1554613513 | Administratively Determined Incentive Program | Willingboro TWP | 8046 | 13 | 7.9 | Residential | Behind the Meter | Yes | Net Metered Residential | Sunrun Installation Services, Inc. | None | PSE&G | Accepted | 2023-09-08 | 2023-09-27 | 2024-09-27 | Solar Panels | TRINA SOLAR | TSM-395DE09C.07 |  | 0.395 | 11 | 201 | 27 |  | Fixed | Roof
NJADRE1554613542 | Administratively Determined Incentive Program | Westfield Town | 7090 | 10 | 10.5 | Residential | Behind the Meter | No | Net Metered Residential | EMT Renewables | None | PSE&G | Accepted | 2023-09-08 | 2023-09-27 | 2024-09-27 | Inverters | ENPHASE | IQ7x | 315 |  | 25 |  |  | 0.98 |  | Other | UNDER EACH PANEL
NJADRE1554613542 | Administratively Determined Incentive Program | Westfield Town | 7090 | 10 | 10.5 | Residential | Behind the Meter | No | Net Metered Residential | EMT Renewables | None | PSE&G | Accepted | 2023-09-08 | 2023-09-27 | 2024-09-27 | Solar Panels | REC ALPHA | REC 420 |  | 0.42 | 4 | 130 | 14 |  | Fixed | Roof
NJADRE1554613542 | Administratively Determined Incentive Program | Westfield Town | 7090 | 10 | 10.5 | Residential | Behind the Meter | No | Net Metered Residential | EMT Renewables | None | PSE&G | Accepted | 2023-09-08 | 2023-09-27 | 2024-09-27 | Solar Panels | REC ALPHA | REC 420 |  | 0.42 | 3 | 221 | 34 |  | Fixed | Roof
NJADRE1554613542 | Administratively Determined Incentive Program | Westfield Town | 7090 | 10 | 10.5 | Residential | Behind the Meter | No | Net Metered Residential | EMT Renewables | None | PSE&G | Accepted | 2023-09-08 | 2023-09-27 | 2024-09-27 | Solar Panels | REC ALPHA | REC 420 |  | 0.42 | 1 | 41 | 34 |  | Fixed | Roof
NJADRE1554613542 | Administratively Determined Incentive Program | Westfield Town | 7090 | 10 | 10.5 | Residential | Behind the Meter | No | Net Metered Residential | EMT Renewables | None | PSE&G | Accepted | 2023-09-08 | 2023-09-27 | 2024-09-27 | Solar Panels | REC ALPHA | REC 420 |  | 0.42 | 2 | 131 | 50 |  | Fixed | Roof
NJADRE1554613542 | Administratively Determined Incentive Program | Westfield Town | 7090 | 10 | 10.5 | Residential | Behind the Meter | No | Net Metered Residential | EMT Renewables | None | PSE&G | Accepted | 2023-09-08 | 2023-09-27 | 2024-09-27 | Solar Panels | REC ALPHA | REC 420 |  | 0.42 | 7 | 219 | 31 |  | Fixed | Roof
NJADRE1554613542 | Administratively Determined Incentive Program | Westfield Town | 7090 | 10 | 10.5 | Residential | Behind the Meter | No | Net Metered Residential | EMT Renewables | None | PSE&G | Accepted | 2023-09-08 | 2023-09-27 | 2024-09-27 | Solar Panels | REC ALPHA | REC 420 |  | 0.42 | 8 | 39 | 31 |  | Fixed | Roof
NJADRE1554613543 | Administratively Determined Incentive Program | Plainfield City | 7060 | 10 | 7.9 | Residential | Behind the Meter | Yes | Net Metered Residential | Sunrun Installation Services, Inc. | None | PSE&G | Accepted | 2023-09-08 | 2023-09-27 | 2024-09-27 | Inverters | SOLAREDGE TECHNOLOGIES | SE6000H-USSN | 6000 |  | 1 |  |  | 0.992 |  | Outdoor | next to meter
NJADRE1554613543 | Administratively Determined Incentive Program | Plainfield City | 7060 | 10 | 7.9 | Residential | Behind the Meter | Yes | Net Metered Residential | Sunrun Installation Services, Inc. | None | PSE&G | Accepted | 2023-09-08 | 2023-09-27 | 2024-09-27 | Electric Storage Battery | Tesla | AC Powerwall 2 |  |  | 2 |  |  |  | Lithium Ion |  | Inside
NJADRE1554613543 | Administratively Determined Incentive Program | Plainfield City | 7060 | 10 | 7.9 | Residential | Behind the Meter | Yes | Net Metered Residential | Sunrun Installation Services, Inc. | None | PSE&G | Accepted | 2023-09-08 | 2023-09-27 | 2024-09-27 | Solar Panels | TRINA SOLAR | TSM-395DE09C.07 |  | 0.395 | 2 | 180 | 21 |  | Fixed | Roof
NJADRE1554613543 | Administratively Determined Incentive Program | Plainfield City | 7060 | 10 | 7.9 | Residential | Behind the Meter | Yes | Net Metered Residential | Sunrun Installation Services, Inc. | None | PSE&G | Accepted | 2023-09-08 | 2023-09-27 | 2024-09-27 | Solar Panels | TRINA SOLAR | TSM-395DE09C.07 |  | 0.395 | 8 | 270 | 34 |  | Fixed | Roof
NJADRE1554613543 | Administratively Determined Incentive Program | Plainfield City | 7060 | 10 | 7.9 | Residential | Behind the Meter | Yes | Net Metered Residential | Sunrun Installation Services, Inc. | None | PSE&G | Accepted | 2023-09-08 | 2023-09-27 | 2024-09-27 | Solar Panels | TRINA SOLAR | TSM-395DE09C.07 |  | 0.395 | 10 | 88 | 34 |  | Fixed | Roof
NJADRE1554613559 | Administratively Determined Incentive Program | Burlington TWP | 8016 | 13 | 12 | Residential | Behind the Meter | Yes | Net Metered Residential | Sunrun Installation Services, Inc. | None | PSE&G | Accepted | 2023-09-08 | 2023-09-27 | 2024-09-27 | Inverters | SOLAREDGE TECHNOLOGIES | SE10000H-USSN | 10000 |  | 1 |  |  | 0.992 |  | Outdoor | next to meter
NJADRE1554613559 | Administratively Determined Incentive Program | Burlington TWP | 8016 | 13 | 12 | Residential | Behind the Meter | Yes | Net Metered Residential | Sunrun Installation Services, Inc. | None | PSE&G | Accepted | 2023-09-08 | 2023-09-27 | 2024-09-27 | Solar Panels | Vikram Solar | VSMDHT.60.375.05 |  | 0.375 | 11 | 284 | 44 |  | Fixed | Roof
NJADRE1554613559 | Administratively Determined Incentive Program | Burlington TWP | 8016 | 13 | 12 | Residential | Behind the Meter | Yes | Net Metered Residential | Sunrun Installation Services, Inc. | None | PSE&G | Accepted | 2023-09-08 | 2023-09-27 | 2024-09-27 | Solar Panels | Vikram Solar | VSMDHT.60.375.05 |  | 0.375 | 8 | 102 | 45 |  | Fixed | Roof
NJADRE1554613559 | Administratively Determined Incentive Program | Burlington TWP | 8016 | 13 | 12 | Residential | Behind the Meter | Yes | Net Metered Residential | Sunrun Installation Services, Inc. | None | PSE&G | Accepted | 2023-09-08 | 2023-09-27 | 2024-09-27 | Solar Panels | Vikram Solar | VSMDHT.60.375.05 |  | 0.375 | 13 | 193 | 40 |  | Fixed | Roof
NJADRE1554613620 | Administratively Determined Incentive Program | Union TWP UNI | 7083 | 10 | 5.25 | Residential | Behind the Meter | Yes | Net Metered Residential | Sunrun Installation Services, Inc. | None | PSE&G | Accepted | 2023-09-08 | 2023-09-28 | 2024-09-28 | Inverters | SOLAREDGE TECHNOLOGIES | SE3800H-USMN | 3800 |  | 1 |  |  | 0.992 |  | Outdoor | next to meter
NJADRE1554613620 | Administratively Determined Incentive Program | Union TWP UNI | 7083 | 10 | 5.25 | Residential | Behind the Meter | Yes | Net Metered Residential | Sunrun Installation Services, Inc. | None | PSE&G | Accepted | 2023-09-08 | 2023-09-28 | 2024-09-28 | Solar Panels | Vikram Solar | VSMDHT.60.375.05 |  | 0.375 | 6 | 131 | 33 |  | Fixed | Roof
NJADRE1554613620 | Administratively Determined Incentive Program | Union TWP UNI | 7083 | 10 | 5.25 | Residential | Behind the Meter | Yes | Net Metered Residential | Sunrun Installation Services, Inc. | None | PSE&G | Accepted | 2023-09-08 | 2023-09-28 | 2024-09-28 | Solar Panels | Vikram Solar | VSMDHT.60.375.05 |  | 0.375 | 8 | 220 | 33 |  | Fixed | Roof
NJADRE1554613671 | Administratively Determined Incentive Program | Mount Holly | 8060 | 13 | 11.6 | Residential | Behind the Meter | No | Net Metered Residential | Skyline Solar Solar | None | PSE&G | Accepted | 2023-09-08 | 2023-09-28 | 2024-09-28 | Solar Panels | MSOLAR | TXI10-400108BB |  | 0.4 | 20 | 61 | 29 |  | Fixed | Roof
NJADRE1554613671 | Administratively Determined Incentive Program | Mount Holly | 8060 | 13 | 11.6 | Residential | Behind the Meter | No | Net Metered Residential | Skyline Solar Solar | None | PSE&G | Accepted | 2023-09-08 | 2023-09-28 | 2024-09-28 | Solar Panels | MSOLAR | TXI10-400108BB |  | 0.4 | 4 | 241 | 29 |  | Fixed | Roof
NJADRE1554613671 | Administratively Determined Incentive Program | Mount Holly | 8060 | 13 | 11.6 | Residential | Behind the Meter | No | Net Metered Residential | Skyline Solar Solar | None | PSE&G | Accepted | 2023-09-08 | 2023-09-28 | 2024-09-28 | Solar Panels | MSOLAR | TXI10-400108BB |  | 0.4 | 5 | 241 | 4 |  | Fixed | Roof
NJADRE1554613671 | Administratively Determined Incentive Program | Mount Holly | 8060 | 13 | 11.6 | Residential | Behind the Meter | No | Net Metered Residential | Skyline Solar Solar | None | PSE&G | Accepted | 2023-09-08 | 2023-09-28 | 2024-09-28 | Inverters | Solaredge | SE10000H-US | 10000 |  | 1 |  |  | 0.99 |  | Outdoor
NJADRE1554613673 | Administratively Determined Incentive Program | Mount Holly TWP | 8060 | 13 | 11.63 | Residential | Behind the Meter | Yes | Net Metered Residential | Sunrun Installation Services, Inc. | None | PSE&G | Accepted | 2023-09-08 | 2023-09-28 | 2024-09-28 | Inverters | SOLAREDGE TECHNOLOGIES | SE10000H-USSN | 10000 |  | 1 |  |  | 0.992 |  | Outdoor | next to meter
NJADRE1554613673 | Administratively Determined Incentive Program | Mount Holly TWP | 8060 | 13 | 11.63 | Residential | Behind the Meter | Yes | Net Metered Residential | Sunrun Installation Services, Inc. | None | PSE&G | Accepted | 2023-09-08 | 2023-09-28 | 2024-09-28 | Solar Panels | Vikram Solar | VSMDHT.60.375.05 |  | 0.375 | 6 | 102 | 17 |  | Fixed | Roof
NJADRE1554613673 | Administratively Determined Incentive Program | Mount Holly TWP | 8060 | 13 | 11.63 | Residential | Behind the Meter | Yes | Net Metered Residential | Sunrun Installation Services, Inc. | None | PSE&G | Accepted | 2023-09-08 | 2023-09-28 | 2024-09-28 | Solar Panels | Vikram Solar | VSMDHT.60.375.05 |  | 0.375 | 8 | 102 | 26 |  | Fixed | Roof
NJADRE1554613673 | Administratively Determined Incentive Program | Mount Holly TWP | 8060 | 13 | 11.63 | Residential | Behind the Meter | Yes | Net Metered Residential | Sunrun Installation Services, Inc. | None | PSE&G | Accepted | 2023-09-08 | 2023-09-28 | 2024-09-28 | Solar Panels | Vikram Solar | VSMDHT.60.375.05 |  | 0.375 | 17 | 282 | 26 |  | Fixed | Roof
NJADRE1554613706 | Administratively Determined Incentive Program | Mystic Islands | 8087 | 18 | 6.75 | Residential | Behind the Meter | No | Net Metered Residential | Sunrun Installation Services, Inc. | None | AC Electric | Accepted | 2023-09-08 | 2023-09-28 | 2024-09-28 | Inverters | SOLAREDGE TECHNOLOGIES | SE6000H-USSN | 6000 |  | 1 |  |  | 0.992 |  | Outdoor | next to meter
NJADRE1554613706 | Administratively Determined Incentive Program | Mystic Islands | 8087 | 18 | 6.75 | Residential | Behind the Meter | No | Net Metered Residential | Sunrun Installation Services, Inc. | None | AC Electric | Accepted | 2023-09-08 | 2023-09-28 | 2024-09-28 | Solar Panels | Vikram Solar | VSMDHT.60.375.05 |  | 0.375 | 4 | 169 | 18 |  | Fixed | Roof
NJADRE1554613706 | Administratively Determined Incentive Program | Mystic Islands | 8087 | 18 | 6.75 | Residential | Behind the Meter | No | Net Metered Residential | Sunrun Installation Services, Inc. | None | AC Electric | Accepted | 2023-09-08 | 2023-09-28 | 2024-09-28 | Solar Panels | Vikram Solar | VSMDHT.60.375.05 |  | 0.375 | 14 | 260 | 20 |  | Fixed | Roof
NJADRE1554613718 | Administratively Determined Incentive Program | Maplewood Twp | 7040 | 9 | 5.88 | Residential | Behind the Meter | No | Net Metered Residential | EMT Renewables | None | PSE&G | Accepted | 2023-09-08 | 2023-09-28 | 2024-09-28 | Inverters | ENPHASE | IQ7x | 315 |  | 14 |  |  | 0.98 |  | Other | 0.86
NJADRE1554613718 | Administratively Determined Incentive Program | Maplewood Twp | 7040 | 9 | 5.88 | Residential | Behind the Meter | No | Net Metered Residential | EMT Renewables | None | PSE&G | Accepted | 2023-09-08 | 2023-09-28 | 2024-09-28 | Solar Panels | REC ALPHA | REC 420 |  | 0.42 | 14 | 202 | 33 |  | Fixed | Roof
NJADRE1554613773 | Administratively Determined Incentive Program | Swedesboro | 8085 | 15 | 4.46 | Residential | Behind the Meter | Yes | Net Metered Residential | Pro Custom Solar dba Momentum Solar | None | AC Electric | Accepted | 2023-09-08 | 2023-09-28 | 2024-09-28 | Solar Panels | hanwha | Â Q. PEAK DUO BLK-G10+405 |  | 0.405 | 5 | 50 | 25 |  | Fixed | Roof
NJADRE1554613773 | Administratively Determined Incentive Program | Swedesboro | 8085 | 15 | 4.46 | Residential | Behind the Meter | Yes | Net Metered Residential | Pro Custom Solar dba Momentum Solar | None | AC Electric | Accepted | 2023-09-08 | 2023-09-28 | 2024-09-28 | Solar Panels | hanwha | Â Q. PEAK DUO BLK-G10+405 |  | 0.405 | 6 | 230 | 25 |  | Fixed | Roof
NJADRE1554613773 | Administratively Determined Incentive Program | Swedesboro | 8085 | 15 | 4.46 | Residential | Behind the Meter | Yes | Net Metered Residential | Pro Custom Solar dba Momentum Solar | None | AC Electric | Accepted | 2023-09-08 | 2023-09-28 | 2024-09-28 | Inverters | enphase | IQ8PLUS-72-2-US | 290 |  | 11 |  |  | 0.97 |  | Outdoor
NJADRE1554613781 | Administratively Determined Incentive Program | Bergenfield | 7621 | 7 | 5.14 | Residential | Behind the Meter | Yes | Net Metered Residential | Sunrun Installation Services, Inc. | None | PSE&G | Accepted | 2023-09-08 | 2023-09-28 | 2024-09-28 | Inverters | SolarEdge Technologies | SE3800H-USMN | 3800 |  | 1 |  |  | 0.96 |  | Outdoor | Next To Meter
NJADRE1554613781 | Administratively Determined Incentive Program | Bergenfield | 7621 | 7 | 5.14 | Residential | Behind the Meter | Yes | Net Metered Residential | Sunrun Installation Services, Inc. | None | PSE&G | Accepted | 2023-09-08 | 2023-09-28 | 2024-09-28 | Solar Panels | Trina Solar | TSM-395DE09C.07 |  | 0.395 | 4 | 271 | 23 |  | Fixed | Roof
NJADRE1554613781 | Administratively Determined Incentive Program | Bergenfield | 7621 | 7 | 5.14 | Residential | Behind the Meter | Yes | Net Metered Residential | Sunrun Installation Services, Inc. | None | PSE&G | Accepted | 2023-09-08 | 2023-09-28 | 2024-09-28 | Solar Panels | Trina Solar | TSM-395DE09C.07 |  | 0.395 | 9 | 271 | 7 |  | Fixed | Roof
NJADRE1554613781 | Administratively Determined Incentive Program | Bergenfield | 7621 | 7 | 5.14 | Residential | Behind the Meter | Yes | Net Metered Residential | Sunrun Installation Services, Inc. | None | PSE&G | Accepted | 2023-09-08 | 2023-09-28 | 2024-09-28 | Electric Storage Battery | Tesla | Powerwall 2 AC |  |  | 1 |  |  |  | Lithium Ion |  | INSIDE
NJADRE1554614344 | Administratively Determined Incentive Program | Linden City | 7036 | 10 | 4.88 | Residential | Behind the Meter | Yes | Net Metered Residential | Sunrun Installation Services, Inc. | None | PSE&G | Accepted | 2023-09-08 | 2023-10-04 | 2024-10-04 | Inverters | Delta Electronics | E4-TL-US | 4000 |  | 1 |  |  | 0.975 |  | Outdoor | next to meter
NJADRE1554614344 | Administratively Determined Incentive Program | Linden City | 7036 | 10 | 4.88 | Residential | Behind the Meter | Yes | Net Metered Residential | Sunrun Installation Services, Inc. | None | PSE&G | Accepted | 2023-09-08 | 2023-10-04 | 2024-10-04 | Solar Panels | Vikram Solar | VSMDHT.60.375.05 |  | 0.375 | 13 | 218 | 27 |  | Fixed | Roof
NJADRE1554614365 | Administratively Determined Incentive Program | Egg Harbor Township | 8234 | 19 | 90 | Commercial | Behind the Meter | No | Small Net-Metered Non-Residential located on Rooftop, Carport, Canopy and Floating Solar | Novitium Energy LLC | None | AC Electric | Accepted | 2023-09-08 | 2023-09-29 | 2024-09-29 | Inverters | CPS | SCA50KTL | 50000 |  | 1 |  |  | 0.988 |  | Outdoor
NJADRE1554614365 | Administratively Determined Incentive Program | Egg Harbor Township | 8234 | 19 | 90 | Commercial | Behind the Meter | No | Small Net-Metered Non-Residential located on Rooftop, Carport, Canopy and Floating Solar | Novitium Energy LLC | None | AC Electric | Accepted | 2023-09-08 | 2023-09-29 | 2024-09-29 | Solar Panels | ZnShine | ZXM6-NHLDD144- 450 |  | 0.45 | 200 | 222 | 10 |  | Fixed | Roof
NJADRE1554614390 | Administratively Determined Incentive Program | Mantua | 8051 | 15 | 6.72 | Residential | Behind the Meter | Yes | Net Metered Residential | EMT Renewables | None | AC Electric | Accepted | 2023-09-08 | 2023-09-28 | 2024-09-28 | Inverters | ENPHASE | IQ7x | 315 |  | 19 |  |  | 0.98 |  | Other | 0.98
NJADRE1554614390 | Administratively Determined Incentive Program | Mantua | 8051 | 15 | 6.72 | Residential | Behind the Meter | Yes | Net Metered Residential | EMT Renewables | None | AC Electric | Accepted | 2023-09-08 | 2023-09-28 | 2024-09-28 | Solar Panels | REC ALPHA | REC 420 |  | 0.42 | 4 | 317 | 23 |  | Fixed | Roof
NJADRE1554614390 | Administratively Determined Incentive Program | Mantua | 8051 | 15 | 6.72 | Residential | Behind the Meter | Yes | Net Metered Residential | EMT Renewables | None | AC Electric | Accepted | 2023-09-08 | 2023-09-28 | 2024-09-28 | Solar Panels | REC ALPHA | REC 420 |  | 0.42 | 12 | 137 | 23 |  | Fixed | Roof
NJADRE1554614431 | Administratively Determined Incentive Program | Short Hills | 7078 | 9 | 7.88 | Residential | Behind the Meter | Yes | Net Metered Residential | Sunrun Installation Services, Inc. | None | JCP&L | Accepted | 2023-09-08 | 2023-09-28 | 2024-09-28 | Inverters | SolarEdge Technologies | SE6000H-USSN | 6000 |  | 1 |  |  | 0.96 |  | Outdoor | Next To Meter
NJADRE1554614431 | Administratively Determined Incentive Program | Short Hills | 7078 | 9 | 7.88 | Residential | Behind the Meter | Yes | Net Metered Residential | Sunrun Installation Services, Inc. | None | JCP&L | Accepted | 2023-09-08 | 2023-09-28 | 2024-09-28 | Solar Panels | Vikram Solar | VSMDHT.60.375.05 |  | 0.375 | 6 | 287 | 23 |  | Fixed | Roof
NJADRE1554614431 | Administratively Determined Incentive Program | Short Hills | 7078 | 9 | 7.88 | Residential | Behind the Meter | Yes | Net Metered Residential | Sunrun Installation Services, Inc. | None | JCP&L | Accepted | 2023-09-08 | 2023-09-28 | 2024-09-28 | Solar Panels | Vikram Solar | VSMDHT.60.375.05 |  | 0.375 | 15 | 18 | 21 |  | Fixed | Roof
NJADRE1554614438 | Administratively Determined Incentive Program | MILLSTONE | 8535 | 17 | 23.6 | Residential | Behind the Meter | No | Net Metered Residential | Pro Custom Solar dba Momentum Solar | None | JCP&L | Accepted | 2023-09-08 | 2023-09-28 | 2024-09-28 | Solar Panels | hanwha | Â Q. PEAK DUO BLK-G10+400 |  | 0.4 | 22 | 207 | 40 |  | Fixed | Roof
NJADRE1554614438 | Administratively Determined Incentive Program | MILLSTONE | 8535 | 17 | 23.6 | Residential | Behind the Meter | No | Net Metered Residential | Pro Custom Solar dba Momentum Solar | None | JCP&L | Accepted | 2023-09-08 | 2023-09-28 | 2024-09-28 | Solar Panels | hanwha | Â Q. PEAK DUO BLK-G10+400 |  | 0.4 | 9 | 206 | 40 |  | Fixed | Roof
NJADRE1554614438 | Administratively Determined Incentive Program | MILLSTONE | 8535 | 17 | 23.6 | Residential | Behind the Meter | No | Net Metered Residential | Pro Custom Solar dba Momentum Solar | None | JCP&L | Accepted | 2023-09-08 | 2023-09-28 | 2024-09-28 | Solar Panels | hanwha | Â Q. PEAK DUO BLK-G10+400 |  | 0.4 | 21 | 116 | 42 |  | Fixed | Roof
NJADRE1554614438 | Administratively Determined Incentive Program | MILLSTONE | 8535 | 17 | 23.6 | Residential | Behind the Meter | No | Net Metered Residential | Pro Custom Solar dba Momentum Solar | None | JCP&L | Accepted | 2023-09-08 | 2023-09-28 | 2024-09-28 | Solar Panels | hanwha | Â Q. PEAK DUO BLK-G10+400 |  | 0.4 | 7 | 206 | 38 |  | Fixed | Roof
NJADRE1554614438 | Administratively Determined Incentive Program | MILLSTONE | 8535 | 17 | 23.6 | Residential | Behind the Meter | No | Net Metered Residential | Pro Custom Solar dba Momentum Solar | None | JCP&L | Accepted | 2023-09-08 | 2023-09-28 | 2024-09-28 | Inverters | enphase | IQ8PLUS-72-2-US | 290 |  | 59 |  |  | 0.97 |  | Outdoor
NJADRE1554614473 | Administratively Determined Incentive Program | Passaic City | 7055 | 6 | 10.92 | Residential | Behind the Meter | No | Small Net-Metered Non-Residential located on Rooftop, Carport, Canopy and Floating Solar | Whitman Construction, LLC | None | PSE&G | Accepted | 2023-09-08 | 2023-09-28 | 2024-09-28 | Solar Panels | trina | tsm390 |  | 0.39 | 12 | 124 | 30 |  | Fixed | Roof
NJADRE1554614473 | Administratively Determined Incentive Program | Passaic City | 7055 | 6 | 10.92 | Residential | Behind the Meter | No | Small Net-Metered Non-Residential located on Rooftop, Carport, Canopy and Floating Solar | Whitman Construction, LLC | None | PSE&G | Accepted | 2023-09-08 | 2023-09-28 | 2024-09-28 | Solar Panels | trina | tsm 390 |  | 0.39 | 8 | 124 | 15 |  | Fixed | Roof
NJADRE1554614473 | Administratively Determined Incentive Program | Passaic City | 7055 | 6 | 10.92 | Residential | Behind the Meter | No | Small Net-Metered Non-Residential located on Rooftop, Carport, Canopy and Floating Solar | Whitman Construction, LLC | None | PSE&G | Accepted | 2023-09-08 | 2023-09-28 | 2024-09-28 | Solar Panels | trina | tsm 390 |  | 0.39 | 8 | 304 | 30 |  | Fixed | Roof
NJADRE1554614473 | Administratively Determined Incentive Program | Passaic City | 7055 | 6 | 10.92 | Residential | Behind the Meter | No | Small Net-Metered Non-Residential located on Rooftop, Carport, Canopy and Floating Solar | Whitman Construction, LLC | None | PSE&G | Accepted | 2023-09-08 | 2023-09-28 | 2024-09-28 | Inverters | enphase | iq7plus-72-2-us | 290 |  | 28 |  |  | 0.975 |  | Outdoor
NJADRE1554614489 | Administratively Determined Incentive Program | Bridgeton | 8302 | 20 | 15.8 | Residential | Behind the Meter | No | Net Metered Residential | EMT Renewables | None | AC Electric | Accepted | 2023-09-08 | 2023-09-28 | 2024-09-28 | Inverters | ENPHASE | IQ8+ | 290 |  | 39 |  |  | 0.98 |  | Other | UNDER EACH PANEL
NJADRE1554614489 | Administratively Determined Incentive Program | Bridgeton | 8302 | 20 | 15.8 | Residential | Behind the Meter | No | Net Metered Residential | EMT Renewables | None | AC Electric | Accepted | 2023-09-08 | 2023-09-28 | 2024-09-28 | Solar Panels | Q CELLS | Q PEAK DUO BLK |  | 0.405 | 32 | 256 | 33 |  | Fixed | Roof
NJADRE1554614489 | Administratively Determined Incentive Program | Bridgeton | 8302 | 20 | 15.8 | Residential | Behind the Meter | No | Net Metered Residential | EMT Renewables | None | AC Electric | Accepted | 2023-09-08 | 2023-09-28 | 2024-09-28 | Solar Panels | Q CELLS | Q PEAK DUO BLK |  | 0.405 | 7 | 76 | 33 |  | Fixed | Roof
NJADRE1554614539 | Administratively Determined Incentive Program | Fair Haven | 7704 | 17 | 4.74 | Residential | Behind the Meter | No | Net Metered Residential | Sunrun Installation Services, Inc. | None | JCP&L | Accepted | 2023-09-08 | 2023-09-28 | 2024-09-28 | Inverters | Delta Electronics | E4_BDI | 3840 |  | 1 |  |  | 0.96 |  | Outdoor | Next To Meter
NJADRE1554614539 | Administratively Determined Incentive Program | Fair Haven | 7704 | 17 | 4.74 | Residential | Behind the Meter | No | Net Metered Residential | Sunrun Installation Services, Inc. | None | JCP&L | Accepted | 2023-09-08 | 2023-09-28 | 2024-09-28 | Solar Panels | Trina Solar | TSM-395DE09C.07 |  | 0.395 | 6 | 324 | 26 |  | Fixed | Roof
NJADRE1554614539 | Administratively Determined Incentive Program | Fair Haven | 7704 | 17 | 4.74 | Residential | Behind the Meter | No | Net Metered Residential | Sunrun Installation Services, Inc. | None | JCP&L | Accepted | 2023-09-08 | 2023-09-28 | 2024-09-28 | Solar Panels | Trina Solar | TSM-395DE09C.07 |  | 0.395 | 6 | 144 | 25 |  | Fixed | Roof
NJADRE1554614633 | Administratively Determined Incentive Program | Hillside Twp | 7205 | 10 | 11.84 | Residential | Behind the Meter | No | Net Metered Residential | Vision Solar LLC | None | PSE&G | Accepted | 2023-09-08 | 2023-09-28 | 2024-09-28 | Inverters | SolarEdge | SE7600H-USRGM | 7600 |  | 1 |  |  | 0.97 |  | Outdoor
NJADRE1554614633 | Administratively Determined Incentive Program | Hillside Twp | 7205 | 10 | 11.84 | Residential | Behind the Meter | No | Net Metered Residential | Vision Solar LLC | None | PSE&G | Accepted | 2023-09-08 | 2023-09-28 | 2024-09-28 | Solar Panels | ZNSHINE SOLAR | ZXM6-NH120-370/M |  | 0.37 | 9 | 271 | 37 |  | Fixed | Roof
NJADRE1554614633 | Administratively Determined Incentive Program | Hillside Twp | 7205 | 10 | 11.84 | Residential | Behind the Meter | No | Net Metered Residential | Vision Solar LLC | None | PSE&G | Accepted | 2023-09-08 | 2023-09-28 | 2024-09-28 | Solar Panels | ZNSHINE SOLAR | ZXM6-NH120-370/M |  | 0.37 | 8 | 91 | 37 |  | Fixed | Roof
NJADRE1554614633 | Administratively Determined Incentive Program | Hillside Twp | 7205 | 10 | 11.84 | Residential | Behind the Meter | No | Net Metered Residential | Vision Solar LLC | None | PSE&G | Accepted | 2023-09-08 | 2023-09-28 | 2024-09-28 | Solar Panels | ZNSHINE SOLAR | ZXM6-NH120-370/M |  | 0.37 | 15 | 91 | 23 |  | Fixed | Roof
NJADRE1554614639 | Administratively Determined Incentive Program | Jersey City | 7304 | 8 | 5.6 | Residential | Behind the Meter | Yes | Net Metered Residential | Pro Custom Solar dba Momentum Solar | None | PSE&G | Accepted | 2023-09-08 | 2023-09-28 | 2024-09-28 | Solar Panels | hanwha | Â Q. PEAK DUO BLK-G10+400 |  | 0.4 | 14 | 30 | 1 |  | Fixed | Roof
NJADRE1554614639 | Administratively Determined Incentive Program | Jersey City | 7304 | 8 | 5.6 | Residential | Behind the Meter | Yes | Net Metered Residential | Pro Custom Solar dba Momentum Solar | None | PSE&G | Accepted | 2023-09-08 | 2023-09-28 | 2024-09-28 | Inverters | enphase | IQ8PLUS-72-2-US | 290 |  | 14 |  |  | 0.97 |  | Outdoor
NJADRE1554614960 | Administratively Determined Incentive Program | Fair Lawn Boro | 7410 | 7 | 7.51 | Residential | Behind the Meter | Yes | Net Metered Residential | Sunrun Installation Services, Inc. | None | PSE&G | Accepted | 2023-09-08 | 2023-09-28 | 2024-09-28 | Inverters | SOLAREDGE TECHNOLOGIES | SE6000H-USSN | 6000 |  | 1 |  |  | 0.992 |  | Outdoor | next to meter
NJADRE1554614960 | Administratively Determined Incentive Program | Fair Lawn Boro | 7410 | 7 | 7.51 | Residential | Behind the Meter | Yes | Net Metered Residential | Sunrun Installation Services, Inc. | None | PSE&G | Accepted | 2023-09-08 | 2023-09-28 | 2024-09-28 | Solar Panels | TRINA SOLAR | TSM-395DE09C.07 |  | 0.395 | 19 | 70 | 20 |  | Fixed | Roof
NJADRE1554614960 | Administratively Determined Incentive Program | Fair Lawn Boro | 7410 | 7 | 7.51 | Residential | Behind the Meter | Yes | Net Metered Residential | Sunrun Installation Services, Inc. | None | PSE&G | Accepted | 2023-09-08 | 2023-09-28 | 2024-09-28 | Electric Storage Battery | Tesla | AC Powerwall 2 |  |  | 1 |  |  |  | Lithium Ion |  | OUTSIDE
NJADRE1554614991 | Administratively Determined Incentive Program | Plainfield City | 7060 | 10 | 8.82 | Residential | Behind the Meter | Yes | Net Metered Residential | EMT Renewables | None | PSE&G | Accepted | 2023-09-08 | 2023-09-28 | 2024-09-28 | Inverters | ENPHASE | IQ7x | 315 |  | 21 |  |  | 0.98 |  | Other | UNDER EACH PANEL
NJADRE1554614991 | Administratively Determined Incentive Program | Plainfield City | 7060 | 10 | 8.82 | Residential | Behind the Meter | Yes | Net Metered Residential | EMT Renewables | None | PSE&G | Accepted | 2023-09-08 | 2023-09-28 | 2024-09-28 | Solar Panels | REC ALPHA | REC 420 |  | 0.42 | 11 | 220 | 27 |  | Fixed | Roof
NJADRE1554614991 | Administratively Determined Incentive Program | Plainfield City | 7060 | 10 | 8.82 | Residential | Behind the Meter | Yes | Net Metered Residential | EMT Renewables | None | PSE&G | Accepted | 2023-09-08 | 2023-09-28 | 2024-09-28 | Solar Panels | REC ALPHA | REC 420 |  | 0.42 | 10 | 40 | 27 |  | Fixed | Roof
NJADRE1554615014 | Administratively Determined Incentive Program | POMPTON LAKES | 7442 | 6 | 6.4 | Residential | Behind the Meter | No | Net Metered Residential | Fusion Solar Energy | None | JCP&L | Accepted | 2023-09-08 | 2023-10-05 | 2024-10-05 | Solar Panels | SUNPOWER | WAAREE ARKA-400 |  | 0.4 | 4 | 176 | 18 |  | Fixed | Roof
NJADRE1554615014 | Administratively Determined Incentive Program | POMPTON LAKES | 7442 | 6 | 6.4 | Residential | Behind the Meter | No | Net Metered Residential | Fusion Solar Energy | None | JCP&L | Accepted | 2023-09-08 | 2023-10-05 | 2024-10-05 | Solar Panels | SUNPOWER | WAAREE ARKA-400 (400W) |  | 0.4 | 6 | 176 | 18 |  | Fixed | Roof
NJADRE1554615014 | Administratively Determined Incentive Program | POMPTON LAKES | 7442 | 6 | 6.4 | Residential | Behind the Meter | No | Net Metered Residential | Fusion Solar Energy | None | JCP&L | Accepted | 2023-09-08 | 2023-10-05 | 2024-10-05 | Solar Panels | SUNPOWER | WAAREE ARKA-400 (400W) |  | 0.4 | 6 | 268 | 18 |  | Fixed | Roof
NJADRE1554615014 | Administratively Determined Incentive Program | POMPTON LAKES | 7442 | 6 | 6.4 | Residential | Behind the Meter | No | Net Metered Residential | Fusion Solar Energy | None | JCP&L | Accepted | 2023-09-08 | 2023-10-05 | 2024-10-05 | Inverters | ENPHASE | IQ7HS-66-M-US | 240 |  | 16 |  |  | 0.94 |  | Outside
NJADRE1554615040 | Administratively Determined Incentive Program | Clementon | 8021 | 14 | 7.4 | Residential | Behind the Meter | Yes | Net Metered Residential | Vision Solar LLC | None | AC Electric | Accepted | 2023-09-11 | 2023-09-29 | 2024-09-29 | Inverters | Solar Edge | SE6000H-USRGM | 6 |  | 1 |  |  | 0.97 |  | Outside
NJADRE1554615040 | Administratively Determined Incentive Program | Clementon | 8021 | 14 | 7.4 | Residential | Behind the Meter | Yes | Net Metered Residential | Vision Solar LLC | None | AC Electric | Accepted | 2023-09-11 | 2023-09-29 | 2024-09-29 | Solar Panels | ZNSHINE SOLAR | ZXM6-NH120-370/M |  | 0.37 | 14 | 148 | 48 |  | Fixed | Roof
NJADRE1554615040 | Administratively Determined Incentive Program | Clementon | 8021 | 14 | 7.4 | Residential | Behind the Meter | Yes | Net Metered Residential | Vision Solar LLC | None | AC Electric | Accepted | 2023-09-11 | 2023-09-29 | 2024-09-29 | Solar Panels | ZNSHINE SOLAR | ZXM6-NH120-370/M |  | 0.37 | 6 | 328 | 48 |  | Fixed | Roof
NJADRE1554615051 | Administratively Determined Incentive Program | NEWARK CITY | 7104 | 9 | 8.69 | Residential | Behind the Meter | No | Net Metered Residential | Voltaic Solaire LLC | None | PSE&G | Accepted | 2023-09-08 | 2023-09-28 | 2024-09-28 | Inverters | ENPHASE | IQ 7PLUS -72-2-US | 290 |  | 22 |  |  | 0.99 |  | Outside | Next To Utility Meter
NJADRE1554615051 | Administratively Determined Incentive Program | NEWARK CITY | 7104 | 9 | 8.69 | Residential | Behind the Meter | No | Net Metered Residential | Voltaic Solaire LLC | None | PSE&G | Accepted | 2023-09-08 | 2023-09-28 | 2024-09-28 | Solar Panels | JASOL | JAM54S31-395 |  | 0.395 | 22 | 118 | 42 |  | Fixed | Roof
NJADRE1554615074 | Administratively Determined Incentive Program | Paterson | 7513 | 6 | 9.25 | Residential | Behind the Meter | Yes | Net Metered Residential | Vision Solar LLC | None | PSE&G | Accepted | 2023-09-08 | 2023-09-28 | 2024-09-28 | Inverters | Solar Edge | SE6000H-USRGM | 6 |  | 1 |  |  | 0.97 |  | Outside
NJADRE1554615074 | Administratively Determined Incentive Program | Paterson | 7513 | 6 | 9.25 | Residential | Behind the Meter | Yes | Net Metered Residential | Vision Solar LLC | None | PSE&G | Accepted | 2023-09-08 | 2023-09-28 | 2024-09-28 | Solar Panels | Znshine Solar | ZXM6-NH120-370/M |  | 0.37 | 15 | 99 | 40 |  | Fixed | Roof
NJADRE1554615074 | Administratively Determined Incentive Program | Paterson | 7513 | 6 | 9.25 | Residential | Behind the Meter | Yes | Net Metered Residential | Vision Solar LLC | None | PSE&G | Accepted | 2023-09-08 | 2023-09-28 | 2024-09-28 | Solar Panels | Znshine Solar | ZXM6-NH120-370/M |  | 0.37 | 10 | 279 | 40 |  | Fixed | Roof
NJADRE1554615113 | Administratively Determined Incentive Program | Woodbridge Township | 8830 | 11 | 4.86 | Residential | Behind the Meter | Yes | Net Metered Residential | Pro Custom Solar dba Momentum Solar | None | PSE&G | Accepted | 2023-09-08 | 2023-09-28 | 2024-09-28 | Inverters | Enphase | IQ8PLUS-72-2-US | 290 |  | 12 |  |  | 0.97 |  | Outdoor
NJADRE1554615113 | Administratively Determined Incentive Program | Woodbridge Township | 8830 | 11 | 4.86 | Residential | Behind the Meter | Yes | Net Metered Residential | Pro Custom Solar dba Momentum Solar | None | PSE&G | Accepted | 2023-09-08 | 2023-09-28 | 2024-09-28 | Solar Panels | Hanwha | q.peak duo blk ML-g10+405 |  | 0.405 | 12 | 148 | 25 |  | Fixed | Roof
NJADRE1554615410 | Administratively Determined Incentive Program | Cinnaminson | 8077 | 13 | 3 | Residential | Behind the Meter | Yes | Net Metered Residential | Sunrun Installation Services, Inc. | None | PSE&G | Accepted | 2023-09-09 | 2023-09-28 | 2024-09-28 | Electric Storage Battery | LG Chem | RESU 10H Prime |  |  | 1 |  |  |  | Lithium Ion |  | outside
NJADRE1554615410 | Administratively Determined Incentive Program | Cinnaminson | 8077 | 13 | 3 | Residential | Behind the Meter | Yes | Net Metered Residential | Sunrun Installation Services, Inc. | None | PSE&G | Accepted | 2023-09-09 | 2023-09-28 | 2024-09-28 | Inverters | Delta Electronics | E4-TL-US | 3840 |  | 1 |  |  | 0.96 |  | Outdoor | Next To Meter
NJADRE1554615410 | Administratively Determined Incentive Program | Cinnaminson | 8077 | 13 | 3 | Residential | Behind the Meter | Yes | Net Metered Residential | Sunrun Installation Services, Inc. | None | PSE&G | Accepted | 2023-09-09 | 2023-09-28 | 2024-09-28 | Solar Panels | Vikram Solar | VSMDHT.60.375.05 |  | 0.375 | 8 | 56 | 21 |  | Fixed | Roof
NJADRE1554617836 | Administratively Determined Incentive Program | North Brunswick, New Jersey | 8902 | 11 | 5.6 | Residential | Behind the Meter | Yes | Net Metered Residential | Suntuity Solar LLC | None | PSE&G | Accepted | 2023-09-09 | 2023-09-28 | 2024-09-28 | Inverters | (14) ENPHASE | IQ8PLUS-72-2-US | 290 |  | 14 |  |  | 0.97 |  | Outdoor | Behind the PV modules
NJADRE1554617836 | Administratively Determined Incentive Program | North Brunswick, New Jersey | 8902 | 11 | 5.6 | Residential | Behind the Meter | Yes | Net Metered Residential | Suntuity Solar LLC | None | PSE&G | Accepted | 2023-09-09 | 2023-09-28 | 2024-09-28 | Solar Panels | (14) CANADIANSOLAR | CS6R-400MS-HL |  | 0.4 | 8 | 86 | 28 |  | Fixed | Roof
NJADRE1554617836 | Administratively Determined Incentive Program | North Brunswick, New Jersey | 8902 | 11 | 5.6 | Residential | Behind the Meter | Yes | Net Metered Residential | Suntuity Solar LLC | None | PSE&G | Accepted | 2023-09-09 | 2023-09-28 | 2024-09-28 | Solar Panels | (14) CANADIANSOLAR | CS6R-400MS-HL |  | 0.4 | 6 | 86 | 28 |  | Fixed | Roof
NJADRE1554618317 | Administratively Determined Incentive Program | Willingboro | 8046 | 13 | 13.86 | Residential | Behind the Meter | Yes | Net Metered Residential | GenSun Solar | None | PSE&G | Accepted | 2023-09-09 | 2023-09-28 | 2024-09-28 | Inverters | Solar Edge | SE11400H-US | 11400 |  | 1 |  |  | 0.9 |  | Outdoor
NJADRE1554618317 | Administratively Determined Incentive Program | Willingboro | 8046 | 13 | 13.86 | Residential | Behind the Meter | Yes | Net Metered Residential | GenSun Solar | None | PSE&G | Accepted | 2023-09-09 | 2023-09-28 | 2024-09-28 | Meters | Solar Edge | SE11400H-US |  |  | 1 |  |  |  | Yes | Outdoor
NJADRE1554618317 | Administratively Determined Incentive Program | Willingboro | 8046 | 13 | 13.86 | Residential | Behind the Meter | Yes | Net Metered Residential | GenSun Solar | None | PSE&G | Accepted | 2023-09-09 | 2023-09-28 | 2024-09-28 | Solar Panels | Hanwha | Qcell W Peak Duo |  | 0.42 | 33 | 110 | 41 |  | Fixed | Roof
NJADRE1554621081 | Administratively Determined Incentive Program | Elizabeth | 7202 | 10 | 2.84 | Residential | Behind the Meter | Yes | Net Metered Residential | Big Wave Roofing and Solar LLC | None | PSE&G | Accepted | 2023-09-11 | 2023-09-28 | 2024-09-28 | Inverters | Enphase Energy Inc | IQ7PLUS-72-2-US | 290 |  | 7 |  |  | 0.98 |  | Outside
NJADRE1554621081 | Administratively Determined Incentive Program | Elizabeth | 7202 | 10 | 2.84 | Residential | Behind the Meter | Yes | Net Metered Residential | Big Wave Roofing and Solar LLC | None | PSE&G | Accepted | 2023-09-11 | 2023-09-28 | 2024-09-28 | Solar Panels | Qcells | Q.PEAK DUO BLK ML-G10+ 405 |  | 0.405 | 7 | 196 | 25 |  | Fixed | Roof
NJADRE1554621086 | Administratively Determined Incentive Program | Elizabeth | 7202 | 10 | 6.48 | Residential | Behind the Meter | Yes | Net Metered Residential | Big Wave Roofing and Solar LLC | None | PSE&G | Accepted | 2023-09-11 | 2023-09-28 | 2024-09-28 | Inverters | Enphase Energy Inc | IQ7PLUS-72-2-US | 290 |  | 16 |  |  | 0.98 |  | Outside
NJADRE1554621086 | Administratively Determined Incentive Program | Elizabeth | 7202 | 10 | 6.48 | Residential | Behind the Meter | Yes | Net Metered Residential | Big Wave Roofing and Solar LLC | None | PSE&G | Accepted | 2023-09-11 | 2023-09-28 | 2024-09-28 | Solar Panels | Qcells | Q.PEAK DUO BLK ML-G10+ 405 |  | 0.405 | 16 | 196 | 25 |  | Fixed | Roof
NJADRE1554621097 | Administratively Determined Incentive Program | Newark | 7104 | 9 | 5.67 | Residential | Behind the Meter | Yes | Net Metered Residential | Trinity Solar | None | PSE&G | Accepted | 2023-09-11 | 2023-09-28 | 2024-09-28 | Inverters | Solar Edge | SE5000H-US | 5000 |  | 1 |  |  | 0.96 |  | Outdoor
NJADRE1554621097 | Administratively Determined Incentive Program | Newark | 7104 | 9 | 5.67 | Residential | Behind the Meter | Yes | Net Metered Residential | Trinity Solar | None | PSE&G | Accepted | 2023-09-11 | 2023-09-28 | 2024-09-28 | Solar Panels | HANWHA 405 (Q.PEAK DUO BLK ML-G10+ 405) | HANWHA 405 (Q.PEAK DUO BLK ML-G10+ 405) |  | 0.405 | 14 | 199 | 27 |  | Fixed | Roof
NJADRE1554621114 | Administratively Determined Incentive Program | Carteret | 7008 | 11 | 19.44 | Residential | Behind the Meter | Yes | Net Metered Residential | Pro Custom Solar dba Momentum Solar | None | PSE&G | Accepted | 2023-09-11 | 2023-09-28 | 2024-09-28 | Inverters | Enphase | IQ8PLUS-72-2-US | 290 |  | 48 |  |  | 0.97 |  | Outdoor
NJADRE1554621114 | Administratively Determined Incentive Program | Carteret | 7008 | 11 | 19.44 | Residential | Behind the Meter | Yes | Net Metered Residential | Pro Custom Solar dba Momentum Solar | None | PSE&G | Accepted | 2023-09-11 | 2023-09-28 | 2024-09-28 | Solar Panels | Hanwha | q.peak duo blk ML-g10+405 |  | 0.405 | 25 | 205 | 21 |  | Fixed | Pole
NJADRE1554621114 | Administratively Determined Incentive Program | Carteret | 7008 | 11 | 19.44 | Residential | Behind the Meter | Yes | Net Metered Residential | Pro Custom Solar dba Momentum Solar | None | PSE&G | Accepted | 2023-09-11 | 2023-09-28 | 2024-09-28 | Solar Panels | Hanwha | q.peak duo blk ML-g10+405 |  | 0.405 | 23 | 25 | 25 |  | Fixed | Roof
NJADRE1554621133 | Administratively Determined Incentive Program | Newark | 7104 | 9 | 7.7 | Residential | Behind the Meter | Yes | Net Metered Residential | Trinity Solar Inc. | None | PSE&G | Accepted | 2023-09-11 | 2023-09-28 | 2024-09-28 | Inverters | Solar Edge | SE6000H-US | 6000 |  | 1 |  |  | 0.96 |  | Outdoor
NJADRE1554621133 | Administratively Determined Incentive Program | Newark | 7104 | 9 | 7.7 | Residential | Behind the Meter | Yes | Net Metered Residential | Trinity Solar Inc. | None | PSE&G | Accepted | 2023-09-11 | 2023-09-28 | 2024-09-28 | Solar Panels | HANWHA 405 (Q.PEAK DUO BLK ML-G10+ 405) | HANWHA 405 (Q.PEAK DUO BLK ML-G10+ 405) |  | 0.405 | 10 | 19 | 27 |  | Fixed | Roof
NJADRE1554621133 | Administratively Determined Incentive Program | Newark | 7104 | 9 | 7.7 | Residential | Behind the Meter | Yes | Net Metered Residential | Trinity Solar Inc. | None | PSE&G | Accepted | 2023-09-11 | 2023-09-28 | 2024-09-28 | Solar Panels | HANWHA 405 (Q.PEAK DUO BLK ML-G10+ 405) | HANWHA 405 (Q.PEAK DUO BLK ML-G10+ 405) |  | 0.405 | 9 | 109 | 27 |  | Fixed | Roof
NJADRE1554621152 | Administratively Determined Incentive Program | Port Murray | 7865 | 2 | 16.65 | Residential | Behind the Meter | No | Net Metered Residential | Vision Solar LLC | None | JCP&L | Accepted | 2023-09-11 | 2023-09-28 | 2024-09-28 | Inverters | Solar Edge | SE11400H-USRGM | 11 |  | 1 |  |  | 0.97 |  | Outside
NJADRE1554621152 | Administratively Determined Incentive Program | Port Murray | 7865 | 2 | 16.65 | Residential | Behind the Meter | No | Net Metered Residential | Vision Solar LLC | None | JCP&L | Accepted | 2023-09-11 | 2023-09-28 | 2024-09-28 | Solar Panels | Znshine Solar | ZXM6-NH120-370/M |  | 0.37 | 19 | 238 | 12 |  | Fixed | Roof
NJADRE1554621152 | Administratively Determined Incentive Program | Port Murray | 7865 | 2 | 16.65 | Residential | Behind the Meter | No | Net Metered Residential | Vision Solar LLC | None | JCP&L | Accepted | 2023-09-11 | 2023-09-28 | 2024-09-28 | Solar Panels | Znshine Solar | ZXM6-NH120-370/M |  | 0.37 | 26 | 58 | 12 |  | Fixed | Roof
NJADRE1554621184 | Administratively Determined Incentive Program | Ocean View | 8230 | 21 | 17.28 | Commercial | Behind the Meter | No | Small Net-Metered Non-Residential located on Rooftop, Carport, Canopy and Floating Solar | Geoscape Solar | None | AC Electric | Accepted | 2023-09-12 | 2023-10-02 | 2024-10-02 | Inverters | Solaredge | SE7600H-US | 7600 |  | 1 |  |  | 0.99 |  | Outside
NJADRE1554621184 | Administratively Determined Incentive Program | Ocean View | 8230 | 21 | 17.28 | Commercial | Behind the Meter | No | Small Net-Metered Non-Residential located on Rooftop, Carport, Canopy and Floating Solar | Geoscape Solar | None | AC Electric | Accepted | 2023-09-12 | 2023-10-02 | 2024-10-02 | Inverters | Solaredge | SE6000H-US | 6000 |  | 1 |  |  | 0.99 |  | Outside
NJADRE1554621184 | Administratively Determined Incentive Program | Ocean View | 8230 | 21 | 17.28 | Commercial | Behind the Meter | No | Small Net-Metered Non-Residential located on Rooftop, Carport, Canopy and Floating Solar | Geoscape Solar | None | AC Electric | Accepted | 2023-09-12 | 2023-10-02 | 2024-10-02 | Solar Panels | Hanwha Q Cell | Q PEAK DUO XL - G10.2 |  | 0.48 | 36 | 121 | 14 |  | Fixed | Roof
NJADRE1554621193 | Administratively Determined Incentive Program | MYSTIC ISLANDS | 8087 | 18 | 4.46 | Residential | Behind the Meter | No | Net Metered Residential | Freedom Forever New Jersey LLC | None | AC Electric | Accepted | 2023-09-11 | 2023-09-28 | 2024-09-28 | Inverters | Enphase | IQ8PLUS-72-2-US | 290 |  | 11 |  |  | 0.99 |  | Outdoor
NJADRE1554621193 | Administratively Determined Incentive Program | MYSTIC ISLANDS | 8087 | 18 | 4.46 | Residential | Behind the Meter | No | Net Metered Residential | Freedom Forever New Jersey LLC | None | AC Electric | Accepted | 2023-09-11 | 2023-09-28 | 2024-09-28 | Solar Panels | REC Solar | REC405AA PURE |  | 0.405 | 11 | 111 | 27 |  | Fixed | Roof
NJADRE1554621201 | Administratively Determined Incentive Program | NEWARK | 7105 | 9 | 6.8 | Residential | Behind the Meter | Yes | Net Metered Residential | Big Wave Roofing and Solar LLC | None | PSE&G | Accepted | 2023-09-11 | 2023-09-28 | 2024-09-28 | Inverters | Enphase Energy Inc | IQ7PLUS-72-2-US | 290 |  | 17 |  |  | 0.98 |  | Outside
NJADRE1554621201 | Administratively Determined Incentive Program | NEWARK | 7105 | 9 | 6.8 | Residential | Behind the Meter | Yes | Net Metered Residential | Big Wave Roofing and Solar LLC | None | PSE&G | Accepted | 2023-09-11 | 2023-09-28 | 2024-09-28 | Solar Panels | Hanwha Q Cells | Q.PEAK DUO BLK ML-G10+ 400 |  | 0.4 | 17 | 212 | 22 |  | Fixed | Roof
NJADRE1554621225 | Administratively Determined Incentive Program | Port Murray | 7865 | 2 | 16.65 | Residential | Behind the Meter | No | Net Metered Residential | Vision Solar LLC | None | JCP&L | Accepted | 2023-09-11 | 2023-09-28 | 2024-09-28 | Inverters | Solar Edge | SE11400H-USRGM | 11400 |  | 1 |  |  | 0.97 |  | Outside
NJADRE1554621225 | Administratively Determined Incentive Program | Port Murray | 7865 | 2 | 16.65 | Residential | Behind the Meter | No | Net Metered Residential | Vision Solar LLC | None | JCP&L | Accepted | 2023-09-11 | 2023-09-28 | 2024-09-28 | Solar Panels | Znshine Solar | ZXM6-NH120-370/M |  | 0.37 | 45 | 238 | 12 |  | Fixed | Roof
NJADRE1554621227 | Administratively Determined Incentive Program | Vineland | 8360 | 20 | 8.25 | Residential | Behind the Meter | Yes | Net Metered Residential | Sunrun Installation Services, Inc. | None | Vineland Muni Electric | Accepted | 2023-09-11 | 2023-09-28 | 2024-09-28 | Inverters | SolarEdge Technologies | SE6000H-USSN | 6000 |  | 1 |  |  | 0.96 |  | Outdoor | Next To Meter
NJADRE1554621227 | Administratively Determined Incentive Program | Vineland | 8360 | 20 | 8.25 | Residential | Behind the Meter | Yes | Net Metered Residential | Sunrun Installation Services, Inc. | None | Vineland Muni Electric | Accepted | 2023-09-11 | 2023-09-28 | 2024-09-28 | Solar Panels | Vikram Solar | VSMDHT.60.375.05 |  | 0.375 | 22 | 184 | 22 |  | Fixed | Roof
NJADRE1554621241 | Administratively Determined Incentive Program | Newark | 7106 | 9 | 6.29 | Residential | Behind the Meter | No | Net Metered Residential | Vision Solar LLC | None | PSE&G | Accepted | 2023-09-11 | 2023-09-28 | 2024-09-28 | Inverters | Solaredge | SE6000H-USRGM | 6000 |  | 1 |  |  | 0.97 |  | Outdoor | side of house
NJADRE1554621241 | Administratively Determined Incentive Program | Newark | 7106 | 9 | 6.29 | Residential | Behind the Meter | No | Net Metered Residential | Vision Solar LLC | None | PSE&G | Accepted | 2023-09-11 | 2023-09-28 | 2024-09-28 | Solar Panels | ZNSHINE | ZXM6-NH120-370/M |  | 0.37 | 7 | 287 | 3 |  | Fixed | Roof
NJADRE1554621241 | Administratively Determined Incentive Program | Newark | 7106 | 9 | 6.29 | Residential | Behind the Meter | No | Net Metered Residential | Vision Solar LLC | None | PSE&G | Accepted | 2023-09-11 | 2023-09-28 | 2024-09-28 | Solar Panels | ZNSHINE | ZXM6-NH120-370/M |  | 0.37 | 6 | 198 | 33 |  | Fixed | Roof
NJADRE1554621241 | Administratively Determined Incentive Program | Newark | 7106 | 9 | 6.29 | Residential | Behind the Meter | No | Net Metered Residential | Vision Solar LLC | None | PSE&G | Accepted | 2023-09-11 | 2023-09-28 | 2024-09-28 | Solar Panels | ZNSHINE | ZXM6-NH120-370/M |  | 0.37 | 4 | 18 | 33 |  | Fixed | Roof
NJADRE1554621242 | Administratively Determined Incentive Program | Nutley Town | 7110 | 9 | 7.6 | Residential | Behind the Meter | No | Net Metered Residential | Freedom Forever New Jersey LLC | None | PSE&G | Accepted | 2023-09-11 | 2023-09-28 | 2024-09-28 | Inverters | Solar Edge | SE5000H-USRGM | 5000 |  | 1 |  |  | 0.99 |  | Outdoor
NJADRE1554621242 | Administratively Determined Incentive Program | Nutley Town | 7110 | 9 | 7.6 | Residential | Behind the Meter | No | Net Metered Residential | Freedom Forever New Jersey LLC | None | PSE&G | Accepted | 2023-09-11 | 2023-09-28 | 2024-09-28 | Solar Panels | Freedom Forever | FF-MP-BBB-400 |  | 0.4 | 6 | 126 | 40 |  | Fixed | Roof
NJADRE1554621242 | Administratively Determined Incentive Program | Nutley Town | 7110 | 9 | 7.6 | Residential | Behind the Meter | No | Net Metered Residential | Freedom Forever New Jersey LLC | None | PSE&G | Accepted | 2023-09-11 | 2023-09-28 | 2024-09-28 | Solar Panels | Freedom Forever | FF-MP-BBB-400 |  | 0.4 | 8 | 306 | 14 |  | Fixed | Roof
NJADRE1554621242 | Administratively Determined Incentive Program | Nutley Town | 7110 | 9 | 7.6 | Residential | Behind the Meter | No | Net Metered Residential | Freedom Forever New Jersey LLC | None | PSE&G | Accepted | 2023-09-11 | 2023-09-28 | 2024-09-28 | Solar Panels | Freedom Forever | FF-MP-BBB-400 |  | 0.4 | 5 | 126 | 18 |  | Fixed | Roof
NJADRE1554621262 | Administratively Determined Incentive Program | Teaneck | 7666 | 7 | 2.84 | Residential | Behind the Meter | Yes | Net Metered Residential | Pro Custom Solar dba Momentum Solar | None | PSE&G | Accepted | 2023-09-11 | 2023-09-29 | 2024-09-29 | Solar Panels | hanwha | Â Q. PEAK DUO BLK-G10+405 |  | 0.405 | 7 | 206 | 32 |  | Fixed | Roof
NJADRE1554621262 | Administratively Determined Incentive Program | Teaneck | 7666 | 7 | 2.84 | Residential | Behind the Meter | Yes | Net Metered Residential | Pro Custom Solar dba Momentum Solar | None | PSE&G | Accepted | 2023-09-11 | 2023-09-29 | 2024-09-29 | Inverters | enphase | IQ8PLUS-72-2-US | 290 |  | 7 |  |  | 0.97 |  | Outdoor
NJADRE1554621273 | Administratively Determined Incentive Program | Camden | 8104 | 14 | 5.94 | Residential | Behind the Meter | Yes | Net Metered Residential | Vision Solar LLC | None | PSE&G | Accepted | 2023-09-13 | 2023-10-11 | 2024-10-11 | Inverters | ENPHASE | IQ7-60-2-US | 240 |  | 15 |  |  | 0.97 |  | Outdoor
NJADRE1554621273 | Administratively Determined Incentive Program | Camden | 8104 | 14 | 5.94 | Residential | Behind the Meter | Yes | Net Metered Residential | Vision Solar LLC | None | PSE&G | Accepted | 2023-09-13 | 2023-10-11 | 2024-10-11 | Solar Panels | LG SOLAR | LG330N1C-A5 |  | 0.396 | 15 | 85 | 11 |  | Fixed | Roof
NJADRE1554621348 | Administratively Determined Incentive Program | Hillside Township | 7205 | 10 | 11.02 | Residential | Behind the Meter | Yes | Net Metered Residential | Freedom Forever New Jersey LLC | None | PSE&G | Accepted | 2023-09-11 | 2023-09-29 | 2024-09-29 | Inverters | Solar Edge | SE7600H-USRGM | 7600 |  | 1 |  |  | 0.99 |  | Outdoor
NJADRE1554621348 | Administratively Determined Incentive Program | Hillside Township | 7205 | 10 | 11.02 | Residential | Behind the Meter | Yes | Net Metered Residential | Freedom Forever New Jersey LLC | None | PSE&G | Accepted | 2023-09-11 | 2023-09-29 | 2024-09-29 | Solar Panels | JInko Solar | JKM380M-6RL3-B |  | 0.38 | 8 | 172 | 6 |  | Fixed | Roof
NJADRE1554621348 | Administratively Determined Incentive Program | Hillside Township | 7205 | 10 | 11.02 | Residential | Behind the Meter | Yes | Net Metered Residential | Freedom Forever New Jersey LLC | None | PSE&G | Accepted | 2023-09-11 | 2023-09-29 | 2024-09-29 | Solar Panels | Jinko Solar | JKM380M-6RL3-B |  | 0.38 | 6 | 172 | 12 |  | Fixed | Roof
NJADRE1554621348 | Administratively Determined Incentive Program | Hillside Township | 7205 | 10 | 11.02 | Residential | Behind the Meter | Yes | Net Metered Residential | Freedom Forever New Jersey LLC | None | PSE&G | Accepted | 2023-09-11 | 2023-09-29 | 2024-09-29 | Solar Panels | JInko Solar | JKM380M-6RL3-B |  | 0.38 | 7 | 172 | 40 |  | Fixed | Roof
NJADRE1554621348 | Administratively Determined Incentive Program | Hillside Township | 7205 | 10 | 11.02 | Residential | Behind the Meter | Yes | Net Metered Residential | Freedom Forever New Jersey LLC | None | PSE&G | Accepted | 2023-09-11 | 2023-09-29 | 2024-09-29 | Solar Panels | Jinko Solar | JKM380M-6RL3-B |  | 0.38 | 8 | 352 | 12 |  | Fixed | Roof
NJADRE1554621437 | Administratively Determined Incentive Program | Nutley Town | 7110 | 9 | 7.56 | Residential | Behind the Meter | No | Net Metered Residential | EMT Renewables | None | PSE&G | Accepted | 2023-09-11 | 2023-09-29 | 2024-09-29 | Inverters | ENPHASE | IQ7x | 315 |  | 18 |  |  | 0.98 |  | Other | under each panel
NJADRE1554621437 | Administratively Determined Incentive Program | Nutley Town | 7110 | 9 | 7.56 | Residential | Behind the Meter | No | Net Metered Residential | EMT Renewables | None | PSE&G | Accepted | 2023-09-11 | 2023-09-29 | 2024-09-29 | Solar Panels | REC ALPHA | REC 420 |  | 0.42 | 18 | 180 | 40 |  | Fixed | Roof
NJADRE1554621501 | Administratively Determined Incentive Program | Edison | 8817 | 11 | 3.33 | Residential | Behind the Meter | Yes | Net Metered Residential | Vision Solar LLC | None | PSE&G | Accepted | 2023-09-11 | 2023-09-29 | 2024-09-29 | Inverters | Solaredge | SE3800H-USRGM | 4 |  | 1 |  |  | 0.97 |  | Outdoor | side of house
NJADRE1554621501 | Administratively Determined Incentive Program | Edison | 8817 | 11 | 3.33 | Residential | Behind the Meter | Yes | Net Metered Residential | Vision Solar LLC | None | PSE&G | Accepted | 2023-09-11 | 2023-09-29 | 2024-09-29 | Solar Panels | ZNSHINE | ZXM6-NH120-370/M |  | 0.37 | 9 | 170 | 39 |  | Fixed | Roof
NJADRE1554621550 | Administratively Determined Incentive Program | Jersey City | 7305 | 8 | 4.4 | Residential | Behind the Meter | Yes | Net Metered Residential | Venture Solar | None | PSE&G | Accepted | 2023-09-11 | 2023-09-29 | 2024-09-29 | Inverters | Enphase | IQ8PLUS-72-2-US (240V) | 290 |  | 11 |  |  | 0.98 |  | Outdoor
NJADRE1554621550 | Administratively Determined Incentive Program | Jersey City | 7305 | 8 | 4.4 | Residential | Behind the Meter | Yes | Net Metered Residential | Venture Solar | None | PSE&G | Accepted | 2023-09-11 | 2023-09-29 | 2024-09-29 | Solar Panels | Hanwha | Q.PEAK DUO BLK ML-G10+ 400 |  | 0.4 | 9 | 120 | 15 |  | Fixed | Roof
NJADRE1554621550 | Administratively Determined Incentive Program | Jersey City | 7305 | 8 | 4.4 | Residential | Behind the Meter | Yes | Net Metered Residential | Venture Solar | None | PSE&G | Accepted | 2023-09-11 | 2023-09-29 | 2024-09-29 | Solar Panels | Hanwha | Q.PEAK DUO BLK ML-G10+ 400 |  | 0.4 | 2 | 114 | 16 |  | Fixed | Roof
NJADRE1554621584 | Administratively Determined Incentive Program | Willingboro | 8046 | 13 | 4.81 | Residential | Behind the Meter | Yes | Net Metered Residential | Vision Solar LLC | None | PSE&G | Accepted | 2023-09-11 | 2023-09-29 | 2024-09-29 | Inverters | Solar Edge | SE 6000H-USRGM | 4 |  | 1 |  |  | 0.97 |  | Outdoor | Side of the House
NJADRE1554621584 | Administratively Determined Incentive Program | Willingboro | 8046 | 13 | 4.81 | Residential | Behind the Meter | Yes | Net Metered Residential | Vision Solar LLC | None | PSE&G | Accepted | 2023-09-11 | 2023-09-29 | 2024-09-29 | Solar Panels | ZNSHINE SOLAR | ZXM6-NH-370/M |  | 0.37 | 11 | 35 | 40 |  | Fixed | Roof
NJADRE1554621584 | Administratively Determined Incentive Program | Willingboro | 8046 | 13 | 4.81 | Residential | Behind the Meter | Yes | Net Metered Residential | Vision Solar LLC | None | PSE&G | Accepted | 2023-09-11 | 2023-09-29 | 2024-09-29 | Solar Panels | ZNSHINE SOLAR | ZXM-NH-370/M |  | 0.37 | 2 | 37 | 17 |  | Fixed | Roof
NJADRE1554621605 | Administratively Determined Incentive Program | Pennsauken | 8110 | 14 | 7.4 | Residential | Behind the Meter | No | Net Metered Residential | Ad Energy | None | PSE&G | Accepted | 2023-09-11 | 2023-09-29 | 2024-09-29 | Inverters | SunPower | IQ7HS | 384 |  | 17 |  |  | 0.97 |  | Outdoor | At each panel
NJADRE1554621605 | Administratively Determined Incentive Program | Pennsauken | 8110 | 14 | 7.4 | Residential | Behind the Meter | No | Net Metered Residential | Ad Energy | None | PSE&G | Accepted | 2023-09-11 | 2023-09-29 | 2024-09-29 | Solar Panels | SunPower | SPR-M435- H-AC |  | 0.435 | 8 | 147 | 34 |  | Fixed | Roof
NJADRE1554621605 | Administratively Determined Incentive Program | Pennsauken | 8110 | 14 | 7.4 | Residential | Behind the Meter | No | Net Metered Residential | Ad Energy | None | PSE&G | Accepted | 2023-09-11 | 2023-09-29 | 2024-09-29 | Solar Panels | SunPower | SPR-M435- H-AC |  | 0.435 | 9 | 327 | 27 |  | Fixed | Roof
NJADRE1554621644 | Administratively Determined Incentive Program | Paterson | 7514 | 6 | 4.35 | Residential | Behind the Meter | Yes | Net Metered Residential | Sunrun Installation Services, Inc. | None | PSE&G | Accepted | 2023-09-11 | 2023-09-29 | 2024-09-29 | Inverters | SolarEdge Technologies | SE3800H-USMN | 3800 |  | 1 |  |  | 0.96 |  | Outdoor | Next To Meter
NJADRE1554621644 | Administratively Determined Incentive Program | Paterson | 7514 | 6 | 4.35 | Residential | Behind the Meter | Yes | Net Metered Residential | Sunrun Installation Services, Inc. | None | PSE&G | Accepted | 2023-09-11 | 2023-09-29 | 2024-09-29 | Solar Panels | Trina Solar | TSM-395DE09C.07 |  | 0.395 | 4 | 14 | 38 |  | Fixed | Roof
NJADRE1554621644 | Administratively Determined Incentive Program | Paterson | 7514 | 6 | 4.35 | Residential | Behind the Meter | Yes | Net Metered Residential | Sunrun Installation Services, Inc. | None | PSE&G | Accepted | 2023-09-11 | 2023-09-29 | 2024-09-29 | Solar Panels | Trina Solar | TSM-395DE09C.07 |  | 0.395 | 3 | 284 | 15 |  | Fixed | Roof
NJADRE1554621644 | Administratively Determined Incentive Program | Paterson | 7514 | 6 | 4.35 | Residential | Behind the Meter | Yes | Net Metered Residential | Sunrun Installation Services, Inc. | None | PSE&G | Accepted | 2023-09-11 | 2023-09-29 | 2024-09-29 | Solar Panels | Trina Solar | TSM-395DE09C.07 |  | 0.395 | 4 | 193 | 38 |  | Fixed | Roof
NJADRE1554621644 | Administratively Determined Incentive Program | Paterson | 7514 | 6 | 4.35 | Residential | Behind the Meter | Yes | Net Metered Residential | Sunrun Installation Services, Inc. | None | PSE&G | Accepted | 2023-09-11 | 2023-09-29 | 2024-09-29 | Electric Storage Battery | Tesla | Powerwall 2 AC |  |  | 1 |  |  |  | Lithium Ion |  | inside
NJADRE1554621653 | Administratively Determined Incentive Program | Hightstown | 8520 | 12 | 7.03 | Residential | Behind the Meter | No | Net Metered Residential | Vision Solar LLC | None | JCP&L | Accepted | 2023-09-11 | 2023-09-29 | 2024-09-29 | Inverters | Solar Edge | SE6000H-USRGM | 6 |  | 1 |  |  | 0.97 |  | Outside
NJADRE1554621653 | Administratively Determined Incentive Program | Hightstown | 8520 | 12 | 7.03 | Residential | Behind the Meter | No | Net Metered Residential | Vision Solar LLC | None | JCP&L | Accepted | 2023-09-11 | 2023-09-29 | 2024-09-29 | Solar Panels | Znshine Solar | ZXM6-NH120-370/M |  | 0.37 | 16 | 10 | 23 |  | Fixed | Roof
NJADRE1554621653 | Administratively Determined Incentive Program | Hightstown | 8520 | 12 | 7.03 | Residential | Behind the Meter | No | Net Metered Residential | Vision Solar LLC | None | JCP&L | Accepted | 2023-09-11 | 2023-09-29 | 2024-09-29 | Solar Panels | Znshine Solar | ZXM6-NH120-370/M |  | 0.37 | 3 | 190 | 23 |  | Fixed | Roof
NJADRE1554621902 | Administratively Determined Incentive Program | Elizabeth City | 7208 | 10 | 5.88 | Residential | Behind the Meter | No | Net Metered Residential | EMT Renewables | None | PSE&G | Accepted | 2023-09-11 | 2023-09-29 | 2024-09-29 | Inverters | ENPHASE | IQ7x | 315 |  | 14 |  |  | 0.98 |  | Other | UNDER EACH PANEL
NJADRE1554621902 | Administratively Determined Incentive Program | Elizabeth City | 7208 | 10 | 5.88 | Residential | Behind the Meter | No | Net Metered Residential | EMT Renewables | None | PSE&G | Accepted | 2023-09-11 | 2023-09-29 | 2024-09-29 | Solar Panels | REC ALPHA | REC 420 |  | 0.42 | 14 | 124 | 38 |  | Fixed | Roof
NJADRE1554621920 | Administratively Determined Incentive Program | South Orange Village TWP | 7079 | 9 | 5.55 | Residential | Behind the Meter | No | Net Metered Residential | Vision Solar LLC | None | PSE&G | Accepted | 2023-09-11 | 2023-09-29 | 2024-09-29 | Inverters | Solar Edge | SE3800H-USRGM | 4 |  | 1 |  |  | 0.97 |  | Outside
NJADRE1554621920 | Administratively Determined Incentive Program | South Orange Village TWP | 7079 | 9 | 5.55 | Residential | Behind the Meter | No | Net Metered Residential | Vision Solar LLC | None | PSE&G | Accepted | 2023-09-11 | 2023-09-29 | 2024-09-29 | Solar Panels | Znshine Solar | ZXM6-NH120-370/M |  | 0.37 | 7 | 218 | 45 |  | Fixed | Roof
NJADRE1554621920 | Administratively Determined Incentive Program | South Orange Village TWP | 7079 | 9 | 5.55 | Residential | Behind the Meter | No | Net Metered Residential | Vision Solar LLC | None | PSE&G | Accepted | 2023-09-11 | 2023-09-29 | 2024-09-29 | Solar Panels | Znshine Solar | ZXM6-NH120-370/M |  | 0.37 | 8 | 38 | 45 |  | Fixed | Roof
NJADRE1554621981 | Administratively Determined Incentive Program | Madison | 7940 | 3 | 9.62 | Residential | Behind the Meter | No | Net Metered Residential | Vision Solar LLC | None | Borough of Madison | Accepted | 2023-09-11 | 2023-09-29 | 2024-09-29 | Inverters | Solar Edge | SE7600H-USRGM | 8 |  | 1 |  |  | 0.97 |  | Outside
NJADRE1554621981 | Administratively Determined Incentive Program | Madison | 7940 | 3 | 9.62 | Residential | Behind the Meter | No | Net Metered Residential | Vision Solar LLC | None | Borough of Madison | Accepted | 2023-09-11 | 2023-09-29 | 2024-09-29 | Solar Panels | Znshine Solar | ZXM6-NH120-370/M |  | 0.37 | 15 | 75 | 40 |  | Fixed | Roof
NJADRE1554621981 | Administratively Determined Incentive Program | Madison | 7940 | 3 | 9.62 | Residential | Behind the Meter | No | Net Metered Residential | Vision Solar LLC | None | Borough of Madison | Accepted | 2023-09-11 | 2023-09-29 | 2024-09-29 | Solar Panels | Znshine Solar | ZXM6-NH120-370/M |  | 0.37 | 11 | 225 | 40 |  | Fixed | Roof
NJADRE1554622417 | Administratively Determined Incentive Program | Plainfield | 7060 | 10 | 7.13 | Residential | Behind the Meter | Yes | Net Metered Residential | Sunrun Installation Services, Inc. | None | PSE&G | Accepted | 2023-09-11 | 2023-09-29 | 2024-09-29 | Inverters | SolarEdge Technologies | SE6000H-USSN | 6000 |  | 1 |  |  | 0.96 |  | Outdoor | Next To Meter
NJADRE1554622417 | Administratively Determined Incentive Program | Plainfield | 7060 | 10 | 7.13 | Residential | Behind the Meter | Yes | Net Metered Residential | Sunrun Installation Services, Inc. | None | PSE&G | Accepted | 2023-09-11 | 2023-09-29 | 2024-09-29 | Solar Panels | Vikram Solar | VSMDHT.60.375.05 |  | 0.375 | 5 | 316 | 20 |  | Fixed | Roof
NJADRE1554622417 | Administratively Determined Incentive Program | Plainfield | 7060 | 10 | 7.13 | Residential | Behind the Meter | Yes | Net Metered Residential | Sunrun Installation Services, Inc. | None | PSE&G | Accepted | 2023-09-11 | 2023-09-29 | 2024-09-29 | Solar Panels | Vikram Solar | VSMDHT.60.375.05 |  | 0.375 | 14 | 135 | 37 |  | Fixed | Roof
NJADRE1554622417 | Administratively Determined Incentive Program | Plainfield | 7060 | 10 | 7.13 | Residential | Behind the Meter | Yes | Net Metered Residential | Sunrun Installation Services, Inc. | None | PSE&G | Accepted | 2023-09-11 | 2023-09-29 | 2024-09-29 | Electric Storage Battery | Tesla | Powerwall 2 AC |  |  | 1 |  |  |  | Lithium Ion |  | inside
NJADRE1554622562 | Administratively Determined Incentive Program | City of Orange | 7050 | 9 | 4.13 | Residential | Behind the Meter | Yes | Net Metered Residential | Sunrun Installation Services, Inc. | None | PSE&G | Accepted | 2023-09-11 | 2023-10-02 | 2024-10-02 | Inverters | SolarEdge Technologies | SE3800H-USSN | 3800 |  | 1 |  |  | 0.96 |  | Outdoor | Next To Meter
NJADRE1554622562 | Administratively Determined Incentive Program | City of Orange | 7050 | 9 | 4.13 | Residential | Behind the Meter | Yes | Net Metered Residential | Sunrun Installation Services, Inc. | None | PSE&G | Accepted | 2023-09-11 | 2023-10-02 | 2024-10-02 | Solar Panels | Vikram Solar | VSMDHT.60.375.05 |  | 0.375 | 11 | 218 | 41 |  | Fixed | Roof
NJADRE1554622590 | Administratively Determined Incentive Program | Plainfield | 7063 | 10 | 3.56 | Residential | Behind the Meter | Yes | Net Metered Residential | Sunrun Installation Services, Inc. | None | PSE&G | Accepted | 2023-09-11 | 2023-10-02 | 2024-10-02 | Inverters | SolarEdge Technologies | SE3800H-USMN | 3800 |  | 1 |  |  | 0.96 |  | Outdoor | Next To Meter
NJADRE1554622590 | Administratively Determined Incentive Program | Plainfield | 7063 | 10 | 3.56 | Residential | Behind the Meter | Yes | Net Metered Residential | Sunrun Installation Services, Inc. | None | PSE&G | Accepted | 2023-09-11 | 2023-10-02 | 2024-10-02 | Solar Panels | Trina Solar | TSM-395DE09C.07 |  | 0.395 | 5 | 320 | 31 |  | Fixed | Roof
NJADRE1554622590 | Administratively Determined Incentive Program | Plainfield | 7063 | 10 | 3.56 | Residential | Behind the Meter | Yes | Net Metered Residential | Sunrun Installation Services, Inc. | None | PSE&G | Accepted | 2023-09-11 | 2023-10-02 | 2024-10-02 | Solar Panels | Trina Solar | TSM-395DE09C.07 |  | 0.395 | 4 | 140 | 30 |  | Fixed | Roof
NJADRE1554622590 | Administratively Determined Incentive Program | Plainfield | 7063 | 10 | 3.56 | Residential | Behind the Meter | Yes | Net Metered Residential | Sunrun Installation Services, Inc. | None | PSE&G | Accepted | 2023-09-11 | 2023-10-02 | 2024-10-02 | Electric Storage Battery | Tesla | Powerwall 2 AC |  |  | 1 |  |  |  | Lithium Ion |  | inside
NJADRE1554626681 | Administratively Determined Incentive Program | Fairview, New Jersey | 7022 | 7 | 7.2 | Residential | Behind the Meter | Yes | Net Metered Residential | Suntuity Solar LLC | None | PSE&G | Accepted | 2023-09-12 | 2023-10-02 | 2024-10-02 | Inverters | (18) ENPHASE | IQ8PLUS-72-2-US | 290 |  | 18 |  |  | 0.97 |  | Outdoor | Behind the PV modules
NJADRE1554626681 | Administratively Determined Incentive Program | Fairview, New Jersey | 7022 | 7 | 7.2 | Residential | Behind the Meter | Yes | Net Metered Residential | Suntuity Solar LLC | None | PSE&G | Accepted | 2023-09-12 | 2023-10-02 | 2024-10-02 | Solar Panels | (18) SILFAB | PRIME SIL-400 HC+ |  | 0.4 | 18 | 100 | 22 |  | Fixed | Roof
NJADRE1554627064 | Administratively Determined Incentive Program | Franklin Twp | 8873 | 5 | 12 | Residential | Behind the Meter | Yes | Net Metered Residential | SunnyMac LLC | None | PSE&G | Accepted | 2023-09-14 | 2023-10-04 | 2024-10-04 | Solar Panels | HANWHA | Q.PEAK DUO BLK ML-G10+400 |  | 0.4 | 15 | 221 | 19 |  | Fixed | Roof
NJADRE1554627064 | Administratively Determined Incentive Program | Franklin Twp | 8873 | 5 | 12 | Residential | Behind the Meter | Yes | Net Metered Residential | SunnyMac LLC | None | PSE&G | Accepted | 2023-09-14 | 2023-10-04 | 2024-10-04 | Solar Panels | HANWHA | Q.PEAK DUO BLK ML-G10+400 |  | 0.4 | 15 | 41 | 19 |  | Fixed | Roof
NJADRE1554627064 | Administratively Determined Incentive Program | Franklin Twp | 8873 | 5 | 12 | Residential | Behind the Meter | Yes | Net Metered Residential | SunnyMac LLC | None | PSE&G | Accepted | 2023-09-14 | 2023-10-04 | 2024-10-04 | Inverters | Solaredge | SE10000H-US | 10000 |  | 1 |  |  | 0.99 |  | Outdoor | next to meter
NJADRE1554627121 | Administratively Determined Incentive Program | Westampton | 8060 | 13 | 9.88 | Residential | Behind the Meter | Yes | Net Metered Residential | Sunrun Installation Services, Inc. | None | PSE&G | Accepted | 2023-09-12 | 2023-10-04 | 2024-10-04 | Inverters | SolarEdge Technologies | SE7600H-USSN | 7600 |  | 1 |  |  | 0.96 |  | Outdoor | Next To Meter
NJADRE1554627121 | Administratively Determined Incentive Program | Westampton | 8060 | 13 | 9.88 | Residential | Behind the Meter | Yes | Net Metered Residential | Sunrun Installation Services, Inc. | None | PSE&G | Accepted | 2023-09-12 | 2023-10-04 | 2024-10-04 | Solar Panels | Trina Solar | TSM-395DE09C.07 |  | 0.395 | 20 | 199 | 27 |  | Fixed | Roof
NJADRE1554627121 | Administratively Determined Incentive Program | Westampton | 8060 | 13 | 9.88 | Residential | Behind the Meter | Yes | Net Metered Residential | Sunrun Installation Services, Inc. | None | PSE&G | Accepted | 2023-09-12 | 2023-10-04 | 2024-10-04 | Solar Panels | Trina Solar | TSM-395DE09C.07 |  | 0.395 | 5 | 19 | 27 |  | Fixed | Roof
NJADRE1554627135 | Administratively Determined Incentive Program | West Atco | 8004 | 14 | 8.4 | Residential | Behind the Meter | Yes | Net Metered Residential | EMT Renewables | None | AC Electric | Accepted | 2023-09-12 | 2023-10-02 | 2024-10-02 | Inverters | ENPHASE | IQ7x | 315 |  | 20 |  |  | 0.98 |  | Other | UNDER EACH PANEL
NJADRE1554627135 | Administratively Determined Incentive Program | West Atco | 8004 | 14 | 8.4 | Residential | Behind the Meter | Yes | Net Metered Residential | EMT Renewables | None | AC Electric | Accepted | 2023-09-12 | 2023-10-02 | 2024-10-02 | Solar Panels | REC ALPHA | REC 420 |  | 0.42 | 8 | 283 | 22 |  | Fixed | Roof
NJADRE1554627135 | Administratively Determined Incentive Program | West Atco | 8004 | 14 | 8.4 | Residential | Behind the Meter | Yes | Net Metered Residential | EMT Renewables | None | AC Electric | Accepted | 2023-09-12 | 2023-10-02 | 2024-10-02 | Solar Panels | REC ALPHA | REC 420 |  | 0.42 | 8 | 103 | 22 |  | Fixed | Roof
NJADRE1554627135 | Administratively Determined Incentive Program | West Atco | 8004 | 14 | 8.4 | Residential | Behind the Meter | Yes | Net Metered Residential | EMT Renewables | None | AC Electric | Accepted | 2023-09-12 | 2023-10-02 | 2024-10-02 | Solar Panels | REC ALPHA | REC 420 |  | 0.42 | 4 | 102 | 35 |  | Fixed | Roof
NJADRE1554627146 | Administratively Determined Incentive Program | Vauxhall, New Jersey | 7088 | 10 | 5.2 | Residential | Behind the Meter | Yes | Net Metered Residential | Suntuity Solar LLC | None | PSE&G | Accepted | 2023-09-12 | 2023-10-02 | 2024-10-02 | Inverters | (13) ENPHASE | IQ8PLUS-72-2-US | 290 |  | 13 |  |  | 0.97 |  | Outdoor | Behind the PV modules
NJADRE1554627146 | Administratively Determined Incentive Program | Vauxhall, New Jersey | 7088 | 10 | 5.2 | Residential | Behind the Meter | Yes | Net Metered Residential | Suntuity Solar LLC | None | PSE&G | Accepted | 2023-09-12 | 2023-10-02 | 2024-10-02 | Solar Panels | (13) CANADIAN | SOLAR CS6R-400MS-HL |  | 0.4 | 10 | 36 | 34 |  | Fixed | Roof
NJADRE1554627146 | Administratively Determined Incentive Program | Vauxhall, New Jersey | 7088 | 10 | 5.2 | Residential | Behind the Meter | Yes | Net Metered Residential | Suntuity Solar LLC | None | PSE&G | Accepted | 2023-09-12 | 2023-10-02 | 2024-10-02 | Solar Panels | (13) CANADIAN | SOLAR CS6R-400MS-HL |  | 0.4 | 3 | 216 | 34 |  | Fixed | Roof
NJADRE1554627154 | Administratively Determined Incentive Program | Westfield | 7090 | 10 | 10.53 | Residential | Behind the Meter | No | Net Metered Residential | Whitman Construction, LLC | None | PSE&G | Accepted | 2023-09-12 | 2023-10-02 | 2024-10-02 | Solar Panels | hanwha | q cell 405s |  | 0.405 | 5 | 37 | 51 |  | Fixed | Roof
NJADRE1554627154 | Administratively Determined Incentive Program | Westfield | 7090 | 10 | 10.53 | Residential | Behind the Meter | No | Net Metered Residential | Whitman Construction, LLC | None | PSE&G | Accepted | 2023-09-12 | 2023-10-02 | 2024-10-02 | Solar Panels | hanwha | q cell 405s |  | 0.405 | 16 | 127 | 51 |  | Fixed | Roof
NJADRE1554627154 | Administratively Determined Incentive Program | Westfield | 7090 | 10 | 10.53 | Residential | Behind the Meter | No | Net Metered Residential | Whitman Construction, LLC | None | PSE&G | Accepted | 2023-09-12 | 2023-10-02 | 2024-10-02 | Solar Panels | hanwha | q cell 405 |  | 0.405 | 5 | 127 | 5 |  | Fixed | Roof
NJADRE1554627154 | Administratively Determined Incentive Program | Westfield | 7090 | 10 | 10.53 | Residential | Behind the Meter | No | Net Metered Residential | Whitman Construction, LLC | None | PSE&G | Accepted | 2023-09-12 | 2023-10-02 | 2024-10-02 | Inverters | enphase | iq8plus-72-2-us | 290 |  | 26 |  |  | 0.975 |  | Outdoor
NJADRE1554627206 | Administratively Determined Incentive Program | Tuckerton | 8087 | 18 | 4.86 | Residential | Behind the Meter | Yes | Net Metered Residential | Trinity Solar | None | AC Electric | Accepted | 2023-09-12 | 2023-10-02 | 2024-10-02 | Solar Panels | HANWHA 405 (Q.PEAK DUO BLK ML-G10+ 405) | HANWHA 405 (Q.PEAK DUO BLK ML-G10+ 405) |  | 0.405 | 12 | 253 | 30 |  | Fixed | Roof
NJADRE1554627206 | Administratively Determined Incentive Program | Tuckerton | 8087 | 18 | 4.86 | Residential | Behind the Meter | Yes | Net Metered Residential | Trinity Solar | None | AC Electric | Accepted | 2023-09-12 | 2023-10-02 | 2024-10-02 | Inverters | Solar Edge | SE3800H-US | 3800 |  | 1 |  |  | 0.97 |  | Outside
NJADRE1554627206 | Administratively Determined Incentive Program | Tuckerton | 8087 | 18 | 4.86 | Residential | Behind the Meter | Yes | Net Metered Residential | Trinity Solar | None | AC Electric | Accepted | 2023-09-12 | 2023-10-02 | 2024-10-02 | Electric Storage Battery | TESLA (POWERWALL 2) | TESLA (POWERWALL 2) |  |  | 2 |  |  |  | Lithium Ion |  | Indoors
NJADRE1554627222 | Administratively Determined Incentive Program | Newton | 7860 | 1 | 4.86 | Residential | Behind the Meter | No | Net Metered Residential | EMT Renewables | None | JCP&L | Accepted | 2023-09-12 | 2023-10-02 | 2024-10-02 | Inverters | ENPHASE | IQ8+ | 290 |  | 12 |  |  | 0.98 |  | Other | UNDER EACH PANEL
NJADRE1554627222 | Administratively Determined Incentive Program | Newton | 7860 | 1 | 4.86 | Residential | Behind the Meter | No | Net Metered Residential | EMT Renewables | None | JCP&L | Accepted | 2023-09-12 | 2023-10-02 | 2024-10-02 | Solar Panels | Q CELLS | Q PEAK DUO BLK |  | 0.405 | 12 | 222 | 17 |  | Fixed | Roof
NJADRE1554627274 | Administratively Determined Incentive Program | GALLOWAY | 8205 | 19 | 16.4 | Residential | Behind the Meter | Yes | Net Metered Residential | SunnyMac LLC | None | AC Electric | Accepted | 2023-09-13 | 2023-10-03 | 2024-10-03 | Solar Panels | REC | REC400AA PURE BLACK |  | 0.4 | 15 | 43 | 35 |  | Fixed | Roof
NJADRE1554627274 | Administratively Determined Incentive Program | GALLOWAY | 8205 | 19 | 16.4 | Residential | Behind the Meter | Yes | Net Metered Residential | SunnyMac LLC | None | AC Electric | Accepted | 2023-09-13 | 2023-10-03 | 2024-10-03 | Solar Panels | REC | REC400AA PURE BLACK |  | 0.4 | 19 | 223 | 35 |  | Fixed | Roof
NJADRE1554627274 | Administratively Determined Incentive Program | GALLOWAY | 8205 | 19 | 16.4 | Residential | Behind the Meter | Yes | Net Metered Residential | SunnyMac LLC | None | AC Electric | Accepted | 2023-09-13 | 2023-10-03 | 2024-10-03 | Solar Panels | REC | REC400AA PURE BLACK |  | 0.4 | 7 | 133 | 45 |  | Fixed | Roof
NJADRE1554627274 | Administratively Determined Incentive Program | GALLOWAY | 8205 | 19 | 16.4 | Residential | Behind the Meter | Yes | Net Metered Residential | SunnyMac LLC | None | AC Electric | Accepted | 2023-09-13 | 2023-10-03 | 2024-10-03 | Inverters | Solaredge | SE11400H-US | 11400 |  | 1 |  |  | 0.99 |  | Outdoor | next to meter
NJADRE1554627336 | Administratively Determined Incentive Program | Newark | 7108 | 9 | 8.1 | Residential | Behind the Meter | No | Net Metered Residential | Infinity Solar Systems | None | PSE&G | Accepted | 2023-09-12 | 2023-10-02 | 2024-10-02 | Inverters | Enphase | IQ8Plus-72-2-US | 290 |  | 20 |  |  | 0.97 |  | Outdoor
NJADRE1554627336 | Administratively Determined Incentive Program | Newark | 7108 | 9 | 8.1 | Residential | Behind the Meter | No | Net Metered Residential | Infinity Solar Systems | None | PSE&G | Accepted | 2023-09-12 | 2023-10-02 | 2024-10-02 | Solar Panels | Hanwha | Q PEAK DUO BLK ML-G 10+ 405W |  | 0.405 | 11 | 189 | 27 |  | Fixed | Roof
NJADRE1554627336 | Administratively Determined Incentive Program | Newark | 7108 | 9 | 8.1 | Residential | Behind the Meter | No | Net Metered Residential | Infinity Solar Systems | None | PSE&G | Accepted | 2023-09-12 | 2023-10-02 | 2024-10-02 | Solar Panels | Hanwha | Q PEAK DUO BLK ML-G 10+ 405W |  | 0.405 | 3 | 99 | 27 |  | Fixed | Roof
NJADRE1554627336 | Administratively Determined Incentive Program | Newark | 7108 | 9 | 8.1 | Residential | Behind the Meter | No | Net Metered Residential | Infinity Solar Systems | None | PSE&G | Accepted | 2023-09-12 | 2023-10-02 | 2024-10-02 | Solar Panels | Hanwha | Q PEAK DUO BLK ML-G 10+ 405W |  | 0.405 | 3 | 99 | 37 |  | Fixed | Roof
NJADRE1554627336 | Administratively Determined Incentive Program | Newark | 7108 | 9 | 8.1 | Residential | Behind the Meter | No | Net Metered Residential | Infinity Solar Systems | None | PSE&G | Accepted | 2023-09-12 | 2023-10-02 | 2024-10-02 | Solar Panels | Hanwha | Q PEAK DUO BLK ML-G 10+ 405W |  | 0.405 | 3 | 9 | 27 |  | Fixed | Roof
NJADRE1554627375 | Administratively Determined Incentive Program | Lawrence Twp Mer | 8540 | 12 | 8.16 | Residential | Behind the Meter | No | Net Metered Residential | Tesla Energy Operations Inc | None | PSE&G | Accepted | 2023-09-12 | 2023-10-02 | 2024-10-02 | Inverters | Solar Edge | SE7600H-US [240V] | 7600 |  | 1 |  |  | 0.98 |  | Indoor
NJADRE1554627375 | Administratively Determined Incentive Program | Lawrence Twp Mer | 8540 | 12 | 8.16 | Residential | Behind the Meter | No | Net Metered Residential | Tesla Energy Operations Inc | None | PSE&G | Accepted | 2023-09-12 | 2023-10-02 | 2024-10-02 | Electric Storage Battery | Tesla | AC Powerwall 2.0 |  |  | 1 |  |  |  | Lithium Ion |  | Inside
NJADRE1554627375 | Administratively Determined Incentive Program | Lawrence Twp Mer | 8540 | 12 | 8.16 | Residential | Behind the Meter | No | Net Metered Residential | Tesla Energy Operations Inc | None | PSE&G | Accepted | 2023-09-12 | 2023-10-02 | 2024-10-02 | Solar Panels | Hanwha Q-CELLS | Q.Peak DUO BLK-G6+ 340 |  | 0.34 | 3 | 79 | 36 |  | Fixed | Roof
NJADRE1554627375 | Administratively Determined Incentive Program | Lawrence Twp Mer | 8540 | 12 | 8.16 | Residential | Behind the Meter | No | Net Metered Residential | Tesla Energy Operations Inc | None | PSE&G | Accepted | 2023-09-12 | 2023-10-02 | 2024-10-02 | Solar Panels | Hanwha Q-CELLS | Q.Peak DUO BLK-G6+ 340 |  | 0.34 | 3 | 349 | 36 |  | Fixed | Roof
NJADRE1554627375 | Administratively Determined Incentive Program | Lawrence Twp Mer | 8540 | 12 | 8.16 | Residential | Behind the Meter | No | Net Metered Residential | Tesla Energy Operations Inc | None | PSE&G | Accepted | 2023-09-12 | 2023-10-02 | 2024-10-02 | Solar Panels | Hanwha Q-CELLS | Q.Peak DUO BLK-G6+ 340 |  | 0.34 | 2 | 79 | 36 |  | Fixed | Roof
NJADRE1554627375 | Administratively Determined Incentive Program | Lawrence Twp Mer | 8540 | 12 | 8.16 | Residential | Behind the Meter | No | Net Metered Residential | Tesla Energy Operations Inc | None | PSE&G | Accepted | 2023-09-12 | 2023-10-02 | 2024-10-02 | Solar Panels | Hanwha Q-CELLS | Q.Peak DUO BLK-G6+ 340 |  | 0.34 | 3 | 169 | 36 |  | Fixed | Roof
NJADRE1554627375 | Administratively Determined Incentive Program | Lawrence Twp Mer | 8540 | 12 | 8.16 | Residential | Behind the Meter | No | Net Metered Residential | Tesla Energy Operations Inc | None | PSE&G | Accepted | 2023-09-12 | 2023-10-02 | 2024-10-02 | Solar Panels | Hanwha Q-CELLS | Q.Peak DUO BLK-G6+ 340 |  | 0.34 | 13 | 79 | 32 |  | Fixed | Roof
NJADRE1554627717 | Administratively Determined Incentive Program | Newark | 7102 | 9 | 6.48 | Residential | Behind the Meter | No | Net Metered Residential | Maier Solar Engineering dba Solar Me | None | PSE&G | Accepted | 2023-09-12 | 2023-10-02 | 2024-10-02 | Solar Panels | Hanwha | Q.PEAK DUO BLK-ML-G10+405W |  | 0.405 | 16 | 106 | 18 |  | Fixed | Roof
NJADRE1554627717 | Administratively Determined Incentive Program | Newark | 7102 | 9 | 6.48 | Residential | Behind the Meter | No | Net Metered Residential | Maier Solar Engineering dba Solar Me | None | PSE&G | Accepted | 2023-09-12 | 2023-10-02 | 2024-10-02 | Inverters | Enphase | IQ7+ | 290 |  | 16 |  |  | 0.96 |  | Outdoor | Next to meter
NJADRE1554627725 | Administratively Determined Incentive Program | Glassboro | 8028 | 15 | 8.63 | Residential | Behind the Meter | Yes | Net Metered Residential | Sunrun Installation Services, Inc. | None | AC Electric | Accepted | 2023-09-12 | 2023-10-02 | 2024-10-02 | Inverters | SolarEdge Technologies | SE6000H-USSN | 6000 |  | 1 |  |  | 0.96 |  | Outdoor | Next To Meter
NJADRE1554627725 | Administratively Determined Incentive Program | Glassboro | 8028 | 15 | 8.63 | Residential | Behind the Meter | Yes | Net Metered Residential | Sunrun Installation Services, Inc. | None | AC Electric | Accepted | 2023-09-12 | 2023-10-02 | 2024-10-02 | Solar Panels | Vikram Solar | VSMDHT.60.375.05 |  | 0.375 | 9 | 124 | 27 |  | Fixed | Roof
NJADRE1554627725 | Administratively Determined Incentive Program | Glassboro | 8028 | 15 | 8.63 | Residential | Behind the Meter | Yes | Net Metered Residential | Sunrun Installation Services, Inc. | None | AC Electric | Accepted | 2023-09-12 | 2023-10-02 | 2024-10-02 | Solar Panels | Vikram Solar | VSMDHT.60.375.05 |  | 0.375 | 14 | 303 | 25 |  | Fixed | Roof
NJADRE1554627729 | Administratively Determined Incentive Program | Bridgewater TWP | 8807 | 5 | 7.88 | Residential | Behind the Meter | Yes | Net Metered Residential | Sunrun Installation Services, Inc. | None | PSE&G | Accepted | 2023-09-12 | 2023-10-02 | 2024-10-02 | Inverters | SOLAREDGE TECHNOLOGIES | SE6000H-USSN | 6000 |  | 1 |  |  | 0.992 |  | Outdoor | next to meter
NJADRE1554627729 | Administratively Determined Incentive Program | Bridgewater TWP | 8807 | 5 | 7.88 | Residential | Behind the Meter | Yes | Net Metered Residential | Sunrun Installation Services, Inc. | None | PSE&G | Accepted | 2023-09-12 | 2023-10-02 | 2024-10-02 | Solar Panels | Vikram Solar | VSMDHT.60.375.05 |  | 0.375 | 21 | 175 | 24 |  | Fixed | Roof
NJADRE1554627755 | Administratively Determined Incentive Program | Newark | 7102 | 9 | 6.48 | Residential | Behind the Meter | No | Net Metered Residential | Maier Engineering dba Solar Me | None | PSE&G | Accepted | 2023-09-12 | 2023-10-02 | 2024-10-02 | Inverters | Enphase | IQ7+ | 290 |  | 16 |  |  | 0.96 |  | Outdoor | Next to meter
NJADRE1554627755 | Administratively Determined Incentive Program | Newark | 7102 | 9 | 6.48 | Residential | Behind the Meter | No | Net Metered Residential | Maier Engineering dba Solar Me | None | PSE&G | Accepted | 2023-09-12 | 2023-10-02 | 2024-10-02 | Solar Panels | Hanwha | Q.PEAK DUO BLK ML-G10+ 405W |  | 0.405 | 14 | 288 | 18 |  | Fixed | Roof
NJADRE1554627755 | Administratively Determined Incentive Program | Newark | 7102 | 9 | 6.48 | Residential | Behind the Meter | No | Net Metered Residential | Maier Engineering dba Solar Me | None | PSE&G | Accepted | 2023-09-12 | 2023-10-02 | 2024-10-02 | Solar Panels | Hanwha | Q.PEAK DUO BLK ML-G10+ 405W |  | 0.405 | 2 | 108 | 18 |  | Fixed | Roof
NJADRE1554627777 | Administratively Determined Incentive Program | Camden City | 8104 | 14 | 4.13 | Residential | Behind the Meter | Yes | Net Metered Residential | Sunrun Installation Services, Inc. | None | PSE&G | Accepted | 2023-09-12 | 2023-10-02 | 2024-10-02 | Inverters | Delta Electronics | E4-TL-US | 4000 |  | 1 |  |  | 0.975 |  | Outdoor | next to meter
NJADRE1554627777 | Administratively Determined Incentive Program | Camden City | 8104 | 14 | 4.13 | Residential | Behind the Meter | Yes | Net Metered Residential | Sunrun Installation Services, Inc. | None | PSE&G | Accepted | 2023-09-12 | 2023-10-02 | 2024-10-02 | Solar Panels | Vikram Solar | VSMDHT.60.375.05 |  | 0.375 | 11 | 230 | 36 |  | Fixed | Roof
NJADRE1554627778 | Administratively Determined Incentive Program | Newark | 7112 | 9 | 5.67 | Residential | Behind the Meter | Yes | Net Metered Residential | Pro Custom Solar dba Momentum Solar | None | PSE&G | Accepted | 2023-09-14 | 2023-10-03 | 2024-10-03 | Solar Panels | hanwha | Â Q. PEAK DUO BLK-G10+405 |  | 0.405 | 14 | 17 | 4 |  | Fixed | Roof
NJADRE1554627778 | Administratively Determined Incentive Program | Newark | 7112 | 9 | 5.67 | Residential | Behind the Meter | Yes | Net Metered Residential | Pro Custom Solar dba Momentum Solar | None | PSE&G | Accepted | 2023-09-14 | 2023-10-03 | 2024-10-03 | Inverters | enphase | IQ8PLUS-72-2-US | 290 |  | 14 |  |  | 0.97 |  | Outdoor
NJADRE1554627783 | Administratively Determined Incentive Program | Fairview | 7022 | 7 | 3.16 | Residential | Behind the Meter | Yes | Net Metered Residential | Sunrun Installation Services, Inc. | None | PSE&G | Accepted | 2023-09-12 | 2023-10-02 | 2024-10-02 | Inverters | SolarEdge Technologies | SE3800H-USMN | 3800 |  | 1 |  |  | 0.96 |  | Outdoor | Next To Meter
NJADRE1554627783 | Administratively Determined Incentive Program | Fairview | 7022 | 7 | 3.16 | Residential | Behind the Meter | Yes | Net Metered Residential | Sunrun Installation Services, Inc. | None | PSE&G | Accepted | 2023-09-12 | 2023-10-02 | 2024-10-02 | Solar Panels | Trina Solar | Trina Solar |  | 0.395 | 4 | 209 | 10 |  | Fixed | Roof
NJADRE1554627783 | Administratively Determined Incentive Program | Fairview | 7022 | 7 | 3.16 | Residential | Behind the Meter | Yes | Net Metered Residential | Sunrun Installation Services, Inc. | None | PSE&G | Accepted | 2023-09-12 | 2023-10-02 | 2024-10-02 | Solar Panels | Trina Solar | TSM-395DE09C.07 |  | 0.395 | 4 | 209 | 33 |  | Fixed | Roof
NJADRE1554627800 | Administratively Determined Incentive Program | Englewood Cliffs | 7632 | 7 | 9.09 | Residential | Behind the Meter | Yes | Net Metered Residential | Sunrun Installation Services, Inc. | None | PSE&G | Accepted | 2023-09-12 | 2023-10-02 | 2024-10-02 | Inverters | Delta Electronics | E6-TL-US | 5760 |  | 2 |  |  | 0.96 |  | Outdoor | Next To Meter
NJADRE1554627800 | Administratively Determined Incentive Program | Englewood Cliffs | 7632 | 7 | 9.09 | Residential | Behind the Meter | Yes | Net Metered Residential | Sunrun Installation Services, Inc. | None | PSE&G | Accepted | 2023-09-12 | 2023-10-02 | 2024-10-02 | Solar Panels | Trina Solar | TSM-395DE09C.07 |  | 0.395 | 5 | 218 | 22 |  | Fixed | Roof
NJADRE1554627800 | Administratively Determined Incentive Program | Englewood Cliffs | 7632 | 7 | 9.09 | Residential | Behind the Meter | Yes | Net Metered Residential | Sunrun Installation Services, Inc. | None | PSE&G | Accepted | 2023-09-12 | 2023-10-02 | 2024-10-02 | Solar Panels | Trina Solar | TSM-395DE09C.07 |  | 0.395 | 6 | 129 | 33 |  | Fixed | Roof
NJADRE1554627800 | Administratively Determined Incentive Program | Englewood Cliffs | 7632 | 7 | 9.09 | Residential | Behind the Meter | Yes | Net Metered Residential | Sunrun Installation Services, Inc. | None | PSE&G | Accepted | 2023-09-12 | 2023-10-02 | 2024-10-02 | Solar Panels | Trina Solar | TSM-395DE09C.07 |  | 0.395 | 12 | 309 | 33 |  | Fixed | Roof
NJADRE1554627800 | Administratively Determined Incentive Program | Englewood Cliffs | 7632 | 7 | 9.09 | Residential | Behind the Meter | Yes | Net Metered Residential | Sunrun Installation Services, Inc. | None | PSE&G | Accepted | 2023-09-12 | 2023-10-02 | 2024-10-02 | Electric Storage Battery | Tesla | Powerwall 2 AC |  |  | 1 |  |  |  | Lithium Ion |  | outside
NJADRE1554627801 | Administratively Determined Incentive Program | Keyport | 7735 | 17 | 6.08 | Residential | Behind the Meter | Yes | Net Metered Residential | EMT Renewables | None | JCP&L | Accepted | 2023-09-12 | 2023-10-02 | 2024-10-02 | Inverters | ENPHASE | IQ8+ | 290 |  | 15 |  |  | 0.98 |  | Other | UNDER EACH PANEL
NJADRE1554627801 | Administratively Determined Incentive Program | Keyport | 7735 | 17 | 6.08 | Residential | Behind the Meter | Yes | Net Metered Residential | EMT Renewables | None | JCP&L | Accepted | 2023-09-12 | 2023-10-02 | 2024-10-02 | Solar Panels | Q CELLS | Q PEAK DUO BLK |  | 0.405 | 4 | 70 | 10 |  | Fixed | Roof
NJADRE1554627801 | Administratively Determined Incentive Program | Keyport | 7735 | 17 | 6.08 | Residential | Behind the Meter | Yes | Net Metered Residential | EMT Renewables | None | JCP&L | Accepted | 2023-09-12 | 2023-10-02 | 2024-10-02 | Solar Panels | Q CELLS | Q PEAK DUO BLK |  | 0.405 | 4 | 70 | 35 |  | Fixed | Roof
NJADRE1554627801 | Administratively Determined Incentive Program | Keyport | 7735 | 17 | 6.08 | Residential | Behind the Meter | Yes | Net Metered Residential | EMT Renewables | None | JCP&L | Accepted | 2023-09-12 | 2023-10-02 | 2024-10-02 | Solar Panels | Q CELLS | Q PEAK DUO BLK |  | 0.405 | 2 | 250 | 35 |  | Fixed | Roof
NJADRE1554627801 | Administratively Determined Incentive Program | Keyport | 7735 | 17 | 6.08 | Residential | Behind the Meter | Yes | Net Metered Residential | EMT Renewables | None | JCP&L | Accepted | 2023-09-12 | 2023-10-02 | 2024-10-02 | Solar Panels | Q CELLS | Q PEAK DUO BLK |  | 0.405 | 5 | 68 | 1 |  | Fixed | Roof
NJADRE1554627806 | Administratively Determined Incentive Program | Woodbridge Township | 8830 | 11 | 3.08 | Residential | Behind the Meter | Yes | Net Metered Residential | Freedom Forever New Jersey LLC | None | PSE&G | Accepted | 2023-09-12 | 2023-10-02 | 2024-10-02 | Inverters | Enphase | IQ8PLUS-72-2-US | 2320 |  | 8 |  |  | 0.99 |  | Outdoor
NJADRE1554627806 | Administratively Determined Incentive Program | Woodbridge Township | 8830 | 11 | 3.08 | Residential | Behind the Meter | Yes | Net Metered Residential | Freedom Forever New Jersey LLC | None | PSE&G | Accepted | 2023-09-12 | 2023-10-02 | 2024-10-02 | Solar Panels | Jinko Solar | JKM385M-72HBL |  | 0.385 | 8 | 209 | 35 |  | Fixed | Roof
NJADRE1554627827 | Administratively Determined Incentive Program | Monroe Township | 8831 | 11 | 10.94 | Residential | Behind the Meter | Yes | Net Metered Residential | Pro Custom Solar dba Momentum Solar | None | JCP&L | Accepted | 2023-09-12 | 2023-10-02 | 2024-10-02 | Inverters | Enphase | IQ8PLUS-72-2-US | 290 |  | 27 |  |  | 0.97 |  | Outdoor
NJADRE1554627827 | Administratively Determined Incentive Program | Monroe Township | 8831 | 11 | 10.94 | Residential | Behind the Meter | Yes | Net Metered Residential | Pro Custom Solar dba Momentum Solar | None | JCP&L | Accepted | 2023-09-12 | 2023-10-02 | 2024-10-02 | Solar Panels | Hanwha | q.peak duo blk ML-g10+405 |  | 0.405 | 7 | 134 | 28 |  | Fixed | Roof
NJADRE1554627827 | Administratively Determined Incentive Program | Monroe Township | 8831 | 11 | 10.94 | Residential | Behind the Meter | Yes | Net Metered Residential | Pro Custom Solar dba Momentum Solar | None | JCP&L | Accepted | 2023-09-12 | 2023-10-02 | 2024-10-02 | Solar Panels | hanwha | q.peak duo blk ML-g10+405 |  | 0.405 | 3 | 44 | 37 |  | Fixed | Roof
NJADRE1554627827 | Administratively Determined Incentive Program | Monroe Township | 8831 | 11 | 10.94 | Residential | Behind the Meter | Yes | Net Metered Residential | Pro Custom Solar dba Momentum Solar | None | JCP&L | Accepted | 2023-09-12 | 2023-10-02 | 2024-10-02 | Solar Panels | Hanwha | q.peak duo blk ML-g10+405 |  | 0.405 | 14 | 314 | 27 |  | Fixed | Roof
NJADRE1554627827 | Administratively Determined Incentive Program | Monroe Township | 8831 | 11 | 10.94 | Residential | Behind the Meter | Yes | Net Metered Residential | Pro Custom Solar dba Momentum Solar | None | JCP&L | Accepted | 2023-09-12 | 2023-10-02 | 2024-10-02 | Solar Panels | Hanwha | q.peak duo blk ML-g10+405 |  | 0.405 | 3 | 224 | 37 |  | Fixed | Roof
NJADRE1554627850 | Administratively Determined Incentive Program | Beachwood | 8722 | 18 | 8.63 | Residential | Behind the Meter | Yes | Net Metered Residential | Sunrun Installation Services, Inc. | None | JCP&L | Accepted | 2023-09-12 | 2023-10-02 | 2024-10-02 | Inverters | Delta Electronics | E6-TL-US | 5760 |  | 1 |  |  | 0.96 |  | Outdoor | Next To Meter
NJADRE1554627850 | Administratively Determined Incentive Program | Beachwood | 8722 | 18 | 8.63 | Residential | Behind the Meter | Yes | Net Metered Residential | Sunrun Installation Services, Inc. | None | JCP&L | Accepted | 2023-09-12 | 2023-10-02 | 2024-10-02 | Solar Panels | Vikram Solar | VSMDHT.60.375.05 |  | 0.375 | 23 | 306 | 20 |  | Fixed | Roof
NJADRE1554627858 | Administratively Determined Incentive Program | Upper Saddle River | 7458 | 7 | 15.8 | Residential | Behind the Meter | Yes | Net Metered Residential | Sunrun Installation Services, Inc. | None | Orange Rockland Electric | Accepted | 2023-09-12 | 2023-10-02 | 2024-10-02 | Inverters | SolarEdge Technologies | SE3800H-USMN | 3800 |  | 1 |  |  | 0.96 |  | Outdoor | Next To Meter
NJADRE1554627858 | Administratively Determined Incentive Program | Upper Saddle River | 7458 | 7 | 15.8 | Residential | Behind the Meter | Yes | Net Metered Residential | Sunrun Installation Services, Inc. | None | Orange Rockland Electric | Accepted | 2023-09-12 | 2023-10-02 | 2024-10-02 | Inverters | SolarEdge Technologies | SE7600H-USSN | 7600 |  | 1 |  |  | 0.96 |  | Outdoor | Next To Meter
NJADRE1554627858 | Administratively Determined Incentive Program | Upper Saddle River | 7458 | 7 | 15.8 | Residential | Behind the Meter | Yes | Net Metered Residential | Sunrun Installation Services, Inc. | None | Orange Rockland Electric | Accepted | 2023-09-12 | 2023-10-02 | 2024-10-02 | Solar Panels | Trina Solar | TSM-395DE09C.07 |  | 0.395 | 8 | 283 | 28 |  | Fixed | Roof
NJADRE1554627858 | Administratively Determined Incentive Program | Upper Saddle River | 7458 | 7 | 15.8 | Residential | Behind the Meter | Yes | Net Metered Residential | Sunrun Installation Services, Inc. | None | Orange Rockland Electric | Accepted | 2023-09-12 | 2023-10-02 | 2024-10-02 | Solar Panels | Trina Solar | TSM-395DE09C.07 |  | 0.395 | 4 | 283 | 20 |  | Fixed | Roof
NJADRE1554627858 | Administratively Determined Incentive Program | Upper Saddle River | 7458 | 7 | 15.8 | Residential | Behind the Meter | Yes | Net Metered Residential | Sunrun Installation Services, Inc. | None | Orange Rockland Electric | Accepted | 2023-09-12 | 2023-10-02 | 2024-10-02 | Solar Panels | Trina Solar | TSM-395DE09C.07 |  | 0.395 | 11 | 283 | 20 |  | Fixed | Roof
NJADRE1554627858 | Administratively Determined Incentive Program | Upper Saddle River | 7458 | 7 | 15.8 | Residential | Behind the Meter | Yes | Net Metered Residential | Sunrun Installation Services, Inc. | None | Orange Rockland Electric | Accepted | 2023-09-12 | 2023-10-02 | 2024-10-02 | Solar Panels | Trina Solar | TSM-395DE09C.07 |  | 0.395 | 17 | 193 | 49 |  | Fixed | Roof
NJADRE1554627885 | Administratively Determined Incentive Program | Edison | 8817 | 11 | 5.53 | Residential | Behind the Meter | Yes | Net Metered Residential | Sunrun Installation Services, Inc. | None | PSE&G | Accepted | 2023-09-12 | 2023-10-02 | 2024-10-02 | Inverters | SolarEdge Technologies | SE3800H-USSN | 3800 |  | 1 |  |  | 0.96 |  | Outdoor | Next To Meter
NJADRE1554627885 | Administratively Determined Incentive Program | Edison | 8817 | 11 | 5.53 | Residential | Behind the Meter | Yes | Net Metered Residential | Sunrun Installation Services, Inc. | None | PSE&G | Accepted | 2023-09-12 | 2023-10-02 | 2024-10-02 | Solar Panels | Trina Solar | TSM-395DE09C.07 |  | 0.395 | 14 | 134 | 19 |  | Fixed | Roof
NJADRE1554627903 | Administratively Determined Incentive Program | East Orange City | 7017 | 9 | 6 | Residential | Behind the Meter | Yes | Net Metered Residential | Sunrun Installation Services, Inc. | None | PSE&G | Accepted | 2023-09-12 | 2023-10-02 | 2024-10-02 | Inverters | SOLAREDGE TECHNOLOGIES | SE6000H-USSN | 6000 |  | 1 |  |  | 0.992 |  | Outdoor | next to meter
NJADRE1554627903 | Administratively Determined Incentive Program | East Orange City | 7017 | 9 | 6 | Residential | Behind the Meter | Yes | Net Metered Residential | Sunrun Installation Services, Inc. | None | PSE&G | Accepted | 2023-09-12 | 2023-10-02 | 2024-10-02 | Solar Panels | Vikram Solar | VSMDHT.60.375.05 |  | 0.375 | 4 | 293 | 45 |  | Fixed | Roof
NJADRE1554627903 | Administratively Determined Incentive Program | East Orange City | 7017 | 9 | 6 | Residential | Behind the Meter | Yes | Net Metered Residential | Sunrun Installation Services, Inc. | None | PSE&G | Accepted | 2023-09-12 | 2023-10-02 | 2024-10-02 | Solar Panels | Vikram Solar | VSMDHT.60.375.05 |  | 0.375 | 12 | 114 | 43 |  | Fixed | Roof
NJADRE1554627908 | Administratively Determined Incentive Program | Oak ridge | 7438 | 6 | 2.96 | Residential | Behind the Meter | No | Net Metered Residential | Vision Solar LLC | None | JCP&L | Accepted | 2023-09-12 | 2023-10-02 | 2024-10-02 | Inverters | Solaredge | SE3800H-USRGM | 4 |  | 1 |  |  | 0.97 |  | Outdoor | side of house
NJADRE1554627908 | Administratively Determined Incentive Program | Oak ridge | 7438 | 6 | 2.96 | Residential | Behind the Meter | No | Net Metered Residential | Vision Solar LLC | None | JCP&L | Accepted | 2023-09-12 | 2023-10-02 | 2024-10-02 | Solar Panels | ZNSHINE | ZXM6-NH120-370/M |  | 0.37 | 4 | 298 | 32 |  | Fixed | Roof
NJADRE1554627908 | Administratively Determined Incentive Program | Oak ridge | 7438 | 6 | 2.96 | Residential | Behind the Meter | No | Net Metered Residential | Vision Solar LLC | None | JCP&L | Accepted | 2023-09-12 | 2023-10-02 | 2024-10-02 | Solar Panels | ZNSHINE | ZXM6-NH120-370/M |  | 0.37 | 4 | 118 | 32 |  | Fixed | Roof
NJADRE1554628078 | Administratively Determined Incentive Program | Roselle | 7203 | 10 | 10.36 | Residential | Behind the Meter | No | Net Metered Residential | Vision Solar LLC | None | PSE&G | Accepted | 2023-09-12 | 2023-10-02 | 2024-10-02 | Inverters | Solar Edge | SE7600H-USRGM | 8 |  | 1 |  |  | 0.97 |  | Outside
NJADRE1554628078 | Administratively Determined Incentive Program | Roselle | 7203 | 10 | 10.36 | Residential | Behind the Meter | No | Net Metered Residential | Vision Solar LLC | None | PSE&G | Accepted | 2023-09-12 | 2023-10-02 | 2024-10-02 | Solar Panels | Znshine Solar | ZXM6-NH120-370/M |  | 0.37 | 14 | 155 | 36 |  | Fixed | Roof
NJADRE1554628078 | Administratively Determined Incentive Program | Roselle | 7203 | 10 | 10.36 | Residential | Behind the Meter | No | Net Metered Residential | Vision Solar LLC | None | PSE&G | Accepted | 2023-09-12 | 2023-10-02 | 2024-10-02 | Solar Panels | Znshine Solar | ZXM6-NH120-370/M |  | 0.37 | 14 | 335 | 36 |  | Fixed | Roof
NJADRE1554628117 | Administratively Determined Incentive Program | North Plainfield | 7063 | 10 | 5.84 | Residential | Behind the Meter | No | Net Metered Residential | Power Home Remodeling | None | PSE&G | Accepted | 2023-09-12 | 2023-10-04 | 2024-10-04 | Inverters | SolarEdge | SE3800H-US | 3800 |  | 1 |  |  | 0.99 |  | Outdoor
NJADRE1554628117 | Administratively Determined Incentive Program | North Plainfield | 7063 | 10 | 5.84 | Residential | Behind the Meter | No | Net Metered Residential | Power Home Remodeling | None | PSE&G | Accepted | 2023-09-12 | 2023-10-04 | 2024-10-04 | Meters | SolarEdge | Revenue Grade Data Ansi C12.20 |  |  | 1 |  |  |  | Yes | Outdoor
NJADRE1554628117 | Administratively Determined Incentive Program | North Plainfield | 7063 | 10 | 5.84 | Residential | Behind the Meter | No | Net Metered Residential | Power Home Remodeling | None | PSE&G | Accepted | 2023-09-12 | 2023-10-04 | 2024-10-04 | Solar Panels | Hyundai | HiS-S365XG(BK) |  | 0.365 | 13 | 129 | 18 |  | Fixed | Roof
NJADRE1554628117 | Administratively Determined Incentive Program | North Plainfield | 7063 | 10 | 5.84 | Residential | Behind the Meter | No | Net Metered Residential | Power Home Remodeling | None | PSE&G | Accepted | 2023-09-12 | 2023-10-04 | 2024-10-04 | Solar Panels | Hyundai | HiS-S365XG(BK) |  | 0.365 | 3 | 219 | 18 |  | Fixed | Roof
NJADRE1554628190 | Administratively Determined Incentive Program | Camden City | 8105 | 14 | 3 | Residential | Behind the Meter | Yes | Net Metered Residential | Sunrun Installation Services, Inc. | None | PSE&G | Accepted | 2023-09-12 | 2023-10-02 | 2024-10-02 | Inverters | SOLAREDGE TECHNOLOGIES | SE3800H-USMN | 3800 |  | 1 |  |  | 0.992 |  | Outdoor | next to meter
NJADRE1554628190 | Administratively Determined Incentive Program | Camden City | 8105 | 14 | 3 | Residential | Behind the Meter | Yes | Net Metered Residential | Sunrun Installation Services, Inc. | None | PSE&G | Accepted | 2023-09-12 | 2023-10-02 | 2024-10-02 | Solar Panels | Vikram Solar | VSMDHT.60.375.05 |  | 0.375 | 8 | 168 | 42 |  | Fixed | Roof
NJADRE1554628260 | Administratively Determined Incentive Program | South River | 8882 | 11 | 4.1 | Residential | Behind the Meter | No | Net Metered Residential | Infinity Solar Systems | None | South River | Accepted | 2023-09-12 | 2023-10-02 | 2024-10-02 | Inverters | Enphase | IQ8Plus-72-2-US | 290 |  | 10 |  |  | 0.97 |  | Outdoor
NJADRE1554628260 | Administratively Determined Incentive Program | South River | 8882 | 11 | 4.1 | Residential | Behind the Meter | No | Net Metered Residential | Infinity Solar Systems | None | South River | Accepted | 2023-09-12 | 2023-10-02 | 2024-10-02 | Solar Panels | SEG Solar | SEG-410-BMD-HV 410W |  | 0.41 | 10 | 220 | 40 |  | Fixed | Roof
NJADRE1554628284 | Administratively Determined Incentive Program | Red Bank | 7701 | 17 | 8.1 | Residential | Behind the Meter | Yes | Net Metered Residential | Pro Custom Solar dba Momentum Solar | None | JCP&L | Accepted | 2023-09-12 | 2023-10-02 | 2024-10-02 | Inverters | Enphase | IQ8PLUS-72-2-US | 290 |  | 20 |  |  | 0.97 |  | Other
NJADRE1554628284 | Administratively Determined Incentive Program | Red Bank | 7701 | 17 | 8.1 | Residential | Behind the Meter | Yes | Net Metered Residential | Pro Custom Solar dba Momentum Solar | None | JCP&L | Accepted | 2023-09-12 | 2023-10-02 | 2024-10-02 | Solar Panels | Hanwha | q.peak duo blk ML-g10+405 |  | 0.405 | 10 | 263 | 29 |  | Fixed | Roof
NJADRE1554628284 | Administratively Determined Incentive Program | Red Bank | 7701 | 17 | 8.1 | Residential | Behind the Meter | Yes | Net Metered Residential | Pro Custom Solar dba Momentum Solar | None | JCP&L | Accepted | 2023-09-12 | 2023-10-02 | 2024-10-02 | Solar Panels | Hanwha | q.peak duo blk ML-g10+405 |  | 0.405 | 10 | 83 | 32 |  | Fixed | Roof
NJADRE1554628301 | Administratively Determined Incentive Program | Hammonton | 8037 | 19 | 19.61 | Residential | Behind the Meter | No | Net Metered Residential | All Season Solar | None | AC Electric | Accepted | 2023-09-12 | 2023-10-02 | 2024-10-02 | Inverters | Enphase | IQ8 Plus | 290 |  | 53 |  |  | 0.97 |  | Outdoor
NJADRE1554628301 | Administratively Determined Incentive Program | Hammonton | 8037 | 19 | 19.61 | Residential | Behind the Meter | No | Net Metered Residential | All Season Solar | None | AC Electric | Accepted | 2023-09-12 | 2023-10-02 | 2024-10-02 | Solar Panels | Certainteed | CT370HC11-06 |  | 0.37 | 17 | 221 | 28 |  | Fixed | Roof
NJADRE1554628301 | Administratively Determined Incentive Program | Hammonton | 8037 | 19 | 19.61 | Residential | Behind the Meter | No | Net Metered Residential | All Season Solar | None | AC Electric | Accepted | 2023-09-12 | 2023-10-02 | 2024-10-02 | Solar Panels | Certainteed | CT370HC11-06 |  | 0.37 | 8 | 131 | 28 |  | Fixed | Roof
NJADRE1554628301 | Administratively Determined Incentive Program | Hammonton | 8037 | 19 | 19.61 | Residential | Behind the Meter | No | Net Metered Residential | All Season Solar | None | AC Electric | Accepted | 2023-09-12 | 2023-10-02 | 2024-10-02 | Solar Panels | Certainteed | CT370HC11-06 |  | 0.37 | 7 | 311 | 28 |  | Fixed | Roof
NJADRE1554628301 | Administratively Determined Incentive Program | Hammonton | 8037 | 19 | 19.61 | Residential | Behind the Meter | No | Net Metered Residential | All Season Solar | None | AC Electric | Accepted | 2023-09-12 | 2023-10-02 | 2024-10-02 | Solar Panels | Certainteed | CT370HC11-06 |  | 0.37 | 21 | 41 | 28 |  | Fixed | Roof
NJADRE1554628335 | Administratively Determined Incentive Program | Newark | 7106 | 9 | 3.6 | Residential | Behind the Meter | Yes | Net Metered Residential | Pro Custom Solar dba Momentum Solar | None | PSE&G | Accepted | 2023-09-12 | 2023-10-02 | 2024-10-02 | Solar Panels | hanwha | Â Q. PEAK DUO BLK-G10+400 |  | 0.4 | 9 | 204 | 16 |  | Fixed | Roof
NJADRE1554628335 | Administratively Determined Incentive Program | Newark | 7106 | 9 | 3.6 | Residential | Behind the Meter | Yes | Net Metered Residential | Pro Custom Solar dba Momentum Solar | None | PSE&G | Accepted | 2023-09-12 | 2023-10-02 | 2024-10-02 | Inverters | enphase | IQ8PLUS-72-2-US | 290 |  | 9 |  |  | 0.97 |  | Outdoor
NJADRE1554628361 | Administratively Determined Incentive Program | Little Egg Harbor | 8075 | 13 | 6.29 | Residential | Behind the Meter | Yes | Net Metered Residential | Vision Solar LLC | None | AC Electric | Accepted | 2023-09-12 | 2023-10-02 | 2024-10-02 | Inverters | Solaredge | SE6000H-USRGM | 6 |  | 1 |  |  | 0.97 |  | Outdoor | side of house
NJADRE1554628361 | Administratively Determined Incentive Program | Little Egg Harbor | 8075 | 13 | 6.29 | Residential | Behind the Meter | Yes | Net Metered Residential | Vision Solar LLC | None | AC Electric | Accepted | 2023-09-12 | 2023-10-02 | 2024-10-02 | Solar Panels | ZNSHINE | ZXM6-NH120-370/M |  | 0.37 | 17 | 164 | 17 |  | Fixed | Roof
NJADRE1554628417 | Administratively Determined Incentive Program | Denville | 7834 | 3 | 5.1 | Residential | Behind the Meter | No | Net Metered Residential | Tesla Energy Operations Inc | None | JCP&L | Accepted | 2023-09-12 | 2023-10-03 | 2024-10-03 | Inverters | SolarEdge | SE3800H-US [240V] | 3800 |  | 1 |  |  | 0.975 |  | Outdoor
NJADRE1554628417 | Administratively Determined Incentive Program | Denville | 7834 | 3 | 5.1 | Residential | Behind the Meter | No | Net Metered Residential | Tesla Energy Operations Inc | None | JCP&L | Accepted | 2023-09-12 | 2023-10-03 | 2024-10-03 | Solar Panels | Hanwha Q-CELLS | Q.Peak DUO BLK-G6+ 340 |  | 0.34 | 8 | 259 | 18 |  | Fixed | Roof
NJADRE1554628417 | Administratively Determined Incentive Program | Denville | 7834 | 3 | 5.1 | Residential | Behind the Meter | No | Net Metered Residential | Tesla Energy Operations Inc | None | JCP&L | Accepted | 2023-09-12 | 2023-10-03 | 2024-10-03 | Solar Panels | Hanwha Q-CELLS | Q.Peak DUO BLK-G6+ 340 |  | 0.34 | 4 | 169 | 17 |  | Fixed | Roof
NJADRE1554628417 | Administratively Determined Incentive Program | Denville | 7834 | 3 | 5.1 | Residential | Behind the Meter | No | Net Metered Residential | Tesla Energy Operations Inc | None | JCP&L | Accepted | 2023-09-12 | 2023-10-03 | 2024-10-03 | Solar Panels | Hanwha Q-CELLS | Q.Peak DUO BLK-G6+ 340 |  | 0.34 | 3 | 349 | 17 |  | Fixed | Roof
NJADRE1554628463 | Administratively Determined Incentive Program | Denville | 7834 | 3 | 5.67 | Residential | Behind the Meter | Yes | Net Metered Residential | Skyline Solar LLC | None | JCP&L | Accepted | 2023-09-12 | 2023-10-02 | 2024-10-02 | Solar Panels | Q CELLS | Q.PEAK DUO BLK ML-G10+ |  | 0.405 | 12 | 184 | 20 |  | Fixed | Roof
NJADRE1554628463 | Administratively Determined Incentive Program | Denville | 7834 | 3 | 5.67 | Residential | Behind the Meter | Yes | Net Metered Residential | Skyline Solar LLC | None | JCP&L | Accepted | 2023-09-12 | 2023-10-02 | 2024-10-02 | Solar Panels | Q CELLS | Q.PEAK DUO BLK ML-G10+ |  | 0.405 | 2 | 4 | 20 |  | Fixed | Roof
NJADRE1554628463 | Administratively Determined Incentive Program | Denville | 7834 | 3 | 5.67 | Residential | Behind the Meter | Yes | Net Metered Residential | Skyline Solar LLC | None | JCP&L | Accepted | 2023-09-12 | 2023-10-02 | 2024-10-02 | Inverters | SOLAREDGE | SE3800H-US | 3800 |  | 1 |  |  | 0.992 |  | Outdoor
NJADRE1554628694 | Administratively Determined Incentive Program | SICKLERVILLE | 8081 | 14 | 7.6 | Residential | Behind the Meter | No | Net Metered Residential | Fusion Solar Energy | None | AC Electric | Accepted | 2023-09-12 | 2023-10-02 | 2024-10-02 | Solar Panels | SUNPOWER | WAAREE ARKA-400 |  | 0.4 | 19 | 343 | 37 |  | Fixed | Roof
NJADRE1554628694 | Administratively Determined Incentive Program | SICKLERVILLE | 8081 | 14 | 7.6 | Residential | Behind the Meter | No | Net Metered Residential | Fusion Solar Energy | None | AC Electric | Accepted | 2023-09-12 | 2023-10-02 | 2024-10-02 | Inverters | ENPHASE | IQ7HS-66-M-US | 384 |  | 19 |  |  | 0.94 |  | Outside
NJADRE1554628694 | Administratively Determined Incentive Program | SICKLERVILLE | 8081 | 14 | 7.6 | Residential | Behind the Meter | No | Net Metered Residential | Fusion Solar Energy | None | AC Electric | Accepted | 2023-09-12 | 2023-10-02 | 2024-10-02 | Meters | SUNPOWER | PVS6 |  |  | 1 |  |  |  | Yes | Outdoor
NJADRE1554628739 | Administratively Determined Incentive Program | Summit | 7901 | 10 | 4.74 | Residential | Behind the Meter | Yes | Net Metered Residential | Sunrun Installation Services, Inc. | None | JCP&L | Accepted | 2023-09-12 | 2023-10-02 | 2024-10-02 | Inverters | SolarEdge Technologies | SE3800H-USMN | 3800 |  | 1 |  |  | 0.96 |  | Outdoor | Next To Meter
NJADRE1554628739 | Administratively Determined Incentive Program | Summit | 7901 | 10 | 4.74 | Residential | Behind the Meter | Yes | Net Metered Residential | Sunrun Installation Services, Inc. | None | JCP&L | Accepted | 2023-09-12 | 2023-10-02 | 2024-10-02 | Solar Panels | Trina Solar | TSM-395DE09C.07 |  | 0.395 | 12 | 179 | 37 |  | Fixed | Roof
NJADRE1554628739 | Administratively Determined Incentive Program | Summit | 7901 | 10 | 4.74 | Residential | Behind the Meter | Yes | Net Metered Residential | Sunrun Installation Services, Inc. | None | JCP&L | Accepted | 2023-09-12 | 2023-10-02 | 2024-10-02 | Electric Storage Battery | Tesla | Powerwall 2 AC |  |  | 1 |  |  |  | Lithium Ion |  | INSIDE
NJADRE1554628746 | Administratively Determined Incentive Program | Hazlet | 7730 | 17 | 3.95 | Residential | Behind the Meter | Yes | Net Metered Residential | Sunrun Installation Services, Inc. | None | JCP&L | Accepted | 2023-09-12 | 2023-10-03 | 2024-10-03 | Inverters | Delta Electronics | E4-TL-US | 3840 |  | 1 |  |  | 0.96 |  | Outdoor | Next To Meter
NJADRE1554628746 | Administratively Determined Incentive Program | Hazlet | 7730 | 17 | 3.95 | Residential | Behind the Meter | Yes | Net Metered Residential | Sunrun Installation Services, Inc. | None | JCP&L | Accepted | 2023-09-12 | 2023-10-03 | 2024-10-03 | Solar Panels | Trina Solar | TSM-395DE09C.07 |  | 0.395 | 10 | 97 | 25 |  | Fixed | Roof
NJADRE1554628940 | Administratively Determined Incentive Program | Linwood | 8221 | 19 | 4.35 | Residential | Behind the Meter | Yes | Net Metered Residential | Sunrun Installation Services, Inc. | None | AC Electric | Accepted | 2023-09-12 | 2023-10-02 | 2024-10-02 | Inverters | SolarEdge Technologies | SE3800H-USMN | 3800 |  | 1 |  |  | 0.96 |  | Outdoor | Next To Meter
NJADRE1554628940 | Administratively Determined Incentive Program | Linwood | 8221 | 19 | 4.35 | Residential | Behind the Meter | Yes | Net Metered Residential | Sunrun Installation Services, Inc. | None | AC Electric | Accepted | 2023-09-12 | 2023-10-02 | 2024-10-02 | Solar Panels | Trina Solar | TSM-395DE09C.07 |  | 0.395 | 4 | 298 | 22 |  | Fixed | Roof
NJADRE1554628940 | Administratively Determined Incentive Program | Linwood | 8221 | 19 | 4.35 | Residential | Behind the Meter | Yes | Net Metered Residential | Sunrun Installation Services, Inc. | None | AC Electric | Accepted | 2023-09-12 | 2023-10-02 | 2024-10-02 | Solar Panels | Trina Solar | TSM-395DE09C.07 |  | 0.395 | 7 | 117 | 22 |  | Fixed | Roof
NJADRE1554628940 | Administratively Determined Incentive Program | Linwood | 8221 | 19 | 4.35 | Residential | Behind the Meter | Yes | Net Metered Residential | Sunrun Installation Services, Inc. | None | AC Electric | Accepted | 2023-09-12 | 2023-10-02 | 2024-10-02 | Electric Storage Battery | Tesla | Powerwall 2 AC |  |  | 2 |  |  |  | Lithium Ion |  | inside
NJADRE1554629063 | Administratively Determined Incentive Program | East Orange | 7017 | 9 | 6.75 | Residential | Behind the Meter | Yes | Net Metered Residential | Sunrun Installation Services, Inc. | None | PSE&G | Accepted | 2023-09-12 | 2023-10-02 | 2024-10-02 | Inverters | SolarEdge Technologies | SE6000H-USSN | 6000 |  | 1 |  |  | 0.96 |  | Outdoor | Next To Meter
NJADRE1554629063 | Administratively Determined Incentive Program | East Orange | 7017 | 9 | 6.75 | Residential | Behind the Meter | Yes | Net Metered Residential | Sunrun Installation Services, Inc. | None | PSE&G | Accepted | 2023-09-12 | 2023-10-02 | 2024-10-02 | Solar Panels | Vikram Solar | VSMDHT.60.375.05 |  | 0.375 | 9 | 285 | 45 |  | Fixed | Roof
NJADRE1554629063 | Administratively Determined Incentive Program | East Orange | 7017 | 9 | 6.75 | Residential | Behind the Meter | Yes | Net Metered Residential | Sunrun Installation Services, Inc. | None | PSE&G | Accepted | 2023-09-12 | 2023-10-02 | 2024-10-02 | Solar Panels | Vikram Solar | VSMDHT.60.375.05 |  | 0.375 | 9 | 105 | 45 |  | Fixed | Roof
NJADRE1554632704 | Administratively Determined Incentive Program | Cherry Hill | 8002 | 14 | 8.51 | Residential | Behind the Meter | No | Net Metered Residential | Sumintra | None | PSE&G | Accepted | 2023-09-13 | 2023-10-09 | 2024-10-09 | Inverters | SMA | SB5.0-1SP-US-41 | 5000 |  | 1 |  |  | 0.976 |  | Outdoor
NJADRE1554632704 | Administratively Determined Incentive Program | Cherry Hill | 8002 | 14 | 8.51 | Residential | Behind the Meter | No | Net Metered Residential | Sumintra | None | PSE&G | Accepted | 2023-09-13 | 2023-10-09 | 2024-10-09 | Inverters | SMA | SB3.8-1SP-US-41 | 3840 |  | 1 |  |  | 0.976 |  | Outdoor
NJADRE1554632704 | Administratively Determined Incentive Program | Cherry Hill | 8002 | 14 | 8.51 | Residential | Behind the Meter | No | Net Metered Residential | Sumintra | None | PSE&G | Accepted | 2023-09-13 | 2023-10-09 | 2024-10-09 | Solar Panels | Hanwha Q Cells | Q.Peak DUO BLK ML-G10+ |  | 0.405 | 21 | 115 | 23 |  | Fixed | Roof
NJADRE1554632708 | Administratively Determined Incentive Program | Vineland | 8361 | 20 | 3.38 | Residential | Behind the Meter | Yes | Net Metered Residential | Sunrun Installation Services, Inc. | None | Vineland Muni Electric | Accepted | 2023-09-13 | 2023-10-03 | 2024-10-03 | Inverters | SolarEdge Technologies | SE3800H-USMN | 3800 |  | 1 |  |  | 0.96 |  | Outdoor | Next To Meter
NJADRE1554632708 | Administratively Determined Incentive Program | Vineland | 8361 | 20 | 3.38 | Residential | Behind the Meter | Yes | Net Metered Residential | Sunrun Installation Services, Inc. | None | Vineland Muni Electric | Accepted | 2023-09-13 | 2023-10-03 | 2024-10-03 | Solar Panels | Vikram Solar | VSMDHT.60.375.05 |  | 0.375 | 9 | 160 | 29 |  | Fixed | Roof
NJADRE1554632730 | Administratively Determined Incentive Program | Turnersville | 8012 | 14 | 5.63 | Residential | Behind the Meter | Yes | Net Metered Residential | Sunrun Installation Services, Inc. | None | AC Electric | Accepted | 2023-09-13 | 2023-10-03 | 2024-10-03 | Electric Storage Battery | LG Chem | RESU 10H Prime |  |  | 1 |  |  |  | Lithium Ion |  | outside
NJADRE1554632730 | Administratively Determined Incentive Program | Turnersville | 8012 | 14 | 5.63 | Residential | Behind the Meter | Yes | Net Metered Residential | Sunrun Installation Services, Inc. | None | AC Electric | Accepted | 2023-09-13 | 2023-10-03 | 2024-10-03 | Inverters | SolarEdge Technologies | SE3800H-USMN | 3800 |  | 1 |  |  | 0.96 |  | Outdoor | Next To Meter
NJADRE1554632730 | Administratively Determined Incentive Program | Turnersville | 8012 | 14 | 5.63 | Residential | Behind the Meter | Yes | Net Metered Residential | Sunrun Installation Services, Inc. | None | AC Electric | Accepted | 2023-09-13 | 2023-10-03 | 2024-10-03 | Solar Panels | Vikram Solar | VSMDHT.60.375.05 |  | 0.375 | 11 | 3 | 21 |  | Fixed | Roof
NJADRE1554632730 | Administratively Determined Incentive Program | Turnersville | 8012 | 14 | 5.63 | Residential | Behind the Meter | Yes | Net Metered Residential | Sunrun Installation Services, Inc. | None | AC Electric | Accepted | 2023-09-13 | 2023-10-03 | 2024-10-03 | Solar Panels | Vikram Solar | VSMDHT.60.375.05 |  | 0.375 | 4 | 3 | 21 |  | Fixed | Roof
NJADRE1554632743 | Administratively Determined Incentive Program | Neptune City | 7753 | 17 | 6.75 | Residential | Behind the Meter | Yes | Net Metered Residential | Sunrun Installation Services, Inc. | None | JCP&L | Accepted | 2023-09-13 | 2023-10-03 | 2024-10-03 | Electric Storage Battery | LG Chem | RESU 10H Prime |  |  | 1 |  |  |  | Lithium Ion |  | outside
NJADRE1554632743 | Administratively Determined Incentive Program | Neptune City | 7753 | 17 | 6.75 | Residential | Behind the Meter | Yes | Net Metered Residential | Sunrun Installation Services, Inc. | None | JCP&L | Accepted | 2023-09-13 | 2023-10-03 | 2024-10-03 | Inverters | Delta Electronics | E6-TL-US | 5760 |  | 1 |  |  | 0.96 |  | Outdoor | Next To Meter
NJADRE1554632743 | Administratively Determined Incentive Program | Neptune City | 7753 | 17 | 6.75 | Residential | Behind the Meter | Yes | Net Metered Residential | Sunrun Installation Services, Inc. | None | JCP&L | Accepted | 2023-09-13 | 2023-10-03 | 2024-10-03 | Solar Panels | Vikram Solar | VSMDHT.60.375.05 |  | 0.375 | 8 | 61 | 26 |  | Fixed | Roof
NJADRE1554632743 | Administratively Determined Incentive Program | Neptune City | 7753 | 17 | 6.75 | Residential | Behind the Meter | Yes | Net Metered Residential | Sunrun Installation Services, Inc. | None | JCP&L | Accepted | 2023-09-13 | 2023-10-03 | 2024-10-03 | Solar Panels | Vikram Solar | VSMDHT.60.375.05 |  | 0.375 | 10 | 241 | 26 |  | Fixed | Roof
NJADRE1554632749 | Administratively Determined Incentive Program | Englishtown | 7726 | 17 | 11.89 | Residential | Behind the Meter | Yes | Net Metered Residential | EMT Renewables | None | JCP&L | Accepted | 2023-09-13 | 2023-10-03 | 2024-10-03 | Inverters | ENPHASE | IQ8+ | 290 |  | 29 |  |  | 0.98 |  | Other | UNDER EACH PANEL
NJADRE1554632749 | Administratively Determined Incentive Program | Englishtown | 7726 | 17 | 11.89 | Residential | Behind the Meter | Yes | Net Metered Residential | EMT Renewables | None | JCP&L | Accepted | 2023-09-13 | 2023-10-03 | 2024-10-03 | Solar Panels | SEG SOLAR | SIV 410 |  | 0.41 | 2 | 171 | 34 |  | Fixed | Roof
NJADRE1554632749 | Administratively Determined Incentive Program | Englishtown | 7726 | 17 | 11.89 | Residential | Behind the Meter | Yes | Net Metered Residential | EMT Renewables | None | JCP&L | Accepted | 2023-09-13 | 2023-10-03 | 2024-10-03 | Solar Panels | SEG SOLAR | SIV 410 |  | 0.41 | 4 | 171 | 45 |  | Fixed | Roof
NJADRE1554632749 | Administratively Determined Incentive Program | Englishtown | 7726 | 17 | 11.89 | Residential | Behind the Meter | Yes | Net Metered Residential | EMT Renewables | None | JCP&L | Accepted | 2023-09-13 | 2023-10-03 | 2024-10-03 | Solar Panels | SEG SOLAR | SIV 410 |  | 0.41 | 21 | 261 | 35 |  | Fixed | Roof
NJADRE1554632749 | Administratively Determined Incentive Program | Englishtown | 7726 | 17 | 11.89 | Residential | Behind the Meter | Yes | Net Metered Residential | EMT Renewables | None | JCP&L | Accepted | 2023-09-13 | 2023-10-03 | 2024-10-03 | Solar Panels | SEG SOLAR | SIV 410 |  | 0.41 | 2 | 81 | 35 |  | Fixed | Roof
NJADRE1554632751 | Administratively Determined Incentive Program | Chester | 7930 | 3 | 20.66 | Residential | Behind the Meter | Yes | Net Metered Residential | Trinity Solar Inc. | None | JCP&L | Accepted | 2023-09-13 | 2023-10-03 | 2024-10-03 | Inverters | Solar Edge | SE10000H-US000BEi4 | 10 |  | 1 |  |  | 0.97 |  | Outdoor
NJADRE1554632751 | Administratively Determined Incentive Program | Chester | 7930 | 3 | 20.66 | Residential | Behind the Meter | Yes | Net Metered Residential | Trinity Solar Inc. | None | JCP&L | Accepted | 2023-09-13 | 2023-10-03 | 2024-10-03 | Inverters | Solar Edge | SE6000H-US000BEi4 | 6 |  | 1 |  |  | 0.97 |  | Outdoor
NJADRE1554632751 | Administratively Determined Incentive Program | Chester | 7930 | 3 | 20.66 | Residential | Behind the Meter | Yes | Net Metered Residential | Trinity Solar Inc. | None | JCP&L | Accepted | 2023-09-13 | 2023-10-03 | 2024-10-03 | Solar Panels | Hanwha | Q.PEAK DUO BLK ML-G10+ 405 |  | 0.405 | 51 | 173 | 34 |  | Fixed | Roof
NJADRE1554632762 | Administratively Determined Incentive Program | South Plainfield | 7080 | 11 | 9.09 | Residential | Behind the Meter | Yes | Net Metered Residential | Solar Mite Solutions | None | PSE&G | Accepted | 2023-09-13 | 2023-10-03 | 2024-10-03 | Inverters | Enphase | IQ8PLUS-72-2 | 290 |  | 23 |  |  | 0.98 |  | Outdoor | under modules
NJADRE1554632762 | Administratively Determined Incentive Program | South Plainfield | 7080 | 11 | 9.09 | Residential | Behind the Meter | Yes | Net Metered Residential | Solar Mite Solutions | None | PSE&G | Accepted | 2023-09-13 | 2023-10-03 | 2024-10-03 | Solar Panels | JA Solar | 54S31 |  | 0.395 | 18 | 165 | 18 |  | Fixed | Roof | Array 1
NJADRE1554632762 | Administratively Determined Incentive Program | South Plainfield | 7080 | 11 | 9.09 | Residential | Behind the Meter | Yes | Net Metered Residential | Solar Mite Solutions | None | PSE&G | Accepted | 2023-09-13 | 2023-10-03 | 2024-10-03 | Solar Panels | JA Solar | 54S31 |  | 0.395 | 5 | 345 | 18 |  | Fixed | Roof | Array 2
NJADRE1554632774 | Administratively Determined Incentive Program | Hillsborough | 8844 | 5 | 8.1 | Residential | Behind the Meter | Yes | Net Metered Residential | EMT Renewables | None | JCP&L | Accepted | 2023-09-13 | 2023-10-03 | 2024-10-03 | Inverters | ENPHASE | IQ8+ | 290 |  | 20 |  |  | 0.98 |  | Other | UNDER EACH PANEL
NJADRE1554632774 | Administratively Determined Incentive Program | Hillsborough | 8844 | 5 | 8.1 | Residential | Behind the Meter | Yes | Net Metered Residential | EMT Renewables | None | JCP&L | Accepted | 2023-09-13 | 2023-10-03 | 2024-10-03 | Solar Panels | Q CELLS | Q PEAK DUO BLK |  | 0.405 | 20 | 175 | 31 |  | Fixed | Roof
NJADRE1554632781 | Administratively Determined Incentive Program | Bordentown Twp | 8505 | 13 | 15.2 | Residential | Behind the Meter | Yes | Net Metered Residential | SunnyMac LLC | None | PSE&G | Accepted | 2023-09-13 | 2023-10-03 | 2024-10-03 | Solar Panels | HANWHA | Q.PEAK DUO BLK ML-G10+400 |  | 0.4 | 18 | 71 | 27 |  | Fixed | Roof
NJADRE1554632781 | Administratively Determined Incentive Program | Bordentown Twp | 8505 | 13 | 15.2 | Residential | Behind the Meter | Yes | Net Metered Residential | SunnyMac LLC | None | PSE&G | Accepted | 2023-09-13 | 2023-10-03 | 2024-10-03 | Solar Panels | HANWHA | Q.PEAK DUO BLK ML-G10+400 |  | 0.4 | 20 | 251 | 27 |  | Fixed | Roof
NJADRE1554632781 | Administratively Determined Incentive Program | Bordentown Twp | 8505 | 13 | 15.2 | Residential | Behind the Meter | Yes | Net Metered Residential | SunnyMac LLC | None | PSE&G | Accepted | 2023-09-13 | 2023-10-03 | 2024-10-03 | Inverters | Solaredge | SE10000H-US | 10000 |  | 1 |  |  | 0.99 |  | Outdoor | NEXT TO METER
NJADRE1554632781 | Administratively Determined Incentive Program | Bordentown Twp | 8505 | 13 | 15.2 | Residential | Behind the Meter | Yes | Net Metered Residential | SunnyMac LLC | None | PSE&G | Accepted | 2023-09-13 | 2023-10-03 | 2024-10-03 | Meters | SE-RGMTR-1D-240C-B | Solaredge |  |  | 1 |  |  |  | Yes | Outdoor
NJADRE1554632809 | Administratively Determined Incentive Program | LITTLE EGG HARBOR TWP | 8087 | 18 | 7.29 | Residential | Behind the Meter | Yes | Net Metered Residential | Big Wave Roofing and Solar LLC | None | AC Electric | Accepted | 2023-09-13 | 2023-10-03 | 2024-10-03 | Inverters | Enphase Energy Inc | IQ7PLUS-72-2-US | 290 |  | 18 |  |  | 0.98 |  | Outside
NJADRE1554632809 | Administratively Determined Incentive Program | LITTLE EGG HARBOR TWP | 8087 | 18 | 7.29 | Residential | Behind the Meter | Yes | Net Metered Residential | Big Wave Roofing and Solar LLC | None | AC Electric | Accepted | 2023-09-13 | 2023-10-03 | 2024-10-03 | Solar Panels | Qcells | Q.PEAK DUO BLK ML-G10+ 405 |  | 0.405 | 18 | 254 | 25 |  | Fixed | Roof
NJADRE1554632830 | Administratively Determined Incentive Program | Jersey City | 7307 | 8 | 4.05 | Residential | Behind the Meter | Yes | Net Metered Residential | Pro Custom Solar dba Momentum Solar | None | PSE&G | Accepted | 2023-09-13 | 2023-10-03 | 2024-10-03 | Inverters | Enphase | IQ8PLUS-72-2-US | 290 |  | 10 |  |  | 0.97 |  | Outdoor
NJADRE1554632830 | Administratively Determined Incentive Program | Jersey City | 7307 | 8 | 4.05 | Residential | Behind the Meter | Yes | Net Metered Residential | Pro Custom Solar dba Momentum Solar | None | PSE&G | Accepted | 2023-09-13 | 2023-10-03 | 2024-10-03 | Solar Panels | Hanwha | q.peak duo blk ML-g10+405 |  | 0.405 | 10 | 207 | 4 |  | Fixed | Roof
NJADRE1554632850 | Administratively Determined Incentive Program | Verona TWP | 7044 | 9 | 8.84 | Residential | Behind the Meter | No | Net Metered Residential | Tesla Energy Operations Inc | None | PSE&G | Accepted | 2023-09-13 | 2023-10-03 | 2024-10-03 | Inverters | SolarEdge | SE7600H-US [240V] | 7600 |  | 1 |  |  | 0.98 |  | Outdoor
NJADRE1554632850 | Administratively Determined Incentive Program | Verona TWP | 7044 | 9 | 8.84 | Residential | Behind the Meter | No | Net Metered Residential | Tesla Energy Operations Inc | None | PSE&G | Accepted | 2023-09-13 | 2023-10-03 | 2024-10-03 | Electric Storage Battery | Tesla | AC Powerwall 2.0 |  |  | 2 |  |  |  | Lithium Ion |  | Inside
NJADRE1554632850 | Administratively Determined Incentive Program | Verona TWP | 7044 | 9 | 8.84 | Residential | Behind the Meter | No | Net Metered Residential | Tesla Energy Operations Inc | None | PSE&G | Accepted | 2023-09-13 | 2023-10-03 | 2024-10-03 | Solar Panels | Hanwha Q-CELLS | Q.Peak DUO BLK-G6+ 340 |  | 0.34 | 15 | 310 | 30 |  | Fixed | Roof
NJADRE1554632850 | Administratively Determined Incentive Program | Verona TWP | 7044 | 9 | 8.84 | Residential | Behind the Meter | No | Net Metered Residential | Tesla Energy Operations Inc | None | PSE&G | Accepted | 2023-09-13 | 2023-10-03 | 2024-10-03 | Solar Panels | Hanwha Q-CELLS | Q.Peak DUO BLK-G6+ 340 |  | 0.34 | 7 | 130 | 30 |  | Fixed | Roof
NJADRE1554632850 | Administratively Determined Incentive Program | Verona TWP | 7044 | 9 | 8.84 | Residential | Behind the Meter | No | Net Metered Residential | Tesla Energy Operations Inc | None | PSE&G | Accepted | 2023-09-13 | 2023-10-03 | 2024-10-03 | Solar Panels | Hanwha Q-CELLS | Q.Peak DUO BLK-G6+ 340 |  | 0.34 | 4 | 130 | 26 |  | Fixed | Roof
NJADRE1554632867 | Administratively Determined Incentive Program | Blairstown | 7825 | 2 | 15 | Residential | Behind the Meter | No | Net Metered Residential | Green House Solar | None | JCP&L | Accepted | 2023-09-13 | 2023-10-03 | 2024-10-03 | Inverters | SOL ARK | SOL ARK 15 | 15000 |  | 1 |  |  | 0.97 |  | Outdoor
NJADRE1554632867 | Administratively Determined Incentive Program | Blairstown | 7825 | 2 | 15 | Residential | Behind the Meter | No | Net Metered Residential | Green House Solar | None | JCP&L | Accepted | 2023-09-13 | 2023-10-03 | 2024-10-03 | Solar Panels | MEYER BURGER | MB 375 |  | 0.375 | 20 | TRACKER | 1 |  | Double Axis | Ground
NJADRE1554632867 | Administratively Determined Incentive Program | Blairstown | 7825 | 2 | 15 | Residential | Behind the Meter | No | Net Metered Residential | Green House Solar | None | JCP&L | Accepted | 2023-09-13 | 2023-10-03 | 2024-10-03 | Solar Panels | MEYER BURGER | MB 375 |  | 0.375 | 20 | TRACKER | 1 |  | Double Axis | Ground
NJADRE1554632916 | Administratively Determined Incentive Program | Maplewood | 7040 | 9 | 6.4 | Residential | Behind the Meter | Yes | Net Metered Residential | Vision Solar LLC | None | PSE&G | Accepted | 2023-09-13 | 2023-10-04 | 2024-10-04 | Inverters | Solar Edge | SE6000H-USRGM | 6 |  | 1 |  |  | 0.97 |  | Outside
NJADRE1554632916 | Administratively Determined Incentive Program | Maplewood | 7040 | 9 | 6.4 | Residential | Behind the Meter | Yes | Net Metered Residential | Vision Solar LLC | None | PSE&G | Accepted | 2023-09-13 | 2023-10-04 | 2024-10-04 | Solar Panels | Znshine Solar | ZXM6-NH120-370/M |  | 0.4 | 10 | 222 | 34 |  | Fixed | Roof
NJADRE1554632916 | Administratively Determined Incentive Program | Maplewood | 7040 | 9 | 6.4 | Residential | Behind the Meter | Yes | Net Metered Residential | Vision Solar LLC | None | PSE&G | Accepted | 2023-09-13 | 2023-10-04 | 2024-10-04 | Solar Panels | Znshine Solar | ZXM6-NH120-370/M |  | 0.4 | 6 | 42 | 34 |  | Fixed | Roof
NJADRE1554632920 | Administratively Determined Incentive Program | Manasquan | 8736 | 17 | 14.28 | Residential | Behind the Meter | No | Net Metered Residential | EMT Renewables | None | JCP&L | Accepted | 2023-09-13 | 2023-10-03 | 2024-10-03 | Inverters | ENPHASE | IQ7x | 315 |  | 34 |  |  | 0.98 |  | Other | UNDER EACH PANEL
NJADRE1554632920 | Administratively Determined Incentive Program | Manasquan | 8736 | 17 | 14.28 | Residential | Behind the Meter | No | Net Metered Residential | EMT Renewables | None | JCP&L | Accepted | 2023-09-13 | 2023-10-03 | 2024-10-03 | Solar Panels | REC ALPHA | REC 420 |  | 0.42 | 4 | 132 | 13 |  | Fixed | Roof
NJADRE1554632920 | Administratively Determined Incentive Program | Manasquan | 8736 | 17 | 14.28 | Residential | Behind the Meter | No | Net Metered Residential | EMT Renewables | None | JCP&L | Accepted | 2023-09-13 | 2023-10-03 | 2024-10-03 | Solar Panels | REC ALPHA | REC 420 |  | 0.42 | 4 | 132 | 13 |  | Fixed | Roof
NJADRE1554632920 | Administratively Determined Incentive Program | Manasquan | 8736 | 17 | 14.28 | Residential | Behind the Meter | No | Net Metered Residential | EMT Renewables | None | JCP&L | Accepted | 2023-09-13 | 2023-10-03 | 2024-10-03 | Solar Panels | REC ALPHA | REC 420 |  | 0.42 | 3 | 132 | 13 |  | Fixed | Roof
NJADRE1554632920 | Administratively Determined Incentive Program | Manasquan | 8736 | 17 | 14.28 | Residential | Behind the Meter | No | Net Metered Residential | EMT Renewables | None | JCP&L | Accepted | 2023-09-13 | 2023-10-03 | 2024-10-03 | Solar Panels | REC ALPHA | REC 420 |  | 0.42 | 5 | 132 | 36 |  | Fixed | Roof
NJADRE1554632920 | Administratively Determined Incentive Program | Manasquan | 8736 | 17 | 14.28 | Residential | Behind the Meter | No | Net Metered Residential | EMT Renewables | None | JCP&L | Accepted | 2023-09-13 | 2023-10-03 | 2024-10-03 | Solar Panels | REC ALPHA | REC 420 |  | 0.42 | 11 | 312 | 36 |  | Fixed | Roof
NJADRE1554632920 | Administratively Determined Incentive Program | Manasquan | 8736 | 17 | 14.28 | Residential | Behind the Meter | No | Net Metered Residential | EMT Renewables | None | JCP&L | Accepted | 2023-09-13 | 2023-10-03 | 2024-10-03 | Solar Panels | REC ALPHA | REC 420 |  | 0.42 | 6 | 312 | 14 |  | Fixed | Roof
NJADRE1554632920 | Administratively Determined Incentive Program | Manasquan | 8736 | 17 | 14.28 | Residential | Behind the Meter | No | Net Metered Residential | EMT Renewables | None | JCP&L | Accepted | 2023-09-13 | 2023-10-03 | 2024-10-03 | Solar Panels | REC ALPHA | REC 420 |  | 0.42 | 1 | 42 | 36 |  | Fixed | Roof
NJADRE1554632944 | Administratively Determined Incentive Program | Freehold | 7728 | 17 | 10.88 | Residential | Behind the Meter | No | Net Metered Residential | Green House Solar | None | JCP&L | Accepted | 2023-09-13 | 2023-10-03 | 2024-10-03 | Inverters | Enphase | iq7hs | 384 |  | 25 |  |  | 0.97 |  | Outdoor
NJADRE1554632944 | Administratively Determined Incentive Program | Freehold | 7728 | 17 | 10.88 | Residential | Behind the Meter | No | Net Metered Residential | Green House Solar | None | JCP&L | Accepted | 2023-09-13 | 2023-10-03 | 2024-10-03 | Solar Panels | sunpower | m435 |  | 0.435 | 11 | 221 | 34 |  | Fixed | Roof
NJADRE1554632944 | Administratively Determined Incentive Program | Freehold | 7728 | 17 | 10.88 | Residential | Behind the Meter | No | Net Metered Residential | Green House Solar | None | JCP&L | Accepted | 2023-09-13 | 2023-10-03 | 2024-10-03 | Solar Panels | sunpower | m435 |  | 0.435 | 14 | 131 | 34 |  | Fixed | Roof
NJADRE1554633461 | Administratively Determined Incentive Program | East Brunswick TWP | 8816 | 11 | 12.15 | Residential | Behind the Meter | Yes | Net Metered Residential | Tesla Energy Operations Inc | None | PSE&G | Accepted | 2023-09-13 | 2023-10-03 | 2024-10-03 | Inverters | Tesla | 1538000-45-A (240V) | 5760 |  | 1 |  |  | 0.98 |  | Outdoor
NJADRE1554633461 | Administratively Determined Incentive Program | East Brunswick TWP | 8816 | 11 | 12.15 | Residential | Behind the Meter | Yes | Net Metered Residential | Tesla Energy Operations Inc | None | PSE&G | Accepted | 2023-09-13 | 2023-10-03 | 2024-10-03 | Inverters | Tesla | 1538000-45-A (240V) | 3840 |  | 1 |  |  | 0.975 |  | Outdoor
NJADRE1554633461 | Administratively Determined Incentive Program | East Brunswick TWP | 8816 | 11 | 12.15 | Residential | Behind the Meter | Yes | Net Metered Residential | Tesla Energy Operations Inc | None | PSE&G | Accepted | 2023-09-13 | 2023-10-03 | 2024-10-03 | Solar Panels | Hanwha | Q.PEAK DUO BLK ML-G10+/TS 405 |  | 0.405 | 18 | 265 | 37 |  | Fixed | Roof
NJADRE1554633461 | Administratively Determined Incentive Program | East Brunswick TWP | 8816 | 11 | 12.15 | Residential | Behind the Meter | Yes | Net Metered Residential | Tesla Energy Operations Inc | None | PSE&G | Accepted | 2023-09-13 | 2023-10-03 | 2024-10-03 | Solar Panels | Hanwha | Q.PEAK DUO BLK ML-G10+/TS 405 |  | 0.405 | 2 | 265 | 37 |  | Fixed | Roof
NJADRE1554633461 | Administratively Determined Incentive Program | East Brunswick TWP | 8816 | 11 | 12.15 | Residential | Behind the Meter | Yes | Net Metered Residential | Tesla Energy Operations Inc | None | PSE&G | Accepted | 2023-09-13 | 2023-10-03 | 2024-10-03 | Solar Panels | Hanwha | Q.PEAK DUO BLK ML-G10+/TS 405 |  | 0.405 | 10 | 85 | 37 |  | Fixed | Roof
NJADRE1554633498 | Administratively Determined Incentive Program | Northfield | 8225 | 19 | 7.18 | Residential | Behind the Meter | No | Net Metered Residential | GAF Energy | None | AC Electric | Accepted | 2023-09-18 | 2023-10-10 | 2024-10-10 | Inverters | Delta | M8-TL-US | 8000 |  | 1 |  |  | 0.975 |  | Outdoor
NJADRE1554633498 | Administratively Determined Incentive Program | Northfield | 8225 | 19 | 7.18 | Residential | Behind the Meter | No | Net Metered Residential | GAF Energy | None | AC Electric | Accepted | 2023-09-18 | 2023-10-10 | 2024-10-10 | Solar Panels | GAF Energy | TLS-1 |  | 0.046 | 36 | 219 | 23 |  | Fixed | Roof
NJADRE1554633498 | Administratively Determined Incentive Program | Northfield | 8225 | 19 | 7.18 | Residential | Behind the Meter | No | Net Metered Residential | GAF Energy | None | AC Electric | Accepted | 2023-09-18 | 2023-10-10 | 2024-10-10 | Solar Panels | GAF Energy | TLS-1 |  | 0.046 | 36 | 219 | 14 |  | Fixed | Roof
NJADRE1554633498 | Administratively Determined Incentive Program | Northfield | 8225 | 19 | 7.18 | Residential | Behind the Meter | No | Net Metered Residential | GAF Energy | None | AC Electric | Accepted | 2023-09-18 | 2023-10-10 | 2024-10-10 | Solar Panels | GAF Energy | TLS-1 |  | 0.046 | 84 | 129 | 37 |  | Fixed | Roof
NJADRE1554633551 | Administratively Determined Incentive Program | Clifton City | 7011 | 6 | 8.51 | Residential | Behind the Meter | Yes | Net Metered Residential | Vision Solar LLC | None | PSE&G | Accepted | 2023-09-13 | 2023-10-03 | 2024-10-03 | Inverters | Solar Edge | SE6000H-USRGM | 6 |  | 1 |  |  | 0.97 |  | Outside
NJADRE1554633551 | Administratively Determined Incentive Program | Clifton City | 7011 | 6 | 8.51 | Residential | Behind the Meter | Yes | Net Metered Residential | Vision Solar LLC | None | PSE&G | Accepted | 2023-09-13 | 2023-10-03 | 2024-10-03 | Solar Panels | Znshine Solar | ZXM6-NH120-370/M |  | 0.37 | 9 | 258 | 40 |  | Fixed | Roof
NJADRE1554633551 | Administratively Determined Incentive Program | Clifton City | 7011 | 6 | 8.51 | Residential | Behind the Meter | Yes | Net Metered Residential | Vision Solar LLC | None | PSE&G | Accepted | 2023-09-13 | 2023-10-03 | 2024-10-03 | Solar Panels | Znshine Solar | ZXM6-NH120-370/M |  | 0.37 | 14 | 78 | 0 |  | Fixed | Roof
NJADRE1554633787 | Administratively Determined Incentive Program | Garfield | 7026 | 7 | 4.97 | Residential | Behind the Meter | No | Net Metered Residential | Power Home Remodeling Group | None | PSE&G | Accepted | 2023-09-13 | 2023-10-03 | 2024-10-03 | Inverters | SolarEdge | SE3800H-US | 3800 |  | 1 |  |  | 0.99 |  | Outdoor
NJADRE1554633787 | Administratively Determined Incentive Program | Garfield | 7026 | 7 | 4.97 | Residential | Behind the Meter | No | Net Metered Residential | Power Home Remodeling Group | None | PSE&G | Accepted | 2023-09-13 | 2023-10-03 | 2024-10-03 | Meters | SolarEdge | Revenue Grade Data Ansi C12.20 |  |  | 1 |  |  |  | Yes | Outdoor
NJADRE1554633787 | Administratively Determined Incentive Program | Garfield | 7026 | 7 | 4.97 | Residential | Behind the Meter | No | Net Metered Residential | Power Home Remodeling Group | None | PSE&G | Accepted | 2023-09-13 | 2023-10-03 | 2024-10-03 | Solar Panels | Longi | LR40-60HPB-355M |  | 0.355 | 6 | 251 | 14 |  | Fixed | Roof
NJADRE1554633787 | Administratively Determined Incentive Program | Garfield | 7026 | 7 | 4.97 | Residential | Behind the Meter | No | Net Metered Residential | Power Home Remodeling Group | None | PSE&G | Accepted | 2023-09-13 | 2023-10-03 | 2024-10-03 | Solar Panels | Longi | LR40-60HPB-355M |  | 0.355 | 6 | 161 | 50 |  | Fixed | Roof
NJADRE1554633787 | Administratively Determined Incentive Program | Garfield | 7026 | 7 | 4.97 | Residential | Behind the Meter | No | Net Metered Residential | Power Home Remodeling Group | None | PSE&G | Accepted | 2023-09-13 | 2023-10-03 | 2024-10-03 | Solar Panels | Longi | LR40-60HPB-355M |  | 0.355 | 2 | 71 | 26 |  | Fixed | Roof
NJADRE1554634281 | Administratively Determined Incentive Program | Passaic | 7055 | 6 | 7.2 | Residential | Behind the Meter | No | Net Metered Residential | Powerlutions | None | PSE&G | Accepted | 2023-09-13 | 2023-10-03 | 2024-10-03 | Solar Panels | Silfab | SIL-400 HC+ |  | 0.4 | 10 | 123 | 39 |  | Fixed | Roof
NJADRE1554634281 | Administratively Determined Incentive Program | Passaic | 7055 | 6 | 7.2 | Residential | Behind the Meter | No | Net Metered Residential | Powerlutions | None | PSE&G | Accepted | 2023-09-13 | 2023-10-03 | 2024-10-03 | Solar Panels | Silfab | SIL-400 HC+ |  | 0.4 | 1 | 213 | 35 |  | Fixed | Roof
NJADRE1554634281 | Administratively Determined Incentive Program | Passaic | 7055 | 6 | 7.2 | Residential | Behind the Meter | No | Net Metered Residential | Powerlutions | None | PSE&G | Accepted | 2023-09-13 | 2023-10-03 | 2024-10-03 | Solar Panels | Silfab | SIL-400 HC+ |  | 0.4 | 1 | 213 | 38 |  | Fixed | Roof
NJADRE1554634281 | Administratively Determined Incentive Program | Passaic | 7055 | 6 | 7.2 | Residential | Behind the Meter | No | Net Metered Residential | Powerlutions | None | PSE&G | Accepted | 2023-09-13 | 2023-10-03 | 2024-10-03 | Solar Panels | Silfab | SIL-400 HC+ |  | 0.4 | 1 | 213 | 10 |  | Fixed | Roof
NJADRE1554634281 | Administratively Determined Incentive Program | Passaic | 7055 | 6 | 7.2 | Residential | Behind the Meter | No | Net Metered Residential | Powerlutions | None | PSE&G | Accepted | 2023-09-13 | 2023-10-03 | 2024-10-03 | Solar Panels | Silfab | SIL-400 HC+ |  | 0.4 | 1 | 123 | 10 |  | Fixed | Roof
NJADRE1554634281 | Administratively Determined Incentive Program | Passaic | 7055 | 6 | 7.2 | Residential | Behind the Meter | No | Net Metered Residential | Powerlutions | None | PSE&G | Accepted | 2023-09-13 | 2023-10-03 | 2024-10-03 | Solar Panels | Silfab | SIL-400 HC+ |  | 0.4 | 2 | 125 | 26 |  | Fixed | Roof
NJADRE1554634281 | Administratively Determined Incentive Program | Passaic | 7055 | 6 | 7.2 | Residential | Behind the Meter | No | Net Metered Residential | Powerlutions | None | PSE&G | Accepted | 2023-09-13 | 2023-10-03 | 2024-10-03 | Solar Panels | Silfab | SIL-400 HC+ |  | 0.4 | 2 | 215 | 26 |  | Fixed | Roof
NJADRE1554634281 | Administratively Determined Incentive Program | Passaic | 7055 | 6 | 7.2 | Residential | Behind the Meter | No | Net Metered Residential | Powerlutions | None | PSE&G | Accepted | 2023-09-13 | 2023-10-03 | 2024-10-03 | Inverters | ENPHASE | IQ7PLUS-72-2-US | 290 |  | 18 |  |  | 0.98 |  | Outdoor
NJADRE1554634503 | Administratively Determined Incentive Program | Jersey City | 7305 | 8 | 3.24 | Residential | Behind the Meter | Yes | Net Metered Residential | Pro Custom Solar dba Momentum Solar | None | PSE&G | Accepted | 2023-09-13 | 2023-10-04 | 2024-10-04 | Solar Panels | HANWHA | Â Q. PEAK DUO BLK-G10+405 |  | 0.405 | 8 | 310 | 23 |  | Fixed | Roof
NJADRE1554634503 | Administratively Determined Incentive Program | Jersey City | 7305 | 8 | 3.24 | Residential | Behind the Meter | Yes | Net Metered Residential | Pro Custom Solar dba Momentum Solar | None | PSE&G | Accepted | 2023-09-13 | 2023-10-04 | 2024-10-04 | Inverters | ENPHASE | IQ8PLUS-72-2-US | 290 |  | 8 |  |  | 0.97 |  | Outdoor
NJADRE1554634622 | Administratively Determined Incentive Program | Plainfield City | 7062 | 10 | 7.98 | Residential | Behind the Meter | No | Net Metered Residential | EMT Renewables | None | PSE&G | Accepted | 2023-09-13 | 2023-10-03 | 2024-10-03 | Inverters | ENPHASE | IQ7x | 315 |  | 19 |  |  | 0.98 |  | Other | UNDER EACH PANEL
NJADRE1554634622 | Administratively Determined Incentive Program | Plainfield City | 7062 | 10 | 7.98 | Residential | Behind the Meter | No | Net Metered Residential | EMT Renewables | None | PSE&G | Accepted | 2023-09-13 | 2023-10-03 | 2024-10-03 | Solar Panels | REC ALPHA | REC 420 |  | 0.42 | 6 | 230 | 45 |  | Fixed | Roof
NJADRE1554634622 | Administratively Determined Incentive Program | Plainfield City | 7062 | 10 | 7.98 | Residential | Behind the Meter | No | Net Metered Residential | EMT Renewables | None | PSE&G | Accepted | 2023-09-13 | 2023-10-03 | 2024-10-03 | Solar Panels | REC ALPHA | REC 420 |  | 0.42 | 3 | 140 | 1 |  | Fixed | Roof
NJADRE1554634622 | Administratively Determined Incentive Program | Plainfield City | 7062 | 10 | 7.98 | Residential | Behind the Meter | No | Net Metered Residential | EMT Renewables | None | PSE&G | Accepted | 2023-09-13 | 2023-10-03 | 2024-10-03 | Solar Panels | REC ALPHA | REC 420 |  | 0.42 | 10 | 50 | 45 |  | Fixed | Roof
NJADRE1554636855 | Administratively Determined Incentive Program | South Orange Village TWP | 7079 | 9 | 6.66 | Residential | Behind the Meter | Yes | Net Metered Residential | Vision Solar LLC | None | PSE&G | Accepted | 2023-09-13 | 2023-10-04 | 2024-10-04 | Inverters | Solar Edge | SE6000H-USRGM | 6000 |  | 1 |  |  | 0.97 |  | Outside
NJADRE1554636855 | Administratively Determined Incentive Program | South Orange Village TWP | 7079 | 9 | 6.66 | Residential | Behind the Meter | Yes | Net Metered Residential | Vision Solar LLC | None | PSE&G | Accepted | 2023-09-13 | 2023-10-04 | 2024-10-04 | Solar Panels | Znshine Solar | ZXM6-NH120-370/M |  | 0.37 | 18 | 303 | 43 |  | Fixed | Roof
NJADRE1554638532 | Administratively Determined Incentive Program | CLIFTON | 7014 | 6 | 5.67 | Residential | Behind the Meter | No | Net Metered Residential | Big Wave Roofing and Solar LLC | None | PSE&G | Accepted | 2023-09-13 | 2023-10-03 | 2024-10-03 | Inverters | Enphase Energy Inc | IQ7A-72-2-US | 290 |  | 14 |  |  | 0.98 |  | Outside
NJADRE1554638532 | Administratively Determined Incentive Program | CLIFTON | 7014 | 6 | 5.67 | Residential | Behind the Meter | No | Net Metered Residential | Big Wave Roofing and Solar LLC | None | PSE&G | Accepted | 2023-09-13 | 2023-10-03 | 2024-10-03 | Solar Panels | Qcells | Q.PEAK DUO BLK ML-G10+ 405 |  | 0.405 | 6 | 213 | 42 |  | Fixed | Roof
NJADRE1554638532 | Administratively Determined Incentive Program | CLIFTON | 7014 | 6 | 5.67 | Residential | Behind the Meter | No | Net Metered Residential | Big Wave Roofing and Solar LLC | None | PSE&G | Accepted | 2023-09-13 | 2023-10-03 | 2024-10-03 | Solar Panels | Qcells | Q.PEAK DUO BLK ML-G10+ 405 |  | 0.405 | 6 | 213 | 6 |  | Fixed | Roof
NJADRE1554638532 | Administratively Determined Incentive Program | CLIFTON | 7014 | 6 | 5.67 | Residential | Behind the Meter | No | Net Metered Residential | Big Wave Roofing and Solar LLC | None | PSE&G | Accepted | 2023-09-13 | 2023-10-03 | 2024-10-03 | Solar Panels | Qcells | Q.PEAK DUO BLK ML-G10+ 405 |  | 0.405 | 2 | 33 | 6 |  | Fixed | Roof
NJADRE1554640829 | Administratively Determined Incentive Program | Lawrence Twp Mer | 8648 | 12 | 9.6 | Residential | Behind the Meter | Yes | Net Metered Residential | SunnyMac LLC | None | PSE&G | Accepted | 2023-09-13 | 2023-10-03 | 2024-10-03 | Solar Panels | HANWHA | Q.PEAK DUO BLK ML-G10+400 |  | 0.4 | 9 | 264 | 27 |  | Fixed | Roof
NJADRE1554640829 | Administratively Determined Incentive Program | Lawrence Twp Mer | 8648 | 12 | 9.6 | Residential | Behind the Meter | Yes | Net Metered Residential | SunnyMac LLC | None | PSE&G | Accepted | 2023-09-13 | 2023-10-03 | 2024-10-03 | Solar Panels | HANWHA | Q.PEAK DUO BLK ML-G10+400 |  | 0.4 | 13 | 84 | 27 |  | Fixed | Roof
NJADRE1554640829 | Administratively Determined Incentive Program | Lawrence Twp Mer | 8648 | 12 | 9.6 | Residential | Behind the Meter | Yes | Net Metered Residential | SunnyMac LLC | None | PSE&G | Accepted | 2023-09-13 | 2023-10-03 | 2024-10-03 | Solar Panels | HANWHA | Q.PEAK DUO BLK ML-G10+400 |  | 0.4 | 2 | 174 | 35 |  | Fixed | Roof
NJADRE1554640829 | Administratively Determined Incentive Program | Lawrence Twp Mer | 8648 | 12 | 9.6 | Residential | Behind the Meter | Yes | Net Metered Residential | SunnyMac LLC | None | PSE&G | Accepted | 2023-09-13 | 2023-10-03 | 2024-10-03 | Inverters | Solaredge | SE7600H-US | 7600 |  | 1 |  |  | 0.99 |  | Outdoor | NEXT TO METER
NJADRE1554641421 | Administratively Determined Incentive Program | Hamilton | 8610 | 12 | 6.08 | Residential | Behind the Meter | No | Net Metered Residential | Trinity Solar | None | PSE&G | Accepted | 2023-09-13 | 2023-10-03 | 2024-10-03 | Inverters | Solar Edge | SE5000H-US000BEi4 | 5 |  | 1 |  |  | 0.97 |  | Outdoor
NJADRE1554641421 | Administratively Determined Incentive Program | Hamilton | 8610 | 12 | 6.08 | Residential | Behind the Meter | No | Net Metered Residential | Trinity Solar | None | PSE&G | Accepted | 2023-09-13 | 2023-10-03 | 2024-10-03 | Solar Panels | Hanwha | Q.PEAK DUO BLK ML-G10+ 405 |  | 0.405 | 6 | 31 | 27 |  | Fixed | Roof
NJADRE1554641421 | Administratively Determined Incentive Program | Hamilton | 8610 | 12 | 6.08 | Residential | Behind the Meter | No | Net Metered Residential | Trinity Solar | None | PSE&G | Accepted | 2023-09-13 | 2023-10-03 | 2024-10-03 | Solar Panels | Hanwha | Q.PEAK DUO BLK ML-G10+ 405 |  | 0.405 | 3 | 301 | 27 |  | Fixed | Roof
NJADRE1554641421 | Administratively Determined Incentive Program | Hamilton | 8610 | 12 | 6.08 | Residential | Behind the Meter | No | Net Metered Residential | Trinity Solar | None | PSE&G | Accepted | 2023-09-13 | 2023-10-03 | 2024-10-03 | Solar Panels | Hanwha | Q.PEAK DUO BLK ML-G10+ 405 |  | 0.405 | 4 | 211 | 27 |  | Fixed | Roof
NJADRE1554641421 | Administratively Determined Incentive Program | Hamilton | 8610 | 12 | 6.08 | Residential | Behind the Meter | No | Net Metered Residential | Trinity Solar | None | PSE&G | Accepted | 2023-09-13 | 2023-10-03 | 2024-10-03 | Solar Panels | Hanwha | Q.PEAK DUO BLK ML-G10+ 405 |  | 0.405 | 2 | 121 | 27 |  | Fixed | Roof
NJADRE1554643228 | Administratively Determined Incentive Program | Branchburg | 8876 | 5 | 19.85 | Residential | Behind the Meter | Yes | Net Metered Residential | Trinity Solar | None | JCP&L | Accepted | 2023-09-13 | 2023-10-03 | 2024-10-03 | Inverters | Solar Edge | SE10000H-US | 10000 |  | 1 |  |  | 0.97 |  | Outside
NJADRE1554643228 | Administratively Determined Incentive Program | Branchburg | 8876 | 5 | 19.85 | Residential | Behind the Meter | Yes | Net Metered Residential | Trinity Solar | None | JCP&L | Accepted | 2023-09-13 | 2023-10-03 | 2024-10-03 | Inverters | Solar Edge | SE5000H-US | 5000 |  | 1 |  |  | 0.97 |  | Outside
NJADRE1554643228 | Administratively Determined Incentive Program | Branchburg | 8876 | 5 | 19.85 | Residential | Behind the Meter | Yes | Net Metered Residential | Trinity Solar | None | JCP&L | Accepted | 2023-09-13 | 2023-10-03 | 2024-10-03 | Solar Panels | HANWHA 405 (Q.PEAK DUO BLK ML-G10+ 405) | HANWHA 405 (Q.PEAK DUO BLK ML-G10+ 405) |  | 0.405 | 15 | 22 | 27 |  | Fixed | Roof
NJADRE1554643228 | Administratively Determined Incentive Program | Branchburg | 8876 | 5 | 19.85 | Residential | Behind the Meter | Yes | Net Metered Residential | Trinity Solar | None | JCP&L | Accepted | 2023-09-13 | 2023-10-03 | 2024-10-03 | Solar Panels | HANWHA 405 (Q.PEAK DUO BLK ML-G10+ 405) | HANWHA 405 (Q.PEAK DUO BLK ML-G10+ 405) |  | 0.405 | 10 | 202 | 27 |  | Fixed | Roof
NJADRE1554643228 | Administratively Determined Incentive Program | Branchburg | 8876 | 5 | 19.85 | Residential | Behind the Meter | Yes | Net Metered Residential | Trinity Solar | None | JCP&L | Accepted | 2023-09-13 | 2023-10-03 | 2024-10-03 | Solar Panels | HANWHA 405 (Q.PEAK DUO BLK ML-G10+ 405) | HANWHA 405 (Q.PEAK DUO BLK ML-G10+ 405) |  | 0.405 | 12 | 202 | 27 |  | Fixed | Roof
NJADRE1554643228 | Administratively Determined Incentive Program | Branchburg | 8876 | 5 | 19.85 | Residential | Behind the Meter | Yes | Net Metered Residential | Trinity Solar | None | JCP&L | Accepted | 2023-09-13 | 2023-10-03 | 2024-10-03 | Solar Panels | HANWHA 405 (Q.PEAK DUO BLK ML-G10+ 405) | HANWHA 405 (Q.PEAK DUO BLK ML-G10+ 405) |  | 0.405 | 9 | 22 | 27 |  | Fixed | Roof
NJADRE1554643228 | Administratively Determined Incentive Program | Branchburg | 8876 | 5 | 19.85 | Residential | Behind the Meter | Yes | Net Metered Residential | Trinity Solar | None | JCP&L | Accepted | 2023-09-13 | 2023-10-03 | 2024-10-03 | Solar Panels | HANWHA 405 (Q.PEAK DUO BLK ML-G10+ 405) | HANWHA 405 (Q.PEAK DUO BLK ML-G10+ 405) |  | 0.405 | 3 | 202 | 27 |  | Fixed | Roof
NJADRE1554643488 | Administratively Determined Incentive Program | East Brunswick Twp | 8816 | 11 | 13.86 | Residential | Behind the Meter | No | Net Metered Residential | EMT Renewables | None | PSE&G | Accepted | 2023-09-13 | 2023-10-03 | 2024-10-03 | Inverters | ENPHASE | IQ7x | 315 |  | 33 |  |  | 0.98 |  | Other | UNDER EACH PANEL
NJADRE1554643488 | Administratively Determined Incentive Program | East Brunswick Twp | 8816 | 11 | 13.86 | Residential | Behind the Meter | No | Net Metered Residential | EMT Renewables | None | PSE&G | Accepted | 2023-09-13 | 2023-10-03 | 2024-10-03 | Solar Panels | REC ALPHA | REC 420 |  | 0.42 | 7 | 266 | 19 |  | Fixed | Roof
NJADRE1554643488 | Administratively Determined Incentive Program | East Brunswick Twp | 8816 | 11 | 13.86 | Residential | Behind the Meter | No | Net Metered Residential | EMT Renewables | None | PSE&G | Accepted | 2023-09-13 | 2023-10-03 | 2024-10-03 | Solar Panels | REC ALPHA | REC 420 |  | 0.42 | 10 | 266 | 20 |  | Fixed | Roof
NJADRE1554643488 | Administratively Determined Incentive Program | East Brunswick Twp | 8816 | 11 | 13.86 | Residential | Behind the Meter | No | Net Metered Residential | EMT Renewables | None | PSE&G | Accepted | 2023-09-13 | 2023-10-03 | 2024-10-03 | Solar Panels | REC ALPHA | REC 420 |  | 0.42 | 12 | 86 | 19 |  | Fixed | Roof
NJADRE1554643488 | Administratively Determined Incentive Program | East Brunswick Twp | 8816 | 11 | 13.86 | Residential | Behind the Meter | No | Net Metered Residential | EMT Renewables | None | PSE&G | Accepted | 2023-09-13 | 2023-10-03 | 2024-10-03 | Solar Panels | REC ALPHA | REC 420 |  | 0.42 | 4 | 86 | 20 |  | Fixed | Roof
NJADRE1554643867 | Administratively Determined Incentive Program | Bridgewater | 8807 | 5 | 13.49 | Residential | Behind the Meter | No | Net Metered Residential | Green House Solar | None | PSE&G | Accepted | 2023-09-13 | 2023-10-04 | 2024-10-04 | Inverters | enphase | IQ7HS | 384 |  | 31 |  |  | 0.97 |  | Outdoor
NJADRE1554643867 | Administratively Determined Incentive Program | Bridgewater | 8807 | 5 | 13.49 | Residential | Behind the Meter | No | Net Metered Residential | Green House Solar | None | PSE&G | Accepted | 2023-09-13 | 2023-10-04 | 2024-10-04 | Solar Panels | SUNPOWER | M435 |  | 0.435 | 17 | 263 | 40 |  | Fixed | Roof
NJADRE1554643867 | Administratively Determined Incentive Program | Bridgewater | 8807 | 5 | 13.49 | Residential | Behind the Meter | No | Net Metered Residential | Green House Solar | None | PSE&G | Accepted | 2023-09-13 | 2023-10-04 | 2024-10-04 | Solar Panels | SUNPOWER | M435 |  | 0.435 | 14 | 173 | 18 |  | Fixed | Roof
NJADRE1554643916 | Administratively Determined Incentive Program | Parlin | 8859 | 11 | 5.68 | Residential | Behind the Meter | No | Net Metered Residential | Power Home Remodeling Group | None | JCP&L | Accepted | 2023-09-13 | 2023-10-05 | 2024-10-05 | Inverters | SolarEdge | SE3800H-US | 3800 |  | 1 |  |  | 0.99 |  | Outdoor
NJADRE1554643916 | Administratively Determined Incentive Program | Parlin | 8859 | 11 | 5.68 | Residential | Behind the Meter | No | Net Metered Residential | Power Home Remodeling Group | None | JCP&L | Accepted | 2023-09-13 | 2023-10-05 | 2024-10-05 | Meters | SolarEdge | Revenue Grade Data Ansi C12.20 |  |  | 1 |  |  |  | Yes | Outdoor
NJADRE1554643916 | Administratively Determined Incentive Program | Parlin | 8859 | 11 | 5.68 | Residential | Behind the Meter | No | Net Metered Residential | Power Home Remodeling Group | None | JCP&L | Accepted | 2023-09-13 | 2023-10-05 | 2024-10-05 | Solar Panels | Longi | LR40-60HPB-355M |  | 0.355 | 3 | 248 | 20 |  | Fixed | Roof
NJADRE1554643916 | Administratively Determined Incentive Program | Parlin | 8859 | 11 | 5.68 | Residential | Behind the Meter | No | Net Metered Residential | Power Home Remodeling Group | None | JCP&L | Accepted | 2023-09-13 | 2023-10-05 | 2024-10-05 | Solar Panels | Longi | LR40-60HPB-355M |  | 0.355 | 3 | 158 | 20 |  | Fixed | Roof
NJADRE1554643916 | Administratively Determined Incentive Program | Parlin | 8859 | 11 | 5.68 | Residential | Behind the Meter | No | Net Metered Residential | Power Home Remodeling Group | None | JCP&L | Accepted | 2023-09-13 | 2023-10-05 | 2024-10-05 | Solar Panels | Longi | LR40-60HPB-355M |  | 0.355 | 2 | 248 | 20 |  | Fixed | Roof
NJADRE1554643916 | Administratively Determined Incentive Program | Parlin | 8859 | 11 | 5.68 | Residential | Behind the Meter | No | Net Metered Residential | Power Home Remodeling Group | None | JCP&L | Accepted | 2023-09-13 | 2023-10-05 | 2024-10-05 | Solar Panels | Longi | LR40-60HPB-355M |  | 0.355 | 3 | 338 | 20 |  | Fixed | Roof
NJADRE1554643916 | Administratively Determined Incentive Program | Parlin | 8859 | 11 | 5.68 | Residential | Behind the Meter | No | Net Metered Residential | Power Home Remodeling Group | None | JCP&L | Accepted | 2023-09-13 | 2023-10-05 | 2024-10-05 | Solar Panels | Longi | LR40-60HPB-355M |  | 0.355 | 2 | 68 | 20 |  | Fixed | Roof
NJADRE1554643916 | Administratively Determined Incentive Program | Parlin | 8859 | 11 | 5.68 | Residential | Behind the Meter | No | Net Metered Residential | Power Home Remodeling Group | None | JCP&L | Accepted | 2023-09-13 | 2023-10-05 | 2024-10-05 | Solar Panels | Longi | LR40-60HPB-355M |  | 0.355 | 3 | 68 | 20 |  | Fixed | Roof
NJADRE1554643921 | Administratively Determined Incentive Program | Lodi | 7644 | 7 | 7.6 | Residential | Behind the Meter | No | Net Metered Residential | Powur, PBC | None | PSE&G | Accepted | 2023-09-13 | 2023-10-03 | 2024-10-03 | Solar Panels | Hanwha | Q.PEAK DUO BLK ML-G10+ (400W) |  | 0.4 | 1 | 253 | 45 |  | Fixed | Roof
NJADRE1554643921 | Administratively Determined Incentive Program | Lodi | 7644 | 7 | 7.6 | Residential | Behind the Meter | No | Net Metered Residential | Powur, PBC | None | PSE&G | Accepted | 2023-09-13 | 2023-10-03 | 2024-10-03 | Solar Panels | Hanwha | Q.PEAK DUO BLK ML-G10+ (400W) |  | 0.4 | 4 | 153 | 19 |  | Fixed | Roof
NJADRE1554643921 | Administratively Determined Incentive Program | Lodi | 7644 | 7 | 7.6 | Residential | Behind the Meter | No | Net Metered Residential | Powur, PBC | None | PSE&G | Accepted | 2023-09-13 | 2023-10-03 | 2024-10-03 | Solar Panels | Hanwha | Q.PEAK DUO BLK ML-G10+ (400W) |  | 0.4 | 3 | 19 | 73 |  | Fixed | Roof
NJADRE1554643921 | Administratively Determined Incentive Program | Lodi | 7644 | 7 | 7.6 | Residential | Behind the Meter | No | Net Metered Residential | Powur, PBC | None | PSE&G | Accepted | 2023-09-13 | 2023-10-03 | 2024-10-03 | Solar Panels | Hanwha | Q.PEAK DUO BLK ML-G10+ (400W) |  | 0.4 | 10 | 346 | 19 |  | Fixed | Roof
NJADRE1554643921 | Administratively Determined Incentive Program | Lodi | 7644 | 7 | 7.6 | Residential | Behind the Meter | No | Net Metered Residential | Powur, PBC | None | PSE&G | Accepted | 2023-09-13 | 2023-10-03 | 2024-10-03 | Solar Panels | Hanwha | Q.PEAK DUO BLK ML-G10+ (400W) |  | 0.4 | 1 | 73 | 45 |  | Fixed | Roof
NJADRE1554643921 | Administratively Determined Incentive Program | Lodi | 7644 | 7 | 7.6 | Residential | Behind the Meter | No | Net Metered Residential | Powur, PBC | None | PSE&G | Accepted | 2023-09-13 | 2023-10-03 | 2024-10-03 | Inverters | Solaredge | SE7600H-US RGM | 7600 |  | 1 |  |  | 0.99 |  | Outside
NJADRE1554643934 | Administratively Determined Incentive Program | Paramus Boro | 7652 | 7 | 12 | Residential | Behind the Meter | No | Net Metered Residential | Tesla Energy Operations Inc | None | PSE&G | Accepted | 2023-09-13 | 2023-10-03 | 2024-10-03 | Inverters | Tesla | 1538000-45-A (240V) | 5040 |  | 2 |  |  | 0.98 |  | Outdoor
NJADRE1554643934 | Administratively Determined Incentive Program | Paramus Boro | 7652 | 7 | 12 | Residential | Behind the Meter | No | Net Metered Residential | Tesla Energy Operations Inc | None | PSE&G | Accepted | 2023-09-13 | 2023-10-03 | 2024-10-03 | Electric Storage Battery | Tesla | AC Powerwall 2.0 |  |  | 1 |  |  |  | Lithium Ion |  | Outside
NJADRE1554643934 | Administratively Determined Incentive Program | Paramus Boro | 7652 | 7 | 12 | Residential | Behind the Meter | No | Net Metered Residential | Tesla Energy Operations Inc | None | PSE&G | Accepted | 2023-09-13 | 2023-10-03 | 2024-10-03 | Solar Panels | Hanwha | Q.PEAK DUO BLK ML-G10+/TS 400 |  | 0.4 | 10 | 197 | 23 |  | Fixed | Roof
NJADRE1554643934 | Administratively Determined Incentive Program | Paramus Boro | 7652 | 7 | 12 | Residential | Behind the Meter | No | Net Metered Residential | Tesla Energy Operations Inc | None | PSE&G | Accepted | 2023-09-13 | 2023-10-03 | 2024-10-03 | Solar Panels | Hanwha | Q.PEAK DUO BLK ML-G10+/TS 400 |  | 0.4 | 4 | 197 | 45 |  | Fixed | Roof
NJADRE1554643934 | Administratively Determined Incentive Program | Paramus Boro | 7652 | 7 | 12 | Residential | Behind the Meter | No | Net Metered Residential | Tesla Energy Operations Inc | None | PSE&G | Accepted | 2023-09-13 | 2023-10-03 | 2024-10-03 | Solar Panels | Hanwha | Q.PEAK DUO BLK ML-G10+/TS 400 |  | 0.4 | 6 | 197 | 23 |  | Fixed | Roof
NJADRE1554643934 | Administratively Determined Incentive Program | Paramus Boro | 7652 | 7 | 12 | Residential | Behind the Meter | No | Net Metered Residential | Tesla Energy Operations Inc | None | PSE&G | Accepted | 2023-09-13 | 2023-10-03 | 2024-10-03 | Solar Panels | Hanwha | Q.PEAK DUO BLK ML-G10+/TS 400 |  | 0.4 | 10 | 197 | 23 |  | Fixed | Roof
NJADRE1554643939 | Administratively Determined Incentive Program | Pittstown | 8867 | 4 | 17.01 | Residential | Behind the Meter | Yes | Net Metered Residential | Skyline Solar LLC | None | JCP&L | Accepted | 2023-09-13 | 2023-10-03 | 2024-10-03 | Solar Panels | Q CELLS | Q.PEAK DUO ML-G10.A+ |  | 0.405 | 20 | 265 | 30 |  | Fixed | Roof
NJADRE1554643939 | Administratively Determined Incentive Program | Pittstown | 8867 | 4 | 17.01 | Residential | Behind the Meter | Yes | Net Metered Residential | Skyline Solar LLC | None | JCP&L | Accepted | 2023-09-13 | 2023-10-03 | 2024-10-03 | Solar Panels | Q CELLS | Q.PEAK DUO ML-G10.A+ |  | 0.405 | 8 | 265 | 30 |  | Fixed | Roof
NJADRE1554643939 | Administratively Determined Incentive Program | Pittstown | 8867 | 4 | 17.01 | Residential | Behind the Meter | Yes | Net Metered Residential | Skyline Solar LLC | None | JCP&L | Accepted | 2023-09-13 | 2023-10-03 | 2024-10-03 | Solar Panels | Q CELLS | Q.PEAK DUO ML-G10.A+ |  | 0.405 | 3 | 85 | 31 |  | Fixed | Roof
NJADRE1554643939 | Administratively Determined Incentive Program | Pittstown | 8867 | 4 | 17.01 | Residential | Behind the Meter | Yes | Net Metered Residential | Skyline Solar LLC | None | JCP&L | Accepted | 2023-09-13 | 2023-10-03 | 2024-10-03 | Solar Panels | Q CELLS | Q.PEAK DUO ML-G10.A+ |  | 0.405 | 11 | 175 | 39 |  | Fixed | Roof
NJADRE1554643939 | Administratively Determined Incentive Program | Pittstown | 8867 | 4 | 17.01 | Residential | Behind the Meter | Yes | Net Metered Residential | Skyline Solar LLC | None | JCP&L | Accepted | 2023-09-13 | 2023-10-03 | 2024-10-03 | Inverters | SOLAREDGE | SE11400H-US | 11400 |  | 1 |  |  | 0.992 |  | Outdoor
NJADRE1554643946 | Administratively Determined Incentive Program | Lodi | 7644 | 7 | 3.2 | Residential | Behind the Meter | No | Net Metered Residential | Powur, PBC | None | PSE&G | Accepted | 2023-09-13 | 2023-10-03 | 2024-10-03 | Solar Panels | Hanwha | Q.PEAK DUO BLK ML-G10+ (400W) |  | 0.4 | 8 | 163 | 45 |  | Fixed | Roof
NJADRE1554643946 | Administratively Determined Incentive Program | Lodi | 7644 | 7 | 3.2 | Residential | Behind the Meter | No | Net Metered Residential | Powur, PBC | None | PSE&G | Accepted | 2023-09-13 | 2023-10-03 | 2024-10-03 | Inverters | Solaredge | SE3800H-US RGM | 3800 |  | 8 |  |  | 0.99 |  | Outside
NJADRE1554643990 | Administratively Determined Incentive Program | Camden City | 8105 | 14 | 4.74 | Residential | Behind the Meter | Yes | Net Metered Residential | Sunrun Installation Services, Inc. | None | PSE&G | Accepted | 2023-09-13 | 2023-10-03 | 2024-10-03 | Inverters | SOLAREDGE TECHNOLOGIES | SE3800H-USMN | 3800 |  | 1 |  |  | 0.992 |  | Outdoor | next to meter
NJADRE1554643990 | Administratively Determined Incentive Program | Camden City | 8105 | 14 | 4.74 | Residential | Behind the Meter | Yes | Net Metered Residential | Sunrun Installation Services, Inc. | None | PSE&G | Accepted | 2023-09-13 | 2023-10-03 | 2024-10-03 | Solar Panels | TRINA SOLAR | TSM-395DE09C.07 |  | 0.395 | 12 | 212 | 36 |  | Fixed | Roof
NJADRE1554643996 | Administratively Determined Incentive Program | Browns Mills | 8015 | 13 | 6.56 | Residential | Behind the Meter | No | Net Metered Residential | EMT Renewables | None | JCP&L | Accepted | 2023-09-13 | 2023-10-03 | 2024-10-03 | Inverters | ENPHASE | IQ8+ | 290 |  | 16 |  |  | 0.98 |  | Other | UNDER EACH PANEL
NJADRE1554643996 | Administratively Determined Incentive Program | Browns Mills | 8015 | 13 | 6.56 | Residential | Behind the Meter | No | Net Metered Residential | EMT Renewables | None | JCP&L | Accepted | 2023-09-13 | 2023-10-03 | 2024-10-03 | Solar Panels | SEG SOLAR | SIV 410 |  | 0.41 | 16 | 287 | 18 |  | Fixed | Roof
NJADRE1554644017 | Administratively Determined Incentive Program | Ridgewood Village | 7450 | 7 | 4.08 | Residential | Behind the Meter | No | Net Metered Residential | Tesla Energy Operations Inc | None | PSE&G | Accepted | 2023-09-13 | 2023-10-04 | 2024-10-04 | Inverters | SolarEdge | SE3800H-US [240V] | 3800 |  | 1 |  |  | 0.99 |  | Outdoor
NJADRE1554644017 | Administratively Determined Incentive Program | Ridgewood Village | 7450 | 7 | 4.08 | Residential | Behind the Meter | No | Net Metered Residential | Tesla Energy Operations Inc | None | PSE&G | Accepted | 2023-09-13 | 2023-10-04 | 2024-10-04 | Electric Storage Battery | Tesla | AC Powerwall 2.0 |  |  | 1 |  |  |  | Lithium Ion |  | Outside
NJADRE1554644017 | Administratively Determined Incentive Program | Ridgewood Village | 7450 | 7 | 4.08 | Residential | Behind the Meter | No | Net Metered Residential | Tesla Energy Operations Inc | None | PSE&G | Accepted | 2023-09-13 | 2023-10-04 | 2024-10-04 | Solar Panels | Hanwha Q-CELLS | Q.Peak DUO BLK-G6+ 340 |  | 0.34 | 6 | 194 | 14 |  | Fixed | Roof
NJADRE1554644017 | Administratively Determined Incentive Program | Ridgewood Village | 7450 | 7 | 4.08 | Residential | Behind the Meter | No | Net Metered Residential | Tesla Energy Operations Inc | None | PSE&G | Accepted | 2023-09-13 | 2023-10-04 | 2024-10-04 | Solar Panels | Hanwha Q-CELLS | Q.Peak DUO BLK-G6+ 340 |  | 0.34 | 2 | 284 | 15 |  | Fixed | Roof
NJADRE1554644017 | Administratively Determined Incentive Program | Ridgewood Village | 7450 | 7 | 4.08 | Residential | Behind the Meter | No | Net Metered Residential | Tesla Energy Operations Inc | None | PSE&G | Accepted | 2023-09-13 | 2023-10-04 | 2024-10-04 | Solar Panels | Hanwha Q-CELLS | Q.Peak DUO BLK-G6+ 340 |  | 0.34 | 2 | 104 | 15 |  | Fixed | Roof
NJADRE1554644017 | Administratively Determined Incentive Program | Ridgewood Village | 7450 | 7 | 4.08 | Residential | Behind the Meter | No | Net Metered Residential | Tesla Energy Operations Inc | None | PSE&G | Accepted | 2023-09-13 | 2023-10-04 | 2024-10-04 | Solar Panels | Hanwha Q-CELLS | Q.Peak DUO BLK-G6+ 340 |  | 0.34 | 2 | 194 | 12 |  | Fixed | Roof
NJADRE1554644042 | Administratively Determined Incentive Program | Audubon Boro | 8106 | 14 | 12.18 | Residential | Behind the Meter | No | Net Metered Residential | EMT Renewables | None | PSE&G | Accepted | 2023-09-13 | 2023-10-03 | 2024-10-03 | Inverters | ENPHASE | IQ7x | 315 |  | 29 |  |  | 0.98 |  | Other | UNDER EACH PANEL
NJADRE1554644042 | Administratively Determined Incentive Program | Audubon Boro | 8106 | 14 | 12.18 | Residential | Behind the Meter | No | Net Metered Residential | EMT Renewables | None | PSE&G | Accepted | 2023-09-13 | 2023-10-03 | 2024-10-03 | Solar Panels | REC ALPHA | REC 420 |  | 0.42 | 10 | 50 | 24 |  | Fixed | Roof
NJADRE1554644042 | Administratively Determined Incentive Program | Audubon Boro | 8106 | 14 | 12.18 | Residential | Behind the Meter | No | Net Metered Residential | EMT Renewables | None | PSE&G | Accepted | 2023-09-13 | 2023-10-03 | 2024-10-03 | Solar Panels | REC ALPHA | REC 420 |  | 0.42 | 19 | 230 | 44 |  | Fixed | Roof
NJADRE1554645854 | Administratively Determined Incentive Program | Bridgeton | 8302 | 20 | 4.92 | Residential | Behind the Meter | No | Net Metered Residential | EMT Renewables | None | AC Electric | Accepted | 2023-09-13 | 2023-10-03 | 2024-10-03 | Inverters | ENPHASE | IQ8+ | 290 |  | 12 |  |  | 0.98 |  | Other | UNDER EACH PANEL
NJADRE1554645854 | Administratively Determined Incentive Program | Bridgeton | 8302 | 20 | 4.92 | Residential | Behind the Meter | No | Net Metered Residential | EMT Renewables | None | AC Electric | Accepted | 2023-09-13 | 2023-10-03 | 2024-10-03 | Solar Panels | SEG SOLAR | SIV 410 |  | 0.41 | 12 | 180 | 20 |  | Fixed | Roof
NJADRE1554647304 | Administratively Determined Incentive Program | Millstone | 8844 | 5 | 10.5 | Residential | Behind the Meter | Yes | Net Metered Residential | Sunrun Installation Services, Inc. | None | PSE&G | Accepted | 2023-09-13 | 2023-10-03 | 2024-10-03 | Inverters | SolarEdge Technologies | SE7600H-USSN | 7600 |  | 1 |  |  | 0.96 |  | Outdoor | Next To Meter
NJADRE1554647304 | Administratively Determined Incentive Program | Millstone | 8844 | 5 | 10.5 | Residential | Behind the Meter | Yes | Net Metered Residential | Sunrun Installation Services, Inc. | None | PSE&G | Accepted | 2023-09-13 | 2023-10-03 | 2024-10-03 | Solar Panels | Vikram Solar | VSMDHT.60.375.05 |  | 0.375 | 4 | 179 | 23 |  | Fixed | Roof
NJADRE1554647304 | Administratively Determined Incentive Program | Millstone | 8844 | 5 | 10.5 | Residential | Behind the Meter | Yes | Net Metered Residential | Sunrun Installation Services, Inc. | None | PSE&G | Accepted | 2023-09-13 | 2023-10-03 | 2024-10-03 | Solar Panels | Vikram Solar | VSMDHT.60.375.05 |  | 0.375 | 24 | 359 | 23 |  | Fixed | Roof
NJADRE1554647631 | Administratively Determined Incentive Program | Scotch Plains | 7076 | 10 | 7.51 | Residential | Behind the Meter | Yes | Net Metered Residential | Sunrun Installation Services, Inc. | None | PSE&G | Accepted | 2023-09-13 | 2023-10-03 | 2024-10-03 | Inverters | SolarEdge Technologies | SE6000H-USSN | 6000 |  | 1 |  |  | 0.96 |  | Outdoor | Next To Meter
NJADRE1554647631 | Administratively Determined Incentive Program | Scotch Plains | 7076 | 10 | 7.51 | Residential | Behind the Meter | Yes | Net Metered Residential | Sunrun Installation Services, Inc. | None | PSE&G | Accepted | 2023-09-13 | 2023-10-03 | 2024-10-03 | Solar Panels | Trina Solar | TSM-395DE09C.07 |  | 0.395 | 8 | 307 | 36 |  | Fixed | Roof
NJADRE1554647631 | Administratively Determined Incentive Program | Scotch Plains | 7076 | 10 | 7.51 | Residential | Behind the Meter | Yes | Net Metered Residential | Sunrun Installation Services, Inc. | None | PSE&G | Accepted | 2023-09-13 | 2023-10-03 | 2024-10-03 | Solar Panels | Trina Solar | TSM-395DE09C.07 |  | 0.395 | 11 | 128 | 36 |  | Fixed | Roof
NJADRE1554655433 | Administratively Determined Incentive Program | Willingboro Township | 8046 | 13 | 8.69 | Residential | Behind the Meter | Yes | Net Metered Residential | Sunrun Installation Services, Inc. | None | PSE&G | Accepted | 2023-09-14 | 2023-10-03 | 2024-10-03 | Electric Storage Battery | Tesla | Powerwall 2 AC |  |  | 1 |  |  |  | Lithium Ion |  | outside
NJADRE1554655433 | Administratively Determined Incentive Program | Willingboro Township | 8046 | 13 | 8.69 | Residential | Behind the Meter | Yes | Net Metered Residential | Sunrun Installation Services, Inc. | None | PSE&G | Accepted | 2023-09-14 | 2023-10-03 | 2024-10-03 | Inverters | SolarEdge Technologies | SE6000H-USSN | 6000 |  | 1 |  |  | 0.96 |  | Outdoor | Next To Meter
NJADRE1554655433 | Administratively Determined Incentive Program | Willingboro Township | 8046 | 13 | 8.69 | Residential | Behind the Meter | Yes | Net Metered Residential | Sunrun Installation Services, Inc. | None | PSE&G | Accepted | 2023-09-14 | 2023-10-03 | 2024-10-03 | Solar Panels | Trina Solar | TSM-395DE09C.07 |  | 0.395 | 2 | 32 | 26 |  | Fixed | Roof
NJADRE1554655433 | Administratively Determined Incentive Program | Willingboro Township | 8046 | 13 | 8.69 | Residential | Behind the Meter | Yes | Net Metered Residential | Sunrun Installation Services, Inc. | None | PSE&G | Accepted | 2023-09-14 | 2023-10-03 | 2024-10-03 | Solar Panels | Trina Solar | TSM-395DE09C.07 |  | 0.395 | 4 | 122 | 26 |  | Fixed | Roof
NJADRE1554655433 | Administratively Determined Incentive Program | Willingboro Township | 8046 | 13 | 8.69 | Residential | Behind the Meter | Yes | Net Metered Residential | Sunrun Installation Services, Inc. | None | PSE&G | Accepted | 2023-09-14 | 2023-10-03 | 2024-10-03 | Solar Panels | Trina Solar | TSM-395DE09C.07 |  | 0.395 | 5 | 211 | 19 |  | Fixed | Roof
NJADRE1554655433 | Administratively Determined Incentive Program | Willingboro Township | 8046 | 13 | 8.69 | Residential | Behind the Meter | Yes | Net Metered Residential | Sunrun Installation Services, Inc. | None | PSE&G | Accepted | 2023-09-14 | 2023-10-03 | 2024-10-03 | Solar Panels | Trina Solar | TSM-395DE09C.07 |  | 0.395 | 11 | 211 | 26 |  | Fixed | Roof
NJADRE1554655435 | Administratively Determined Incentive Program | Bridgeton | 8302 | 20 | 12.38 | Residential | Behind the Meter | Yes | Net Metered Residential | Sunrun Installation Services, Inc. | None | AC Electric | Accepted | 2023-09-14 | 2023-10-03 | 2024-10-03 | Inverters | Delta Electronics | E10-TL-US | 9600 |  | 1 |  |  | 0.96 |  | Outdoor | Next To Meter
NJADRE1554655435 | Administratively Determined Incentive Program | Bridgeton | 8302 | 20 | 12.38 | Residential | Behind the Meter | Yes | Net Metered Residential | Sunrun Installation Services, Inc. | None | AC Electric | Accepted | 2023-09-14 | 2023-10-03 | 2024-10-03 | Solar Panels | Vikram Solar | VSMDHT.60.375.05 |  | 0.375 | 16 | 267 | 23 |  | Fixed | Roof
NJADRE1554655435 | Administratively Determined Incentive Program | Bridgeton | 8302 | 20 | 12.38 | Residential | Behind the Meter | Yes | Net Metered Residential | Sunrun Installation Services, Inc. | None | AC Electric | Accepted | 2023-09-14 | 2023-10-03 | 2024-10-03 | Solar Panels | Vikram Solar | VSMDHT.60.375.05 |  | 0.375 | 17 | 85 | 23 |  | Fixed | Roof
NJADRE1554655446 | Administratively Determined Incentive Program | Clayton | 8312 | 15 | 14.22 | Residential | Behind the Meter | Yes | Net Metered Residential | Sunrun Installation Services, Inc. | None | AC Electric | Accepted | 2023-09-14 | 2023-10-03 | 2024-10-03 | Inverters | SolarEdge Technologies | SE3800H-USMN | 3800 |  | 1 |  |  | 0.96 |  | Outdoor | Next To Meter
NJADRE1554655446 | Administratively Determined Incentive Program | Clayton | 8312 | 15 | 14.22 | Residential | Behind the Meter | Yes | Net Metered Residential | Sunrun Installation Services, Inc. | None | AC Electric | Accepted | 2023-09-14 | 2023-10-03 | 2024-10-03 | Inverters | SolarEdge Technologies | SE6000H-USSN | 6000 |  | 1 |  |  | 0.96 |  | Outdoor | Next To Meter
NJADRE1554655446 | Administratively Determined Incentive Program | Clayton | 8312 | 15 | 14.22 | Residential | Behind the Meter | Yes | Net Metered Residential | Sunrun Installation Services, Inc. | None | AC Electric | Accepted | 2023-09-14 | 2023-10-03 | 2024-10-03 | Solar Panels | Trina Solar | TSM-395DE09C.07 |  | 0.395 | 4 | 94 | 30 |  | Fixed | Roof
NJADRE1554655446 | Administratively Determined Incentive Program | Clayton | 8312 | 15 | 14.22 | Residential | Behind the Meter | Yes | Net Metered Residential | Sunrun Installation Services, Inc. | None | AC Electric | Accepted | 2023-09-14 | 2023-10-03 | 2024-10-03 | Solar Panels | Trina Solar | TSM-395DE09C.07 |  | 0.395 | 4 | 94 | 30 |  | Fixed | Roof
NJADRE1554655446 | Administratively Determined Incentive Program | Clayton | 8312 | 15 | 14.22 | Residential | Behind the Meter | Yes | Net Metered Residential | Sunrun Installation Services, Inc. | None | AC Electric | Accepted | 2023-09-14 | 2023-10-03 | 2024-10-03 | Solar Panels | Trina Solar | TSM-395DE09C.07 |  | 0.395 | 16 | 274 | 30 |  | Fixed | Roof
NJADRE1554655446 | Administratively Determined Incentive Program | Clayton | 8312 | 15 | 14.22 | Residential | Behind the Meter | Yes | Net Metered Residential | Sunrun Installation Services, Inc. | None | AC Electric | Accepted | 2023-09-14 | 2023-10-03 | 2024-10-03 | Solar Panels | Trina Solar | TSM-395DE09C.07 |  | 0.395 | 12 | 274 | 10 |  | Fixed | Roof
NJADRE1554655448 | Administratively Determined Incentive Program | Ventnor City | 8406 | 19 | 23.28 | Commercial | Behind the Meter | No | Small Net-Metered Non-Residential located on Rooftop, Carport, Canopy and Floating Solar | SCG | None | AC Electric | Accepted | 2023-09-15 | 2023-10-16 | 2024-10-16 | Solar Panels | QCell | Q.Peak Duo XL-G10.2 |  | 0.485 | 48 | 329 | 25 |  | Fixed | Roof
NJADRE1554655448 | Administratively Determined Incentive Program | Ventnor City | 8406 | 19 | 23.28 | Commercial | Behind the Meter | No | Small Net-Metered Non-Residential located on Rooftop, Carport, Canopy and Floating Solar | SCG | None | AC Electric | Accepted | 2023-09-15 | 2023-10-16 | 2024-10-16 | Meters | TBD | 12345 |  |  | 1 |  |  |  | Yes | Outdoor
NJADRE1554655448 | Administratively Determined Incentive Program | Ventnor City | 8406 | 19 | 23.28 | Commercial | Behind the Meter | No | Small Net-Metered Non-Residential located on Rooftop, Carport, Canopy and Floating Solar | SCG | None | AC Electric | Accepted | 2023-09-15 | 2023-10-16 | 2024-10-16 | Inverters | Enphase | IQ7 Plus | 290 |  | 48 |  |  | 0.97 |  | Outdoor | Roof
NJADRE1554655454 | Administratively Determined Incentive Program | Lindenwold, New Jersey | 8021 | 14 | 12.8 | Residential | Behind the Meter | Yes | Net Metered Residential | Suntuity Solar LLC | None | AC Electric | Accepted | 2023-09-14 | 2023-10-05 | 2024-10-05 | Inverters | (32) ENPHASE | IQ8PLUS-72-2-US | 290 |  | 32 |  |  | 0.97 |  | Outdoor | Behind the PV modules
NJADRE1554655454 | Administratively Determined Incentive Program | Lindenwold, New Jersey | 8021 | 14 | 12.8 | Residential | Behind the Meter | Yes | Net Metered Residential | Suntuity Solar LLC | None | AC Electric | Accepted | 2023-09-14 | 2023-10-05 | 2024-10-05 | Solar Panels | (32) CANADIANSOLAR | CS6R-400MS-HL |  | 0.4 | 6 | 64 | 25 |  | Fixed | Roof
NJADRE1554655454 | Administratively Determined Incentive Program | Lindenwold, New Jersey | 8021 | 14 | 12.8 | Residential | Behind the Meter | Yes | Net Metered Residential | Suntuity Solar LLC | None | AC Electric | Accepted | 2023-09-14 | 2023-10-05 | 2024-10-05 | Solar Panels | (32) CANADIANSOLAR | CS6R-400MS-HL |  | 0.4 | 9 | 244 | 25 |  | Fixed | Roof
NJADRE1554655454 | Administratively Determined Incentive Program | Lindenwold, New Jersey | 8021 | 14 | 12.8 | Residential | Behind the Meter | Yes | Net Metered Residential | Suntuity Solar LLC | None | AC Electric | Accepted | 2023-09-14 | 2023-10-05 | 2024-10-05 | Solar Panels | (32) CANADIANSOLAR | CS6R-400MS-HL |  | 0.4 | 8 | 334 | 14 |  | Fixed | Roof
NJADRE1554655454 | Administratively Determined Incentive Program | Lindenwold, New Jersey | 8021 | 14 | 12.8 | Residential | Behind the Meter | Yes | Net Metered Residential | Suntuity Solar LLC | None | AC Electric | Accepted | 2023-09-14 | 2023-10-05 | 2024-10-05 | Solar Panels | (32) CANADIANSOLAR | CS6R-400MS-HL |  | 0.4 | 9 | 154 | 14 |  | Fixed | Roof
NJADRE1554655460 | Administratively Determined Incentive Program | North Plainfield Boro | 7060 | 10 | 9.75 | Residential | Behind the Meter | Yes | Net Metered Residential | Sunrun Installation Services, Inc. | None | PSE&G | Accepted | 2023-09-14 | 2023-10-03 | 2024-10-03 | Inverters | SOLAREDGE TECHNOLOGIES | SE7600H-USSN | 7600 |  | 1 |  |  | 0.992 |  | Outdoor | next to meter
NJADRE1554655460 | Administratively Determined Incentive Program | North Plainfield Boro | 7060 | 10 | 9.75 | Residential | Behind the Meter | Yes | Net Metered Residential | Sunrun Installation Services, Inc. | None | PSE&G | Accepted | 2023-09-14 | 2023-10-03 | 2024-10-03 | Solar Panels | Vikram Solar | VSMDHT.60.375.05 |  | 0.375 | 13 | 309 | 30 |  | Fixed | Roof
NJADRE1554655460 | Administratively Determined Incentive Program | North Plainfield Boro | 7060 | 10 | 9.75 | Residential | Behind the Meter | Yes | Net Metered Residential | Sunrun Installation Services, Inc. | None | PSE&G | Accepted | 2023-09-14 | 2023-10-03 | 2024-10-03 | Solar Panels | Vikram Solar | VSMDHT.60.375.05 |  | 0.375 | 13 | 129 | 30 |  | Fixed | Roof
NJADRE1554655496 | Administratively Determined Incentive Program | Hillside TWP | 7205 | 10 | 3 | Residential | Behind the Meter | Yes | Net Metered Residential | Sunrun Installation Services, Inc. | None | PSE&G | Accepted | 2023-09-14 | 2023-10-03 | 2024-10-03 | Inverters | SOLAREDGE TECHNOLOGIES | SE3800H-USMN | 3800 |  | 1 |  |  | 0.992 |  | Outdoor | next to meter
NJADRE1554655496 | Administratively Determined Incentive Program | Hillside TWP | 7205 | 10 | 3 | Residential | Behind the Meter | Yes | Net Metered Residential | Sunrun Installation Services, Inc. | None | PSE&G | Accepted | 2023-09-14 | 2023-10-03 | 2024-10-03 | Solar Panels | Vikram Solar | VSMDHT.60.375.05 |  | 0.375 | 8 | 222 | 5 |  | Fixed | Roof
NJADRE1554655514 | Administratively Determined Incentive Program | Egg Harbor Township | 8234 | 19 | 12.8 | Residential | Behind the Meter | No | Net Metered Residential | VELOCITY ENERGY | None | AC Electric | Accepted | 2023-09-14 | 2023-10-04 | 2024-10-04 | Inverters | enphase | iq7plus-72-2-us | 290 |  | 32 |  |  | 0.99 |  | Other | behind panels
NJADRE1554655514 | Administratively Determined Incentive Program | Egg Harbor Township | 8234 | 19 | 12.8 | Residential | Behind the Meter | No | Net Metered Residential | VELOCITY ENERGY | None | AC Electric | Accepted | 2023-09-14 | 2023-10-04 | 2024-10-04 | Solar Panels | phono | 400 |  | 0.4 | 10 | 202 | 29 |  | Fixed | Roof
NJADRE1554655514 | Administratively Determined Incentive Program | Egg Harbor Township | 8234 | 19 | 12.8 | Residential | Behind the Meter | No | Net Metered Residential | VELOCITY ENERGY | None | AC Electric | Accepted | 2023-09-14 | 2023-10-04 | 2024-10-04 | Solar Panels | phono | 400 |  | 0.4 | 6 | 22 | 30 |  | Fixed | Roof
NJADRE1554655514 | Administratively Determined Incentive Program | Egg Harbor Township | 8234 | 19 | 12.8 | Residential | Behind the Meter | No | Net Metered Residential | VELOCITY ENERGY | None | AC Electric | Accepted | 2023-09-14 | 2023-10-04 | 2024-10-04 | Solar Panels | phono | 400 |  | 0.4 | 2 | 111 | 24 |  | Fixed | Roof
NJADRE1554655514 | Administratively Determined Incentive Program | Egg Harbor Township | 8234 | 19 | 12.8 | Residential | Behind the Meter | No | Net Metered Residential | VELOCITY ENERGY | None | AC Electric | Accepted | 2023-09-14 | 2023-10-04 | 2024-10-04 | Solar Panels | phono | 400 |  | 0.4 | 14 | 22 | 29 |  | Fixed | Roof
NJADRE1554655553 | Administratively Determined Incentive Program | Jersey City | 7305 | 8 | 3.65 | Residential | Behind the Meter | Yes | Net Metered Residential | Pro Custom Solar dba Momentum Solar | None | PSE&G | Accepted | 2023-09-14 | 2023-10-03 | 2024-10-03 | Solar Panels | HANWHA | Â Q. PEAK DUO BLK-G10+405 |  | 0.405 | 9 | 130 | 42 |  | Fixed | Roof
NJADRE1554655553 | Administratively Determined Incentive Program | Jersey City | 7305 | 8 | 3.65 | Residential | Behind the Meter | Yes | Net Metered Residential | Pro Custom Solar dba Momentum Solar | None | PSE&G | Accepted | 2023-09-14 | 2023-10-03 | 2024-10-03 | Inverters | ENPHASE | IQ8PLUS-72-2-US | 290 |  | 9 |  |  | 0.97 |  | Outdoor
NJADRE1554655567 | Administratively Determined Incentive Program | Jersey City | 7304 | 8 | 2.84 | Residential | Behind the Meter | Yes | Net Metered Residential | Pro Custom Solar dba Momentum Solar | None | PSE&G | Accepted | 2023-09-14 | 2023-10-03 | 2024-10-03 | Inverters | Enphase | IQ8PLUS-72-2-US | 290 |  | 7 |  |  | 0.97 |  | Outdoor
NJADRE1554655567 | Administratively Determined Incentive Program | Jersey City | 7304 | 8 | 2.84 | Residential | Behind the Meter | Yes | Net Metered Residential | Pro Custom Solar dba Momentum Solar | None | PSE&G | Accepted | 2023-09-14 | 2023-10-03 | 2024-10-03 | Solar Panels | Hanwha | q.peak duo blk ML-g10+405 |  | 0.405 | 7 | 270 | 5 |  | Fixed | Roof
NJADRE1554655576 | Administratively Determined Incentive Program | Maywood | 7607 | 7 | 4.86 | Residential | Behind the Meter | Yes | Net Metered Residential | Trinity Solar | None | PSE&G | Accepted | 2023-09-14 | 2023-10-04 | 2024-10-04 | Solar Panels | HANWHA 405 (Q.PEAK DUO BLK ML-G10+ 405) | HANWHA 405 (Q.PEAK DUO BLK ML-G10+ 405) |  | 0.405 | 12 | 128 | 30 |  | Fixed | Roof
NJADRE1554655576 | Administratively Determined Incentive Program | Maywood | 7607 | 7 | 4.86 | Residential | Behind the Meter | Yes | Net Metered Residential | Trinity Solar | None | PSE&G | Accepted | 2023-09-14 | 2023-10-04 | 2024-10-04 | Inverters | Solar Edge | SE3800H-US | 3800 |  | 1 |  |  | 0.97 |  | Outside
NJADRE1554655584 | Administratively Determined Incentive Program | EAST ORANGE | 7017 | 9 | 6.38 | Residential | Behind the Meter | Yes | Net Metered Residential | SunPower Corporation, Systems | None | PSE&G | Accepted | 2023-09-14 | 2023-10-04 | 2024-10-04 | Solar Panels | Sunpower | SPR-M-425-H-AC |  | 0.425 | 4 | 136 | 20 |  | Fixed | Roof
NJADRE1554655584 | Administratively Determined Incentive Program | EAST ORANGE | 7017 | 9 | 6.38 | Residential | Behind the Meter | Yes | Net Metered Residential | SunPower Corporation, Systems | None | PSE&G | Accepted | 2023-09-14 | 2023-10-04 | 2024-10-04 | Solar Panels | Sunpower | SPR-M-425-H-AC |  | 0.425 | 9 | 136 | 35 |  | Fixed | Roof
NJADRE1554655584 | Administratively Determined Incentive Program | EAST ORANGE | 7017 | 9 | 6.38 | Residential | Behind the Meter | Yes | Net Metered Residential | SunPower Corporation, Systems | None | PSE&G | Accepted | 2023-09-14 | 2023-10-04 | 2024-10-04 | Solar Panels | Sunpower | SPR-M-425-H-AC |  | 0.425 | 2 | 316 | 41 |  | Fixed | Roof
NJADRE1554655584 | Administratively Determined Incentive Program | EAST ORANGE | 7017 | 9 | 6.38 | Residential | Behind the Meter | Yes | Net Metered Residential | SunPower Corporation, Systems | None | PSE&G | Accepted | 2023-09-14 | 2023-10-04 | 2024-10-04 | Inverters | Enphase | IQ7HS-66-ACM-US | 384 |  | 15 |  |  | 0.97 |  | Other | Under Each Panel
NJADRE1554655585 | Administratively Determined Incentive Program | North Plainfield | 7063 | 10 | 4.05 | Residential | Behind the Meter | Yes | Net Metered Residential | Trinity Solar | None | PSE&G | Accepted | 2023-09-14 | 2023-10-04 | 2024-10-04 | Inverters | Solar Edge | SE3000H-US | 3000 |  | 1 |  |  | 0.96 |  | Outdoor
NJADRE1554655585 | Administratively Determined Incentive Program | North Plainfield | 7063 | 10 | 4.05 | Residential | Behind the Meter | Yes | Net Metered Residential | Trinity Solar | None | PSE&G | Accepted | 2023-09-14 | 2023-10-04 | 2024-10-04 | Solar Panels | HANWHA 405 (Q.PEAK DUO BLK ML-G10+ 405) | HANWHA 405 (Q.PEAK DUO BLK ML-G10+ 405) |  | 0.405 | 10 | 147 | 23 |  | Fixed | Roof
NJADRE1554655590 | Administratively Determined Incentive Program | Linden City | 7036 | 10 | 9.38 | Residential | Behind the Meter | Yes | Net Metered Residential | Sunrun Installation Services, Inc. | None | PSE&G | Accepted | 2023-09-14 | 2023-10-04 | 2024-10-04 | Inverters | SOLAREDGE TECHNOLOGIES | SE7600H-USSN | 7600 |  | 1 |  |  | 0.992 |  | Outdoor | next to meter
NJADRE1554655590 | Administratively Determined Incentive Program | Linden City | 7036 | 10 | 9.38 | Residential | Behind the Meter | Yes | Net Metered Residential | Sunrun Installation Services, Inc. | None | PSE&G | Accepted | 2023-09-14 | 2023-10-04 | 2024-10-04 | Solar Panels | Vikram Solar | VSMDHT.60.375.05 |  | 0.375 | 9 | 310 | 33 |  | Fixed | Roof
NJADRE1554655590 | Administratively Determined Incentive Program | Linden City | 7036 | 10 | 9.38 | Residential | Behind the Meter | Yes | Net Metered Residential | Sunrun Installation Services, Inc. | None | PSE&G | Accepted | 2023-09-14 | 2023-10-04 | 2024-10-04 | Solar Panels | Vikram Solar | VSMDHT.60.375.05 |  | 0.375 | 6 | 219 | 33 |  | Fixed | Roof
NJADRE1554655590 | Administratively Determined Incentive Program | Linden City | 7036 | 10 | 9.38 | Residential | Behind the Meter | Yes | Net Metered Residential | Sunrun Installation Services, Inc. | None | PSE&G | Accepted | 2023-09-14 | 2023-10-04 | 2024-10-04 | Solar Panels | Vikram Solar | VSMDHT.60.375.05 |  | 0.375 | 10 | 129 | 33 |  | Fixed | Roof
NJADRE1554655612 | Administratively Determined Incentive Program | Newark City | 7103 | 9 | 9.6 | Residential | Behind the Meter | Yes | Net Metered Residential | SunnyMac LLC | None | PSE&G | Accepted | 2023-09-14 | 2023-10-05 | 2024-10-05 | Solar Panels | REC | 400 N-PEAK 3 BLACK |  | 0.4 | 20 | 196 | 17 |  | Fixed | Roof
NJADRE1554655612 | Administratively Determined Incentive Program | Newark City | 7103 | 9 | 9.6 | Residential | Behind the Meter | Yes | Net Metered Residential | SunnyMac LLC | None | PSE&G | Accepted | 2023-09-14 | 2023-10-05 | 2024-10-05 | Solar Panels | REC | 400 N-PEAK 3 BLACK |  | 0.4 | 4 | 196 | 21 |  | Fixed | Roof
NJADRE1554655612 | Administratively Determined Incentive Program | Newark City | 7103 | 9 | 9.6 | Residential | Behind the Meter | Yes | Net Metered Residential | SunnyMac LLC | None | PSE&G | Accepted | 2023-09-14 | 2023-10-05 | 2024-10-05 | Inverters | ENPHASE | IQ8PLUS-72-2-US | 290 |  | 1 |  |  | 0.99 |  | Outdoor | NEXT TO METER
NJADRE1554655635 | Administratively Determined Incentive Program | NORTH CAPE MAY | 8204 | 21 | 10.8 | Residential | Behind the Meter | Yes | Net Metered Residential | SunPower Corporation, Systems | None | AC Electric | Accepted | 2023-09-14 | 2023-10-04 | 2024-10-04 | Solar Panels | WAAREE ENERGIES LIMITED | WSMDi-400 |  | 0.4 | 7 | 192 | 18 |  | Fixed | Roof
NJADRE1554655635 | Administratively Determined Incentive Program | NORTH CAPE MAY | 8204 | 21 | 10.8 | Residential | Behind the Meter | Yes | Net Metered Residential | SunPower Corporation, Systems | None | AC Electric | Accepted | 2023-09-14 | 2023-10-04 | 2024-10-04 | Solar Panels | WAAREE ENERGIES LIMITED | WSMDi-400 |  | 0.4 | 8 | 12 | 18 |  | Fixed | Roof
NJADRE1554655635 | Administratively Determined Incentive Program | NORTH CAPE MAY | 8204 | 21 | 10.8 | Residential | Behind the Meter | Yes | Net Metered Residential | SunPower Corporation, Systems | None | AC Electric | Accepted | 2023-09-14 | 2023-10-04 | 2024-10-04 | Solar Panels | WAAREE ENERGIES LIMITED | WSMDi-400 |  | 0.4 | 6 | 192 | 18 |  | Fixed | Roof
NJADRE1554655635 | Administratively Determined Incentive Program | NORTH CAPE MAY | 8204 | 21 | 10.8 | Residential | Behind the Meter | Yes | Net Metered Residential | SunPower Corporation, Systems | None | AC Electric | Accepted | 2023-09-14 | 2023-10-04 | 2024-10-04 | Solar Panels | WAAREE ENERGIES LIMITED | WSMDi-400 |  | 0.4 | 3 | 12 | 18 |  | Fixed | Roof
NJADRE1554655635 | Administratively Determined Incentive Program | NORTH CAPE MAY | 8204 | 21 | 10.8 | Residential | Behind the Meter | Yes | Net Metered Residential | SunPower Corporation, Systems | None | AC Electric | Accepted | 2023-09-14 | 2023-10-04 | 2024-10-04 | Solar Panels | WAAREE ENERGIES LIMITED | WSMDi-400 |  | 0.4 | 3 | 12 | 18 |  | Fixed | Roof
NJADRE1554655635 | Administratively Determined Incentive Program | NORTH CAPE MAY | 8204 | 21 | 10.8 | Residential | Behind the Meter | Yes | Net Metered Residential | SunPower Corporation, Systems | None | AC Electric | Accepted | 2023-09-14 | 2023-10-04 | 2024-10-04 | Inverters | Enphase | IQ7HS-66-M-US | 384 |  | 27 |  |  | 0.97 |  | Other | under each panel
NJADRE1554655651 | Administratively Determined Incentive Program | Irvington | 7111 | 9 | 6.89 | Residential | Behind the Meter | Yes | Net Metered Residential | Pro Custom Solar dba Momentum Solar | None | PSE&G | Accepted | 2023-09-14 | 2023-10-04 | 2024-10-04 | Solar Panels | hanwha | Â Q. PEAK DUO BLK-G10+405 |  | 0.405 | 11 | 200 | 23 |  | Fixed | Roof
NJADRE1554655651 | Administratively Determined Incentive Program | Irvington | 7111 | 9 | 6.89 | Residential | Behind the Meter | Yes | Net Metered Residential | Pro Custom Solar dba Momentum Solar | None | PSE&G | Accepted | 2023-09-14 | 2023-10-04 | 2024-10-04 | Solar Panels | hanwha | Â Q. PEAK DUO BLK-G10+405 |  | 0.405 | 6 | 20 | 23 |  | Fixed | Roof
NJADRE1554655651 | Administratively Determined Incentive Program | Irvington | 7111 | 9 | 6.89 | Residential | Behind the Meter | Yes | Net Metered Residential | Pro Custom Solar dba Momentum Solar | None | PSE&G | Accepted | 2023-09-14 | 2023-10-04 | 2024-10-04 | Inverters | enphase | IQ8PLUS-72-2-US | 290 |  | 17 |  |  | 0.97 |  | Outdoor
NJADRE1554655655 | Administratively Determined Incentive Program | Newark | 7112 | 9 | 5.48 | Residential | Behind the Meter | No | Net Metered Residential | Power Home Remodeling | None | PSE&G | Accepted | 2023-09-14 | 2023-10-04 | 2024-10-04 | Inverters | SolarEdge | SE3800H-US | 3800 |  | 1 |  |  | 0.99 |  | Outdoor
NJADRE1554655655 | Administratively Determined Incentive Program | Newark | 7112 | 9 | 5.48 | Residential | Behind the Meter | No | Net Metered Residential | Power Home Remodeling | None | PSE&G | Accepted | 2023-09-14 | 2023-10-04 | 2024-10-04 | Meters | SolarEdge | Revenue Grade Data Ansi C12.20 |  |  | 1 |  |  |  | Yes | Outdoor
NJADRE1554655655 | Administratively Determined Incentive Program | Newark | 7112 | 9 | 5.48 | Residential | Behind the Meter | No | Net Metered Residential | Power Home Remodeling | None | PSE&G | Accepted | 2023-09-14 | 2023-10-04 | 2024-10-04 | Solar Panels | Hyundai | HiS-S365XG(BK) |  | 0.365 | 15 | 216 | 30 |  | Fixed | Roof
NJADRE1554655662 | Administratively Determined Incentive Program | Gloucester Twp | 8049 | 14 | 8.4 | Residential | Behind the Meter | Yes | Net Metered Residential | SunnyMac LLC | None | PSE&G | Accepted | 2023-09-14 | 2023-10-04 | 2024-10-04 | Solar Panels | HANWHA | Q.PEAK DUO BLK ML-G10+400 |  | 0.4 | 21 | 251 | 19 |  | Fixed | Roof
NJADRE1554655662 | Administratively Determined Incentive Program | Gloucester Twp | 8049 | 14 | 8.4 | Residential | Behind the Meter | Yes | Net Metered Residential | SunnyMac LLC | None | PSE&G | Accepted | 2023-09-14 | 2023-10-04 | 2024-10-04 | Inverters | Solaredge | SE7600H-US | 7600 |  | 1 |  |  | 0.99 |  | Outdoor | NEXT TO METER
NJADRE1554655662 | Administratively Determined Incentive Program | Gloucester Twp | 8049 | 14 | 8.4 | Residential | Behind the Meter | Yes | Net Metered Residential | SunnyMac LLC | None | PSE&G | Accepted | 2023-09-14 | 2023-10-04 | 2024-10-04 | Meters | SE-RGMTR-1D-240C-B | Solaredge |  |  | 1 |  |  |  | Yes | Outdoor
NJADRE1554656348 | Administratively Determined Incentive Program | Jersey City | 7305 | 8 | 3.24 | Residential | Behind the Meter | Yes | Net Metered Residential | Pro Custom Solar dba Momentum Solar | None | PSE&G | Accepted | 2023-09-14 | 2023-10-04 | 2024-10-04 | Solar Panels | hanwha | Â Q. PEAK DUO BLK-G10+405 |  | 0.405 | 8 | 47 | 4 |  | Fixed | Roof
NJADRE1554656348 | Administratively Determined Incentive Program | Jersey City | 7305 | 8 | 3.24 | Residential | Behind the Meter | Yes | Net Metered Residential | Pro Custom Solar dba Momentum Solar | None | PSE&G | Accepted | 2023-09-14 | 2023-10-04 | 2024-10-04 | Inverters | enphase | IQ8PLUS-72-2-US | 290 |  | 8 |  |  | 0.97 |  | Outdoor
NJADRE1554656410 | Administratively Determined Incentive Program | Evesham | 8053 | 13 | 7.2 | Residential | Behind the Meter | No | Net Metered Residential | Seapoint Solar Energy LLC | None | AC Electric | Accepted | 2023-10-05 | 2023-10-30 | 2024-10-30 | Solar Panels | Trina Solar | TSM-400DE09.05 |  | 0.4 | 18 | 251 | 20 |  | Fixed | Roof
NJADRE1554656410 | Administratively Determined Incentive Program | Evesham | 8053 | 13 | 7.2 | Residential | Behind the Meter | No | Net Metered Residential | Seapoint Solar Energy LLC | None | AC Electric | Accepted | 2023-10-05 | 2023-10-30 | 2024-10-30 | Inverters | Enphase 1Q8+ | IQ8PLUS-72-2-US | 349 |  | 18 |  |  | 0.97 |  | Outdoor
NJADRE1554656489 | Administratively Determined Incentive Program | Jersey City | 7305 | 8 | 3.65 | Residential | Behind the Meter | Yes | Net Metered Residential | Pro Custom Solar dba Momentum Solar | None | PSE&G | Accepted | 2023-09-14 | 2023-10-04 | 2024-10-04 | Solar Panels | hanwha | Â Q. PEAK DUO BLK-G10+405 |  | 0.405 | 9 | 47 | 4 |  | Fixed | Roof
NJADRE1554656489 | Administratively Determined Incentive Program | Jersey City | 7305 | 8 | 3.65 | Residential | Behind the Meter | Yes | Net Metered Residential | Pro Custom Solar dba Momentum Solar | None | PSE&G | Accepted | 2023-09-14 | 2023-10-04 | 2024-10-04 | Inverters | enphase | IQ8PLUS-72-2-US | 290 |  | 9 |  |  | 0.97 |  | Outdoor
NJADRE1554656560 | Administratively Determined Incentive Program | Paramus | 7652 | 7 | 14.58 | Residential | Behind the Meter | Yes | Net Metered Residential | Trinity Solar | None | PSE&G | Accepted | 2023-09-14 | 2023-10-04 | 2024-10-04 | Solar Panels | HANWHA 405 (Q.PEAK DUO BLK ML-G10+ 405 | HANWHA 405 (Q.PEAK DUO BLK ML-G10+ 405 |  | 0.405 | 24 | 196 | 30 |  | Fixed | Roof
NJADRE1554656560 | Administratively Determined Incentive Program | Paramus | 7652 | 7 | 14.58 | Residential | Behind the Meter | Yes | Net Metered Residential | Trinity Solar | None | PSE&G | Accepted | 2023-09-14 | 2023-10-04 | 2024-10-04 | Solar Panels | HANWHA 405 (Q.PEAK DUO BLK ML-G10+ 405 | HANWHA 405 (Q.PEAK DUO BLK ML-G10+ 405 |  | 0.405 | 12 | 196 | 30 |  | Fixed | Roof
NJADRE1554656560 | Administratively Determined Incentive Program | Paramus | 7652 | 7 | 14.58 | Residential | Behind the Meter | Yes | Net Metered Residential | Trinity Solar | None | PSE&G | Accepted | 2023-09-14 | 2023-10-04 | 2024-10-04 | Inverters | Solar Edge | SE11400H-US | 11400 |  | 1 |  |  | 0.97 |  | Outside
NJADRE1554656637 | Administratively Determined Incentive Program | Willingboro | 8046 | 13 | 12.38 | Residential | Behind the Meter | Yes | Net Metered Residential | Sunrun Installation Services, Inc. | None | PSE&G | Accepted | 2023-09-14 | 2023-10-04 | 2024-10-04 | Inverters | Delta Electronics | E10-TL-US | 9600 |  | 1 |  |  | 0.96 |  | Outdoor | Next To Meter
NJADRE1554656637 | Administratively Determined Incentive Program | Willingboro | 8046 | 13 | 12.38 | Residential | Behind the Meter | Yes | Net Metered Residential | Sunrun Installation Services, Inc. | None | PSE&G | Accepted | 2023-09-14 | 2023-10-04 | 2024-10-04 | Solar Panels | Vikram Solar | VSMDHT.60.375.05 |  | 0.375 | 9 | 247 | 23 |  | Fixed | Roof
NJADRE1554656637 | Administratively Determined Incentive Program | Willingboro | 8046 | 13 | 12.38 | Residential | Behind the Meter | Yes | Net Metered Residential | Sunrun Installation Services, Inc. | None | PSE&G | Accepted | 2023-09-14 | 2023-10-04 | 2024-10-04 | Solar Panels | Vikram Solar | VSMDHT.60.375.05 |  | 0.375 | 9 | 68 | 22 |  | Fixed | Roof
NJADRE1554656637 | Administratively Determined Incentive Program | Willingboro | 8046 | 13 | 12.38 | Residential | Behind the Meter | Yes | Net Metered Residential | Sunrun Installation Services, Inc. | None | PSE&G | Accepted | 2023-09-14 | 2023-10-04 | 2024-10-04 | Solar Panels | Vikram Solar | VSMDHT.60.375.05 |  | 0.375 | 15 | 337 | 23 |  | Fixed | Roof
NJADRE1554656686 | Administratively Determined Incentive Program | Jersey City | 7305 | 8 | 5.2 | Residential | Behind the Meter | Yes | Net Metered Residential | Pro Custom Solar dba Momentum Solar | None | PSE&G | Accepted | 2023-09-14 | 2023-10-04 | 2024-10-04 | Solar Panels | hanwha | Â Q. PEAK DUO BLK-G10+400 |  | 0.4 | 13 | 41 | 5 |  | Fixed | Roof
NJADRE1554656686 | Administratively Determined Incentive Program | Jersey City | 7305 | 8 | 5.2 | Residential | Behind the Meter | Yes | Net Metered Residential | Pro Custom Solar dba Momentum Solar | None | PSE&G | Accepted | 2023-09-14 | 2023-10-04 | 2024-10-04 | Inverters | enphase | IQ8PLUS-72-2-US | 290 |  | 13 |  |  | 0.97 |  | Outdoor
NJADRE1554656790 | Administratively Determined Incentive Program | Mount Laurel | 8054 | 13 | 8.4 | Residential | Behind the Meter | Yes | Net Metered Residential | Pro Custom Solar dba Momentum Solar | None | PSE&G | Accepted | 2023-09-14 | 2023-10-04 | 2024-10-04 | Inverters | Enphase | IQ8PLUS-72-2-US | 290 |  | 21 |  |  | 0.97 |  | Outdoor
NJADRE1554656790 | Administratively Determined Incentive Program | Mount Laurel | 8054 | 13 | 8.4 | Residential | Behind the Meter | Yes | Net Metered Residential | Pro Custom Solar dba Momentum Solar | None | PSE&G | Accepted | 2023-09-14 | 2023-10-04 | 2024-10-04 | Solar Panels | Hanwha | q.peak duo blk ML-g10+400 |  | 0.4 | 5 | 257 | 36 |  | Fixed | Roof
NJADRE1554656790 | Administratively Determined Incentive Program | Mount Laurel | 8054 | 13 | 8.4 | Residential | Behind the Meter | Yes | Net Metered Residential | Pro Custom Solar dba Momentum Solar | None | PSE&G | Accepted | 2023-09-14 | 2023-10-04 | 2024-10-04 | Solar Panels | Hanwha | q.peak duo blk ML-g10+400 |  | 0.4 | 12 | 167 | 29 |  | Fixed | Roof
NJADRE1554656790 | Administratively Determined Incentive Program | Mount Laurel | 8054 | 13 | 8.4 | Residential | Behind the Meter | Yes | Net Metered Residential | Pro Custom Solar dba Momentum Solar | None | PSE&G | Accepted | 2023-09-14 | 2023-10-04 | 2024-10-04 | Solar Panels | Hanwha | q.peak duo blk ML-g10+400 |  | 0.4 | 4 | 347 | 28 |  | Fixed | Roof
NJADRE1554656962 | Administratively Determined Incentive Program | WILLIAMSTOWN | 8094 | 15 | 11.84 | Residential | Behind the Meter | Yes | Net Metered Residential | Vision Solar LLC | None | AC Electric | Accepted | 2023-09-14 | 2023-10-04 | 2024-10-04 | Inverters | Solaredge | SE11400H-USRGM | 11 |  | 1 |  |  | 0.97 |  | Outdoor | side of house
NJADRE1554656962 | Administratively Determined Incentive Program | WILLIAMSTOWN | 8094 | 15 | 11.84 | Residential | Behind the Meter | Yes | Net Metered Residential | Vision Solar LLC | None | AC Electric | Accepted | 2023-09-14 | 2023-10-04 | 2024-10-04 | Solar Panels | ZNSHINE | ZXM6-NH120-370/M |  | 0.37 | 12 | 184 | 37 |  | Fixed | Roof
NJADRE1554656962 | Administratively Determined Incentive Program | WILLIAMSTOWN | 8094 | 15 | 11.84 | Residential | Behind the Meter | Yes | Net Metered Residential | Vision Solar LLC | None | AC Electric | Accepted | 2023-09-14 | 2023-10-04 | 2024-10-04 | Solar Panels | ZNSHINE | ZXM6-NH120-370/M |  | 0.37 | 20 | 93 | 31 |  | Fixed | Roof
NJADRE1554657005 | Administratively Determined Incentive Program | Ewing | 8628 | 12 | 10.8 | Residential | Behind the Meter | Yes | Net Metered Residential | Seabright Solar | None | PSE&G | Accepted | 2023-09-14 | 2023-10-12 | 2024-10-12 | Solar Panels | Sunpower | SPR-U-400 |  | 0.4 | 15 | 124 | 22 |  | Fixed | Roof
NJADRE1554657005 | Administratively Determined Incentive Program | Ewing | 8628 | 12 | 10.8 | Residential | Behind the Meter | Yes | Net Metered Residential | Seabright Solar | None | PSE&G | Accepted | 2023-09-14 | 2023-10-12 | 2024-10-12 | Solar Panels | Sunpower | SPR-U-400 |  | 0.4 | 12 | 124 | 12 |  | Fixed | Roof
NJADRE1554657005 | Administratively Determined Incentive Program | Ewing | 8628 | 12 | 10.8 | Residential | Behind the Meter | Yes | Net Metered Residential | Seabright Solar | None | PSE&G | Accepted | 2023-09-14 | 2023-10-12 | 2024-10-12 | Inverters | Enphase | IQ 7HS | 384 |  | 27 |  |  | 0.99 |  | Outside | Roof
NJADRE1554657005 | Administratively Determined Incentive Program | Ewing | 8628 | 12 | 10.8 | Residential | Behind the Meter | Yes | Net Metered Residential | Seabright Solar | None | PSE&G | Accepted | 2023-09-14 | 2023-10-12 | 2024-10-12 | Meters | Sunpower | PVS 6 |  |  | 1 |  |  |  | Yes | Outdoor
NJADRE1554657011 | Administratively Determined Incentive Program | Passaic | 7055 | 6 | 6.94 | Residential | Behind the Meter | No | Net Metered Residential | Power Home Remodeling Group | None | PSE&G | Accepted | 2023-09-14 | 2023-10-04 | 2024-10-04 | Inverters | SolarEdge | SE5000H-US | 5000 |  | 1 |  |  | 0.99 |  | Outdoor
NJADRE1554657011 | Administratively Determined Incentive Program | Passaic | 7055 | 6 | 6.94 | Residential | Behind the Meter | No | Net Metered Residential | Power Home Remodeling Group | None | PSE&G | Accepted | 2023-09-14 | 2023-10-04 | 2024-10-04 | Meters | SolarEdge | Revenue Grade Data Ansi C12.20 |  |  | 1 |  |  |  | Yes | Outdoor
NJADRE1554657011 | Administratively Determined Incentive Program | Passaic | 7055 | 6 | 6.94 | Residential | Behind the Meter | No | Net Metered Residential | Power Home Remodeling Group | None | PSE&G | Accepted | 2023-09-14 | 2023-10-04 | 2024-10-04 | Solar Panels | Hyundai | HiS-S365XG |  | 0.365 | 19 | 134 | 20 |  | Fixed | Roof
NJADRE1554657052 | Administratively Determined Incentive Program | Newark | 7108 | 9 | 7.1 | Residential | Behind the Meter | Yes | Small Net-Metered Non-Residential located on Rooftop, Carport, Canopy and Floating Solar | Vision Solar LLC | None | PSE&G | Accepted | 2023-09-14 | 2023-10-04 | 2024-10-04 | Inverters | Enphase | IQ7-60-2-US | 240 |  | 20 |  |  | 0.97 |  | Outside
NJADRE1554657052 | Administratively Determined Incentive Program | Newark | 7108 | 9 | 7.1 | Residential | Behind the Meter | Yes | Small Net-Metered Non-Residential located on Rooftop, Carport, Canopy and Floating Solar | Vision Solar LLC | None | PSE&G | Accepted | 2023-09-14 | 2023-10-04 | 2024-10-04 | Solar Panels | LONGI | LR4-60HPB 355M |  | 0.355 | 6 | 196 | 22 |  | Fixed | Roof
NJADRE1554657052 | Administratively Determined Incentive Program | Newark | 7108 | 9 | 7.1 | Residential | Behind the Meter | Yes | Small Net-Metered Non-Residential located on Rooftop, Carport, Canopy and Floating Solar | Vision Solar LLC | None | PSE&G | Accepted | 2023-09-14 | 2023-10-04 | 2024-10-04 | Solar Panels | LONGI | LR4-60HPB 355M |  | 0.355 | 14 | 16 | 22 |  | Fixed | Roof
NJADRE1554657156 | Administratively Determined Incentive Program | Egg Harbor Twp | 8234 | 19 | 5.67 | Residential | Behind the Meter | Yes | Net Metered Residential | Trinity Solar | None | AC Electric | Accepted | 2023-09-14 | 2023-10-04 | 2024-10-04 | Inverters | Solar Edge | SE5000H-US | 5000 |  | 1 |  |  | 0.97 |  | Outside
NJADRE1554657156 | Administratively Determined Incentive Program | Egg Harbor Twp | 8234 | 19 | 5.67 | Residential | Behind the Meter | Yes | Net Metered Residential | Trinity Solar | None | AC Electric | Accepted | 2023-09-14 | 2023-10-04 | 2024-10-04 | Solar Panels | HANWHA 405 (Q.PEAK DUO BLK ML-G10+ 405) | HANWHA 405 (Q.PEAK DUO BLK ML-G10+ 405) |  | 0.405 | 14 | 202 | 27 |  | Fixed | Roof
NJADRE1554657275 | Administratively Determined Incentive Program | Linden | 7036 | 10 | 5.2 | Residential | Behind the Meter | Yes | Net Metered Residential | Momentum Solar Energy Services | None | PSE&G | Accepted | 2023-09-14 | 2023-10-04 | 2024-10-04 | Inverters | Enphase | IQ8PLUS-72-2-US | 290 |  | 13 |  |  | 0.97 |  | Outdoor
NJADRE1554657275 | Administratively Determined Incentive Program | Linden | 7036 | 10 | 5.2 | Residential | Behind the Meter | Yes | Net Metered Residential | Momentum Solar Energy Services | None | PSE&G | Accepted | 2023-09-14 | 2023-10-04 | 2024-10-04 | Solar Panels | Hanwha | q.peak duo blk ML-g10+400 |  | 0.4 | 13 | 225 | 18 |  | Fixed | Roof
NJADRE1554657322 | Administratively Determined Incentive Program | Dover | 7801 | 3 | 4.26 | Residential | Behind the Meter | No | Net Metered Residential | Power Home Remodeling Group | None | JCP&L | Accepted | 2023-09-14 | 2023-10-04 | 2024-10-04 | Inverters | SolarEdge | SE3800H-US | 3800 |  | 1 |  |  | 0.99 |  | Outdoor
NJADRE1554657322 | Administratively Determined Incentive Program | Dover | 7801 | 3 | 4.26 | Residential | Behind the Meter | No | Net Metered Residential | Power Home Remodeling Group | None | JCP&L | Accepted | 2023-09-14 | 2023-10-04 | 2024-10-04 | Meters | SolarEdge | Revenue Grade Data Ansi C12.20 |  |  | 1 |  |  |  | Yes | Outdoor
NJADRE1554657322 | Administratively Determined Incentive Program | Dover | 7801 | 3 | 4.26 | Residential | Behind the Meter | No | Net Metered Residential | Power Home Remodeling Group | None | JCP&L | Accepted | 2023-09-14 | 2023-10-04 | 2024-10-04 | Solar Panels | Longi | LR40-60HPB-355M |  | 0.355 | 12 | 217 | 43 |  | Fixed | Roof
NJADRE1554657338 | Administratively Determined Incentive Program | Ewing TWP | 8638 | 12 | 8.69 | Residential | Behind the Meter | Yes | Net Metered Residential | Sunrun Installation Services, Inc. | None | PSE&G | Accepted | 2023-09-14 | 2023-10-04 | 2024-10-04 | Solar Panels | TRINA SOLAR | TSM-395DE09C.07 |  | 0.395 | 22 | 227 | 34 |  | Fixed | Roof
NJADRE1554657338 | Administratively Determined Incentive Program | Ewing TWP | 8638 | 12 | 8.69 | Residential | Behind the Meter | Yes | Net Metered Residential | Sunrun Installation Services, Inc. | None | PSE&G | Accepted | 2023-09-14 | 2023-10-04 | 2024-10-04 | Inverters | SOLAREDGE TECHNOLOGIES | SE7600H-USSN | 7600 |  | 1 |  |  | 0.992 |  | Outdoor | next to meter
NJADRE1554657338 | Administratively Determined Incentive Program | Ewing TWP | 8638 | 12 | 8.69 | Residential | Behind the Meter | Yes | Net Metered Residential | Sunrun Installation Services, Inc. | None | PSE&G | Accepted | 2023-09-14 | 2023-10-04 | 2024-10-04 | Electric Storage Battery | Tesla | AC Powerwall 2 |  |  | 1 |  |  |  | Lithium Ion |  | Outside
NJADRE1554657492 | Administratively Determined Incentive Program | Deptford TWP | 8096 | 15 | 5.14 | Residential | Behind the Meter | Yes | Net Metered Residential | Sunrun Installation Services, Inc. | None | PSE&G | Accepted | 2023-09-14 | 2023-10-04 | 2024-10-04 | Inverters | SOLAREDGE TECHNOLOGIES | SE3800H-USMN | 3800 |  | 1 |  |  | 0.992 |  | Outdoor | next to meter
NJADRE1554657492 | Administratively Determined Incentive Program | Deptford TWP | 8096 | 15 | 5.14 | Residential | Behind the Meter | Yes | Net Metered Residential | Sunrun Installation Services, Inc. | None | PSE&G | Accepted | 2023-09-14 | 2023-10-04 | 2024-10-04 | Solar Panels | TRINA SOLAR | TSM-395DE09C.07 |  | 0.395 | 13 | 159 | 36 |  | Fixed | Roof
NJADRE1554657674 | Administratively Determined Incentive Program | Deptford Twp | 8096 | 15 | 6.3 | Residential | Behind the Meter | Yes | Net Metered Residential | EMT Renewables | None | PSE&G | Accepted | 2023-09-14 | 2023-10-04 | 2024-10-04 | Inverters | ENPHASE | IQ7x | 315 |  | 15 |  |  | 0.98 |  | Other | UNDER EACH PANEL
NJADRE1554657674 | Administratively Determined Incentive Program | Deptford Twp | 8096 | 15 | 6.3 | Residential | Behind the Meter | Yes | Net Metered Residential | EMT Renewables | None | PSE&G | Accepted | 2023-09-14 | 2023-10-04 | 2024-10-04 | Solar Panels | REC ALPHA | REC 420 |  | 0.42 | 11 | 158 | 29 |  | Fixed | Roof
NJADRE1554657674 | Administratively Determined Incentive Program | Deptford Twp | 8096 | 15 | 6.3 | Residential | Behind the Meter | Yes | Net Metered Residential | EMT Renewables | None | PSE&G | Accepted | 2023-09-14 | 2023-10-04 | 2024-10-04 | Solar Panels | REC ALPHA | REC 420 |  | 0.42 | 4 | 338 | 8 |  | Fixed | Roof
NJADRE1554657725 | Administratively Determined Incentive Program | Hamilton | 8690 | 12 | 11.85 | Residential | Behind the Meter | Yes | Net Metered Residential | Sunrun Installation Services, Inc. | None | PSE&G | Accepted | 2023-09-14 | 2023-10-04 | 2024-10-04 | Inverters | Delta Electronics | E6-TL-US | 5760 |  | 2 |  |  | 0.96 |  | Outdoor | Next To Meter
NJADRE1554657725 | Administratively Determined Incentive Program | Hamilton | 8690 | 12 | 11.85 | Residential | Behind the Meter | Yes | Net Metered Residential | Sunrun Installation Services, Inc. | None | PSE&G | Accepted | 2023-09-14 | 2023-10-04 | 2024-10-04 | Electric Storage Battery | Tesla | Powerwall 2 AC |  |  | 1 |  |  |  | Lithium Ion |  | inside
NJADRE1554657725 | Administratively Determined Incentive Program | Hamilton | 8690 | 12 | 11.85 | Residential | Behind the Meter | Yes | Net Metered Residential | Sunrun Installation Services, Inc. | None | PSE&G | Accepted | 2023-09-14 | 2023-10-04 | 2024-10-04 | Solar Panels | Trina Solar | TSM-395DE09C.07 |  | 0.395 | 15 | 106 | 18 |  | Fixed | Roof
NJADRE1554657725 | Administratively Determined Incentive Program | Hamilton | 8690 | 12 | 11.85 | Residential | Behind the Meter | Yes | Net Metered Residential | Sunrun Installation Services, Inc. | None | PSE&G | Accepted | 2023-09-14 | 2023-10-04 | 2024-10-04 | Solar Panels | Trina Solar | TSM-395DE09C.07 |  | 0.395 | 8 | 15 | 18 |  | Fixed | Roof
NJADRE1554657725 | Administratively Determined Incentive Program | Hamilton | 8690 | 12 | 11.85 | Residential | Behind the Meter | Yes | Net Metered Residential | Sunrun Installation Services, Inc. | None | PSE&G | Accepted | 2023-09-14 | 2023-10-04 | 2024-10-04 | Solar Panels | Trina Solar | TSM-395DE09C.07 |  | 0.395 | 7 | 196 | 18 |  | Fixed | Roof
NJADRE1554657763 | Administratively Determined Incentive Program | East Brunswick | 8816 | 11 | 8.25 | Residential | Behind the Meter | Yes | Net Metered Residential | Sunrun Installation Services, Inc. | None | PSE&G | Accepted | 2023-09-14 | 2023-10-04 | 2024-10-04 | Inverters | Delta Electronics | E6-TL-US | 5760 |  | 1 |  |  | 0.96 |  | Outdoor | Next To Meter
NJADRE1554657763 | Administratively Determined Incentive Program | East Brunswick | 8816 | 11 | 8.25 | Residential | Behind the Meter | Yes | Net Metered Residential | Sunrun Installation Services, Inc. | None | PSE&G | Accepted | 2023-09-14 | 2023-10-04 | 2024-10-04 | Solar Panels | Vikram Solar | VSMDHT.60.375.05 |  | 0.375 | 7 | 267 | 17 |  | Fixed | Roof
NJADRE1554657763 | Administratively Determined Incentive Program | East Brunswick | 8816 | 11 | 8.25 | Residential | Behind the Meter | Yes | Net Metered Residential | Sunrun Installation Services, Inc. | None | PSE&G | Accepted | 2023-09-14 | 2023-10-04 | 2024-10-04 | Solar Panels | Vikram Solar | VSMDHT.60.375.05 |  | 0.375 | 15 | 177 | 23 |  | Fixed | Roof
NJADRE1554657763 | Administratively Determined Incentive Program | East Brunswick | 8816 | 11 | 8.25 | Residential | Behind the Meter | Yes | Net Metered Residential | Sunrun Installation Services, Inc. | None | PSE&G | Accepted | 2023-09-14 | 2023-10-04 | 2024-10-04 | Electric Storage Battery | Tesla | Powerwall 2 AC |  |  | 1 |  |  |  | Lithium Ion |  | INSIDE
NJADRE1554657778 | Administratively Determined Incentive Program | Howell | 7731 | 17 | 4.5 | Residential | Behind the Meter | Yes | Net Metered Residential | Sunrun Installation Services, Inc. | None | JCP&L | Accepted | 2023-09-14 | 2023-10-04 | 2024-10-04 | Inverters | SolarEdge Technologies | SE3800H-USMN | 3800 |  | 1 |  |  | 0.96 |  | Outdoor | Next To Meter
NJADRE1554657778 | Administratively Determined Incentive Program | Howell | 7731 | 17 | 4.5 | Residential | Behind the Meter | Yes | Net Metered Residential | Sunrun Installation Services, Inc. | None | JCP&L | Accepted | 2023-09-14 | 2023-10-04 | 2024-10-04 | Solar Panels | Vikram Solar | VSMDHT.60.375.05 |  | 0.375 | 6 | 332 | 22 |  | Fixed | Roof
NJADRE1554657778 | Administratively Determined Incentive Program | Howell | 7731 | 17 | 4.5 | Residential | Behind the Meter | Yes | Net Metered Residential | Sunrun Installation Services, Inc. | None | JCP&L | Accepted | 2023-09-14 | 2023-10-04 | 2024-10-04 | Solar Panels | Vikram Solar | VSMDHT.60.375.05 |  | 0.375 | 6 | 152 | 21 |  | Fixed | Roof
NJADRE1554660653 | Administratively Determined Incentive Program | Fair Lawn, New Jersey | 7410 | 7 | 14.4 | Residential | Behind the Meter | Yes | Net Metered Residential | Suntuity Solar LLC | None | PSE&G | Accepted | 2023-09-15 | 2023-10-04 | 2024-10-04 | Inverters | (36) ENPHASE | IQ8PLUS-72-2-US | 290 |  | 36 |  |  | 0.97 |  | Outdoor | Behind the PV modules
NJADRE1554660653 | Administratively Determined Incentive Program | Fair Lawn, New Jersey | 7410 | 7 | 14.4 | Residential | Behind the Meter | Yes | Net Metered Residential | Suntuity Solar LLC | None | PSE&G | Accepted | 2023-09-15 | 2023-10-04 | 2024-10-04 | Solar Panels | (36) CANADIANSOLAR | CS6R-400MS-HL |  | 0.4 | 18 | 70 | 27 |  | Fixed | Roof
NJADRE1554660653 | Administratively Determined Incentive Program | Fair Lawn, New Jersey | 7410 | 7 | 14.4 | Residential | Behind the Meter | Yes | Net Metered Residential | Suntuity Solar LLC | None | PSE&G | Accepted | 2023-09-15 | 2023-10-04 | 2024-10-04 | Solar Panels | (36) CANADIANSOLAR | CS6R-400MS-HL |  | 0.4 | 8 | 250 | 27 |  | Fixed | Roof
NJADRE1554660653 | Administratively Determined Incentive Program | Fair Lawn, New Jersey | 7410 | 7 | 14.4 | Residential | Behind the Meter | Yes | Net Metered Residential | Suntuity Solar LLC | None | PSE&G | Accepted | 2023-09-15 | 2023-10-04 | 2024-10-04 | Solar Panels | (36) CANADIANSOLAR | CS6R-400MS-HL |  | 0.4 | 10 | 250 | 7 |  | Fixed | Roof
NJADRE1554660657 | Administratively Determined Incentive Program | Sewell, | 8080 | 15 | 7.2 | Residential | Behind the Meter | Yes | Net Metered Residential | Suntuity Solar LLC | None | AC Electric | Accepted | 2023-09-15 | 2023-10-04 | 2024-10-04 | Inverters | ENPHASE | IQ8PLUS-72-2-US | 290 |  | 18 |  |  | 0.97 |  | Outdoor | Behind the PV modules
NJADRE1554660657 | Administratively Determined Incentive Program | Sewell, | 8080 | 15 | 7.2 | Residential | Behind the Meter | Yes | Net Metered Residential | Suntuity Solar LLC | None | AC Electric | Accepted | 2023-09-15 | 2023-10-04 | 2024-10-04 | Solar Panels | CANADIANSOLAR | CS6R-400MS-HL |  | 0.4 | 8 | 58 | 18 |  | Fixed | Roof
NJADRE1554660657 | Administratively Determined Incentive Program | Sewell, | 8080 | 15 | 7.2 | Residential | Behind the Meter | Yes | Net Metered Residential | Suntuity Solar LLC | None | AC Electric | Accepted | 2023-09-15 | 2023-10-04 | 2024-10-04 | Solar Panels | CANADIANSOLAR | CS6R-400MS-HL |  | 0.4 | 6 | 238 | 18 |  | Fixed | Roof
NJADRE1554660657 | Administratively Determined Incentive Program | Sewell, | 8080 | 15 | 7.2 | Residential | Behind the Meter | Yes | Net Metered Residential | Suntuity Solar LLC | None | AC Electric | Accepted | 2023-09-15 | 2023-10-04 | 2024-10-04 | Solar Panels | CANADIANSOLAR | CS6R-400MS-HL |  | 0.4 | 2 | 238 | 18 |  | Fixed | Roof
NJADRE1554660657 | Administratively Determined Incentive Program | Sewell, | 8080 | 15 | 7.2 | Residential | Behind the Meter | Yes | Net Metered Residential | Suntuity Solar LLC | None | AC Electric | Accepted | 2023-09-15 | 2023-10-04 | 2024-10-04 | Solar Panels | CANADIANSOLAR | CS6R-400MS-HL |  | 0.4 | 2 | 58 | 18 |  | Fixed | Roof
NJADRE1554660676 | Administratively Determined Incentive Program | South Brunswick Township | 8852 | 11 | 10.88 | Residential | Behind the Meter | Yes | Net Metered Residential | Sunrun Installation Services, Inc. | None | PSE&G | Accepted | 2023-09-15 | 2023-10-04 | 2024-10-04 | Inverters | Delta Electronics | E4-TL-US | 3840 |  | 2 |  |  | 0.96 |  | Outdoor | Next To Meter
NJADRE1554660676 | Administratively Determined Incentive Program | South Brunswick Township | 8852 | 11 | 10.88 | Residential | Behind the Meter | Yes | Net Metered Residential | Sunrun Installation Services, Inc. | None | PSE&G | Accepted | 2023-09-15 | 2023-10-04 | 2024-10-04 | Solar Panels | Vikram Solar | VSMDHT.60.375.05 |  | 0.375 | 12 | 317 | 40 |  | Fixed | Roof
NJADRE1554660676 | Administratively Determined Incentive Program | South Brunswick Township | 8852 | 11 | 10.88 | Residential | Behind the Meter | Yes | Net Metered Residential | Sunrun Installation Services, Inc. | None | PSE&G | Accepted | 2023-09-15 | 2023-10-04 | 2024-10-04 | Solar Panels | Vikram Solar | VSMDHT.60.375.05 |  | 0.375 | 5 | 316 | 40 |  | Fixed | Roof
NJADRE1554660676 | Administratively Determined Incentive Program | South Brunswick Township | 8852 | 11 | 10.88 | Residential | Behind the Meter | Yes | Net Metered Residential | Sunrun Installation Services, Inc. | None | PSE&G | Accepted | 2023-09-15 | 2023-10-04 | 2024-10-04 | Solar Panels | Vikram Solar | VSMDHT.60.375.05 |  | 0.375 | 6 | 136 | 39 |  | Fixed | Roof
NJADRE1554660676 | Administratively Determined Incentive Program | South Brunswick Township | 8852 | 11 | 10.88 | Residential | Behind the Meter | Yes | Net Metered Residential | Sunrun Installation Services, Inc. | None | PSE&G | Accepted | 2023-09-15 | 2023-10-04 | 2024-10-04 | Solar Panels | Vikram Solar | VSMDHT.60.375.05 |  | 0.375 | 6 | 137 | 39 |  | Fixed | Roof
NJADRE1554660705 | Administratively Determined Incentive Program | Old Bridge | 8857 | 11 | 8.82 | Residential | Behind the Meter | Yes | Net Metered Residential | EMT Renewables | None | JCP&L | Accepted | 2023-09-15 | 2023-10-04 | 2024-10-04 | Inverters | ENPHASE | IQ7x | 315 |  | 21 |  |  | 0.98 |  | Other | UNDER EACH PANEL
NJADRE1554660705 | Administratively Determined Incentive Program | Old Bridge | 8857 | 11 | 8.82 | Residential | Behind the Meter | Yes | Net Metered Residential | EMT Renewables | None | JCP&L | Accepted | 2023-09-15 | 2023-10-04 | 2024-10-04 | Solar Panels | REC ALPHA | REC 420 |  | 0.42 | 11 | 194 | 11 |  | Fixed | Roof
NJADRE1554660705 | Administratively Determined Incentive Program | Old Bridge | 8857 | 11 | 8.82 | Residential | Behind the Meter | Yes | Net Metered Residential | EMT Renewables | None | JCP&L | Accepted | 2023-09-15 | 2023-10-04 | 2024-10-04 | Solar Panels | REC ALPHA | REC 420 |  | 0.42 | 8 | 14 | 11 |  | Fixed | Roof
NJADRE1554660705 | Administratively Determined Incentive Program | Old Bridge | 8857 | 11 | 8.82 | Residential | Behind the Meter | Yes | Net Metered Residential | EMT Renewables | None | JCP&L | Accepted | 2023-09-15 | 2023-10-04 | 2024-10-04 | Solar Panels | REC ALPHA | REC 420 |  | 0.42 | 2 | 194 | 20 |  | Fixed | Roof
NJADRE1554660733 | Administratively Determined Incentive Program | Morris Plains | 7950 | 3 | 8.3 | Residential | Behind the Meter | Yes | Net Metered Residential | Sunrun Installation Services, Inc. | None | JCP&L | Accepted | 2023-09-15 | 2023-10-04 | 2024-10-04 | Inverters | SolarEdge Technologies | SE6000H-USSN | 6000 |  | 1 |  |  | 0.96 |  | Outdoor | Next To Meter
NJADRE1554660733 | Administratively Determined Incentive Program | Morris Plains | 7950 | 3 | 8.3 | Residential | Behind the Meter | Yes | Net Metered Residential | Sunrun Installation Services, Inc. | None | JCP&L | Accepted | 2023-09-15 | 2023-10-04 | 2024-10-04 | Solar Panels | Trina Solar | TSM-395DE09C.07 |  | 0.395 | 9 | 247 | 37 |  | Fixed | Roof
NJADRE1554660733 | Administratively Determined Incentive Program | Morris Plains | 7950 | 3 | 8.3 | Residential | Behind the Meter | Yes | Net Metered Residential | Sunrun Installation Services, Inc. | None | JCP&L | Accepted | 2023-09-15 | 2023-10-04 | 2024-10-04 | Solar Panels | Trina Solar | TSM-395DE09C.07 |  | 0.395 | 12 | 160 | 37 |  | Fixed | Roof
NJADRE1554660784 | Administratively Determined Incentive Program | Stanhope | 7874 | 1 | 12.96 | Residential | Behind the Meter | Yes | Net Metered Residential | Trinity Solar | None | JCP&L | Accepted | 2023-09-15 | 2023-10-05 | 2024-10-05 | Inverters | Solar Edge | SE10000H-US | 10000 |  | 1 |  |  | 0.96 |  | Outdoor
NJADRE1554660784 | Administratively Determined Incentive Program | Stanhope | 7874 | 1 | 12.96 | Residential | Behind the Meter | Yes | Net Metered Residential | Trinity Solar | None | JCP&L | Accepted | 2023-09-15 | 2023-10-05 | 2024-10-05 | Solar Panels | HANWHA 405 (Q.PEAK DUO BLK ML-G10+ 405) | HANWHA 405 (Q.PEAK DUO BLK ML-G10+ 405) |  | 0.405 | 24 | 303 | 23 |  | Fixed | Roof
NJADRE1554660784 | Administratively Determined Incentive Program | Stanhope | 7874 | 1 | 12.96 | Residential | Behind the Meter | Yes | Net Metered Residential | Trinity Solar | None | JCP&L | Accepted | 2023-09-15 | 2023-10-05 | 2024-10-05 | Solar Panels | HANWHA 405 (Q.PEAK DUO BLK ML-G10+ 405) | HANWHA 405 (Q.PEAK DUO BLK ML-G10+ 405) |  | 0.405 | 8 | 123 | 23 |  | Fixed | Roof
NJADRE1554660784 | Administratively Determined Incentive Program | Stanhope | 7874 | 1 | 12.96 | Residential | Behind the Meter | Yes | Net Metered Residential | Trinity Solar | None | JCP&L | Accepted | 2023-09-15 | 2023-10-05 | 2024-10-05 | Electric Storage Battery | Tesla | Powerwall 2 |  |  | 2 |  |  |  | Lithium Ion |  | inside
NJADRE1554660791 | Administratively Determined Incentive Program | Woodstown | 8098 | 16 | 18.23 | Residential | Behind the Meter | No | Net Metered Residential | EMT Renewables | None | AC Electric | Accepted | 2023-09-15 | 2023-10-05 | 2024-10-05 | Inverters | ENPHASE | IQ8+ | 290 |  | 45 |  |  | 0.98 |  | Other | UNDER EACH PANEL
NJADRE1554660791 | Administratively Determined Incentive Program | Woodstown | 8098 | 16 | 18.23 | Residential | Behind the Meter | No | Net Metered Residential | EMT Renewables | None | AC Electric | Accepted | 2023-09-15 | 2023-10-05 | 2024-10-05 | Solar Panels | Q CELLS | Q PEAK DUO BLK |  | 0.405 | 4 | 194 | 34 |  | Fixed | Roof
NJADRE1554660791 | Administratively Determined Incentive Program | Woodstown | 8098 | 16 | 18.23 | Residential | Behind the Meter | No | Net Metered Residential | EMT Renewables | None | AC Electric | Accepted | 2023-09-15 | 2023-10-05 | 2024-10-05 | Solar Panels | Q CELLS | Q PEAK DUO BLK |  | 0.405 | 20 | 104 | 34 |  | Fixed | Roof
NJADRE1554660791 | Administratively Determined Incentive Program | Woodstown | 8098 | 16 | 18.23 | Residential | Behind the Meter | No | Net Metered Residential | EMT Renewables | None | AC Electric | Accepted | 2023-09-15 | 2023-10-05 | 2024-10-05 | Solar Panels | Q CELLS | Q PEAK DUO BLK |  | 0.405 | 6 | 284 | 15 |  | Fixed | Roof
NJADRE1554660791 | Administratively Determined Incentive Program | Woodstown | 8098 | 16 | 18.23 | Residential | Behind the Meter | No | Net Metered Residential | EMT Renewables | None | AC Electric | Accepted | 2023-09-15 | 2023-10-05 | 2024-10-05 | Solar Panels | Q CELLS | Q PEAK DUO BLK |  | 0.405 | 11 | 194 | 34 |  | Fixed | Roof
NJADRE1554660791 | Administratively Determined Incentive Program | Woodstown | 8098 | 16 | 18.23 | Residential | Behind the Meter | No | Net Metered Residential | EMT Renewables | None | AC Electric | Accepted | 2023-09-15 | 2023-10-05 | 2024-10-05 | Solar Panels | Q CELLS | Q PEAK DUO BLK |  | 0.405 | 2 | 194 | 34 |  | Fixed | Roof
NJADRE1554660791 | Administratively Determined Incentive Program | Woodstown | 8098 | 16 | 18.23 | Residential | Behind the Meter | No | Net Metered Residential | EMT Renewables | None | AC Electric | Accepted | 2023-09-15 | 2023-10-05 | 2024-10-05 | Solar Panels | Q CELLS | Q PEAK DUO BLK |  | 0.405 | 2 | 194 | 35 |  | Fixed | Roof
NJADRE1554660792 | Administratively Determined Incentive Program | Piscataway TWP | 8854 | 11 | 5.63 | Residential | Behind the Meter | Yes | Net Metered Residential | Sunrun Installation Services, Inc. | None | PSE&G | Accepted | 2023-09-15 | 2023-10-05 | 2024-10-05 | Inverters | Delta Electronics | E4-TL-US | 4000 |  | 1 |  |  | 0.975 |  | Outdoor | next to meter
NJADRE1554660792 | Administratively Determined Incentive Program | Piscataway TWP | 8854 | 11 | 5.63 | Residential | Behind the Meter | Yes | Net Metered Residential | Sunrun Installation Services, Inc. | None | PSE&G | Accepted | 2023-09-15 | 2023-10-05 | 2024-10-05 | Solar Panels | Vikram Solar | VSMDHT.60.375.05 |  | 0.375 | 15 | 155 | 19 |  | Fixed | Roof
NJADRE1554660794 | Administratively Determined Incentive Program | Woodstown | 8098 | 16 | 31.6 | Residential | Behind the Meter | No | Net Metered Residential | RCL Enterprises Inc. | None | AC Electric | Accepted | 2023-09-15 | 2023-10-05 | 2024-10-05 | Inverters | Enphase | IQ8plus | 290 |  | 79 |  |  | 0.97 |  | Outdoor
NJADRE1554660794 | Administratively Determined Incentive Program | Woodstown | 8098 | 16 | 31.6 | Residential | Behind the Meter | No | Net Metered Residential | RCL Enterprises Inc. | None | AC Electric | Accepted | 2023-09-15 | 2023-10-05 | 2024-10-05 | Solar Panels | QPEAK | DUOBLKMLG10 |  | 0.4 | 79 | 114 | 18 |  | Fixed | Roof
NJADRE1554660822 | Administratively Determined Incentive Program | Edison | 8817 | 11 | 9.72 | Residential | Behind the Meter | Yes | Net Metered Residential | Trinity Solar Inc. | None | PSE&G | Accepted | 2023-09-15 | 2023-10-05 | 2024-10-05 | Inverters | Solar Edge | SE7600H-US | 7600 |  | 1 |  |  | 0.97 |  | Outside
NJADRE1554660822 | Administratively Determined Incentive Program | Edison | 8817 | 11 | 9.72 | Residential | Behind the Meter | Yes | Net Metered Residential | Trinity Solar Inc. | None | PSE&G | Accepted | 2023-09-15 | 2023-10-05 | 2024-10-05 | Solar Panels | HANWHA 405 (Q.PEAK DUO BLK ML-G10+ 405) | HANWHA 405 (Q.PEAK DUO BLK ML-G10+ 405) |  | 0.405 | 12 | 277 | 23 |  | Fixed | Roof
NJADRE1554660822 | Administratively Determined Incentive Program | Edison | 8817 | 11 | 9.72 | Residential | Behind the Meter | Yes | Net Metered Residential | Trinity Solar Inc. | None | PSE&G | Accepted | 2023-09-15 | 2023-10-05 | 2024-10-05 | Solar Panels | HANWHA 405 (Q.PEAK DUO BLK ML-G10+ 405) | HANWHA 405 (Q.PEAK DUO BLK ML-G10+ 405) |  | 0.405 | 12 | 97 | 23 |  | Fixed | Roof
NJADRE1554660827 | Administratively Determined Incentive Program | Evesham | 8053 | 13 | 12.75 | Residential | Behind the Meter | Yes | Net Metered Residential | Sunrun Installation Services, Inc. | None | PSE&G | Accepted | 2023-09-15 | 2023-10-05 | 2024-10-05 | Electric Storage Battery | LG Chem | RESU 10H Prime |  |  | 1 |  |  |  | Lithium Ion |  | outside
NJADRE1554660827 | Administratively Determined Incentive Program | Evesham | 8053 | 13 | 12.75 | Residential | Behind the Meter | Yes | Net Metered Residential | Sunrun Installation Services, Inc. | None | PSE&G | Accepted | 2023-09-15 | 2023-10-05 | 2024-10-05 | Inverters | SolarEdge Technologies | SE10000H-USSN | 10000 |  | 1 |  |  | 0.96 |  | Outdoor | Next To Meter
NJADRE1554660827 | Administratively Determined Incentive Program | Evesham | 8053 | 13 | 12.75 | Residential | Behind the Meter | Yes | Net Metered Residential | Sunrun Installation Services, Inc. | None | PSE&G | Accepted | 2023-09-15 | 2023-10-05 | 2024-10-05 | Solar Panels | Vikram Solar | VSMDHT.60.375.05 |  | 0.375 | 11 | 315 | 33 |  | Fixed | Roof
NJADRE1554660827 | Administratively Determined Incentive Program | Evesham | 8053 | 13 | 12.75 | Residential | Behind the Meter | Yes | Net Metered Residential | Sunrun Installation Services, Inc. | None | PSE&G | Accepted | 2023-09-15 | 2023-10-05 | 2024-10-05 | Solar Panels | Vikram Solar | VSMDHT.60.375.05 |  | 0.375 | 9 | 316 | 32 |  | Fixed | Roof
NJADRE1554660827 | Administratively Determined Incentive Program | Evesham | 8053 | 13 | 12.75 | Residential | Behind the Meter | Yes | Net Metered Residential | Sunrun Installation Services, Inc. | None | PSE&G | Accepted | 2023-09-15 | 2023-10-05 | 2024-10-05 | Solar Panels | Vikram Solar | VSMDHT.60.375.05 |  | 0.375 | 7 | 225 | 44 |  | Fixed | Roof
NJADRE1554660827 | Administratively Determined Incentive Program | Evesham | 8053 | 13 | 12.75 | Residential | Behind the Meter | Yes | Net Metered Residential | Sunrun Installation Services, Inc. | None | PSE&G | Accepted | 2023-09-15 | 2023-10-05 | 2024-10-05 | Solar Panels | Vikram Solar | VSMDHT.60.375.05 |  | 0.375 | 7 | 136 | 33 |  | Fixed | Roof
NJADRE1554660840 | Administratively Determined Incentive Program | Williamstown | 8094 | 15 | 7.5 | Residential | Behind the Meter | Yes | Net Metered Residential | Sunrun Installation Services, Inc. | None | AC Electric | Accepted | 2023-09-15 | 2023-10-05 | 2024-10-05 | Inverters | Delta Electronics | E6-TL-US | 6000 |  | 1 |  |  | 0.975 |  | Outdoor | next to meter
NJADRE1554660840 | Administratively Determined Incentive Program | Williamstown | 8094 | 15 | 7.5 | Residential | Behind the Meter | Yes | Net Metered Residential | Sunrun Installation Services, Inc. | None | AC Electric | Accepted | 2023-09-15 | 2023-10-05 | 2024-10-05 | Solar Panels | Vikram Solar | VSMDHT.60.375.05 |  | 0.375 | 15 | 254 | 24 |  | Fixed | Roof
NJADRE1554660840 | Administratively Determined Incentive Program | Williamstown | 8094 | 15 | 7.5 | Residential | Behind the Meter | Yes | Net Metered Residential | Sunrun Installation Services, Inc. | None | AC Electric | Accepted | 2023-09-15 | 2023-10-05 | 2024-10-05 | Solar Panels | Vikram Solar | VSMDHT.60.375.05 |  | 0.375 | 5 | 74 | 24 |  | Fixed | Roof
NJADRE1554660859 | Administratively Determined Incentive Program | Millstone Twp | 8510 | 17 | 12.18 | Residential | Behind the Meter | Yes | Net Metered Residential | EMT Renewables | None | JCP&L | Accepted | 2023-09-15 | 2023-10-05 | 2024-10-05 | Inverters | ENPHASE | IQ7x | 315 |  | 29 |  |  | 0.98 |  | Other | UNDER EACH PANEL
NJADRE1554660859 | Administratively Determined Incentive Program | Millstone Twp | 8510 | 17 | 12.18 | Residential | Behind the Meter | Yes | Net Metered Residential | EMT Renewables | None | JCP&L | Accepted | 2023-09-15 | 2023-10-05 | 2024-10-05 | Solar Panels | REC ALPHA | REC 420 |  | 0.42 | 29 | 210 | 34 |  | Fixed | Roof
NJADRE1554660873 | Administratively Determined Incentive Program | BRIDGEWATER TWP | 8807 | 5 | 9.6 | Residential | Behind the Meter | No | Net Metered Residential | Venture Home Solar, LLC | None | PSE&G | Accepted | 2023-09-15 | 2023-10-05 | 2024-10-05 | Solar Panels | Hanwha | Q.PEAK DUO BLK ML-G10+ 400 |  | 0.4 | 24 | 265 | 30 |  | Fixed | Roof
NJADRE1554660873 | Administratively Determined Incentive Program | BRIDGEWATER TWP | 8807 | 5 | 9.6 | Residential | Behind the Meter | No | Net Metered Residential | Venture Home Solar, LLC | None | PSE&G | Accepted | 2023-09-15 | 2023-10-05 | 2024-10-05 | Inverters | Enphase | IQ8PLUS-72-2-US (240V) | 290 |  | 24 |  |  | 0.98 |  | Outdoor | Roof
NJADRE1554660885 | Administratively Determined Incentive Program | Dover | 7801 | 3 | 7.5 | Residential | Behind the Meter | Yes | Net Metered Residential | Sunrun Installation Services, Inc. | None | JCP&L | Accepted | 2023-09-15 | 2023-10-05 | 2024-10-05 | Inverters | SolarEdge Technologies | SE6000H-USSN | 6000 |  | 1 |  |  | 0.99 |  | Outdoor | Next to the meter
NJADRE1554660885 | Administratively Determined Incentive Program | Dover | 7801 | 3 | 7.5 | Residential | Behind the Meter | Yes | Net Metered Residential | Sunrun Installation Services, Inc. | None | JCP&L | Accepted | 2023-09-15 | 2023-10-05 | 2024-10-05 | Solar Panels | Vikram Solar | VSMDHT.60.375.05 |  | 0.375 | 20 | 201 | 30 |  | Fixed | Roof
NJADRE1554660904 | Administratively Determined Incentive Program | National Park Boro | 8063 | 15 | 9.66 | Residential | Behind the Meter | No | Net Metered Residential | EMT Renewables | None | PSE&G | Accepted | 2023-09-15 | 2023-10-05 | 2024-10-05 | Inverters | ENPHASE | IQ7x | 315 |  | 23 |  |  | 0.98 |  | Other | UNDER EACH PANEL
NJADRE1554660904 | Administratively Determined Incentive Program | National Park Boro | 8063 | 15 | 9.66 | Residential | Behind the Meter | No | Net Metered Residential | EMT Renewables | None | PSE&G | Accepted | 2023-09-15 | 2023-10-05 | 2024-10-05 | Solar Panels | REC ALPHA | REC 420 |  | 0.42 | 11 | 203 | 31 |  | Fixed | Roof
NJADRE1554660904 | Administratively Determined Incentive Program | National Park Boro | 8063 | 15 | 9.66 | Residential | Behind the Meter | No | Net Metered Residential | EMT Renewables | None | PSE&G | Accepted | 2023-09-15 | 2023-10-05 | 2024-10-05 | Solar Panels | REC ALPHA | REC 420 |  | 0.42 | 7 | 112 | 47 |  | Fixed | Roof
NJADRE1554660904 | Administratively Determined Incentive Program | National Park Boro | 8063 | 15 | 9.66 | Residential | Behind the Meter | No | Net Metered Residential | EMT Renewables | None | PSE&G | Accepted | 2023-09-15 | 2023-10-05 | 2024-10-05 | Solar Panels | REC ALPHA | REC 420 |  | 0.42 | 1 | 112 | 47 |  | Fixed | Roof
NJADRE1554660904 | Administratively Determined Incentive Program | National Park Boro | 8063 | 15 | 9.66 | Residential | Behind the Meter | No | Net Metered Residential | EMT Renewables | None | PSE&G | Accepted | 2023-09-15 | 2023-10-05 | 2024-10-05 | Solar Panels | REC ALPHA | REC 420 |  | 0.42 | 2 | 202 | 44 |  | Fixed | Roof
NJADRE1554660904 | Administratively Determined Incentive Program | National Park Boro | 8063 | 15 | 9.66 | Residential | Behind the Meter | No | Net Metered Residential | EMT Renewables | None | PSE&G | Accepted | 2023-09-15 | 2023-10-05 | 2024-10-05 | Solar Panels | REC ALPHA | REC 420 |  | 0.42 | 2 | 112 | 30 |  | Fixed | Roof
NJADRE1554660908 | Administratively Determined Incentive Program | Jersey City | 7305 | 8 | 6.08 | Residential | Behind the Meter | Yes | Net Metered Residential | Pro Custom Solar dba Momentum Solar | None | PSE&G | Accepted | 2023-09-15 | 2023-10-05 | 2024-10-05 | Solar Panels | hanwha | Â Q. PEAK DUO BLK-G10+405 |  | 0.405 | 15 | 58 | 5 |  | Fixed | Roof
NJADRE1554660908 | Administratively Determined Incentive Program | Jersey City | 7305 | 8 | 6.08 | Residential | Behind the Meter | Yes | Net Metered Residential | Pro Custom Solar dba Momentum Solar | None | PSE&G | Accepted | 2023-09-15 | 2023-10-05 | 2024-10-05 | Inverters | enphase | IQ8PLUS-72-2-US | 290 |  | 15 |  |  | 0.97 |  | Outdoor
NJADRE1554660921 | Administratively Determined Incentive Program | Bergenfield Boro | 7621 | 7 | 3.38 | Residential | Behind the Meter | Yes | Net Metered Residential | Sunrun Installation Services, Inc. | None | PSE&G | Accepted | 2023-09-15 | 2023-10-05 | 2024-10-05 | Inverters | SOLAREDGE TECHNOLOGIES | SE3800H-USMN | 3800 |  | 1 |  |  | 0.992 |  | Outdoor | next to meter
NJADRE1554660921 | Administratively Determined Incentive Program | Bergenfield Boro | 7621 | 7 | 3.38 | Residential | Behind the Meter | Yes | Net Metered Residential | Sunrun Installation Services, Inc. | None | PSE&G | Accepted | 2023-09-15 | 2023-10-05 | 2024-10-05 | Solar Panels | Vikram Solar | VSMDHT.60.375.05 |  | 0.375 | 4 | 131 | 36 |  | Fixed | Roof
NJADRE1554660921 | Administratively Determined Incentive Program | Bergenfield Boro | 7621 | 7 | 3.38 | Residential | Behind the Meter | Yes | Net Metered Residential | Sunrun Installation Services, Inc. | None | PSE&G | Accepted | 2023-09-15 | 2023-10-05 | 2024-10-05 | Solar Panels | Vikram Solar | VSMDHT.60.375.05 |  | 0.375 | 3 | 132 | 42 |  | Fixed | Roof
NJADRE1554660921 | Administratively Determined Incentive Program | Bergenfield Boro | 7621 | 7 | 3.38 | Residential | Behind the Meter | Yes | Net Metered Residential | Sunrun Installation Services, Inc. | None | PSE&G | Accepted | 2023-09-15 | 2023-10-05 | 2024-10-05 | Solar Panels | Vikram Solar | VSMDHT.60.375.05 |  | 0.375 | 2 | 311 | 42 |  | Fixed | Roof
NJADRE1554662048 | Administratively Determined Incentive Program | Willingboro | 8046 | 13 | 4.5 | Residential | Behind the Meter | Yes | Net Metered Residential | Sunrun Installation Services, Inc. | None | PSE&G | Accepted | 2023-09-15 | 2023-10-05 | 2024-10-05 | Electric Storage Battery | Tesla | Powerwall 2 AC |  |  | 1 |  |  |  | Lithium Ion |  | inside
NJADRE1554662048 | Administratively Determined Incentive Program | Willingboro | 8046 | 13 | 4.5 | Residential | Behind the Meter | Yes | Net Metered Residential | Sunrun Installation Services, Inc. | None | PSE&G | Accepted | 2023-09-15 | 2023-10-05 | 2024-10-05 | Inverters | SolarEdge Technologies | SE3800H-USMN | 3800 |  | 1 |  |  | 0.96 |  | Outdoor | Next To Meter
NJADRE1554662048 | Administratively Determined Incentive Program | Willingboro | 8046 | 13 | 4.5 | Residential | Behind the Meter | Yes | Net Metered Residential | Sunrun Installation Services, Inc. | None | PSE&G | Accepted | 2023-09-15 | 2023-10-05 | 2024-10-05 | Solar Panels | Vikram Solar | VSMDHT.60.375.05 |  | 0.375 | 12 | 76 | 17 |  | Fixed | Roof
NJADRE1554662230 | Administratively Determined Incentive Program | Union | 7083 | 10 | 5.67 | Residential | Behind the Meter | Yes | Net Metered Residential | Trinity Solar | None | PSE&G | Accepted | 2023-09-15 | 2023-10-05 | 2024-10-05 | Solar Panels | HANWHA 405 (Q.PEAK DUO BLK ML-G10+ 405) | HANWHA 405 (Q.PEAK DUO BLK ML-G10+ 405) |  | 0.405 | 6 | 139 | 21 |  | Fixed | Roof
NJADRE1554662230 | Administratively Determined Incentive Program | Union | 7083 | 10 | 5.67 | Residential | Behind the Meter | Yes | Net Metered Residential | Trinity Solar | None | PSE&G | Accepted | 2023-09-15 | 2023-10-05 | 2024-10-05 | Solar Panels | HANWHA 405 (Q.PEAK DUO BLK ML-G10+ 405) | HANWHA 405 (Q.PEAK DUO BLK ML-G10+ 405) |  | 0.405 | 8 | 229 | 21 |  | Fixed | Roof
NJADRE1554662230 | Administratively Determined Incentive Program | Union | 7083 | 10 | 5.67 | Residential | Behind the Meter | Yes | Net Metered Residential | Trinity Solar | None | PSE&G | Accepted | 2023-09-15 | 2023-10-05 | 2024-10-05 | Inverters | Solar Edge | SE5000H-US | 5000 |  | 1 |  |  | 0.97 |  | Outside
NJADRE1554662299 | Administratively Determined Incentive Program | Ridgewood Village | 7450 | 7 | 12.18 | Residential | Behind the Meter | No | Net Metered Residential | EMT Renewables | None | PSE&G | Accepted | 2023-09-15 | 2023-10-05 | 2024-10-05 | Inverters | ENPHASE | IQ7x | 315 |  | 29 |  |  | 0.98 |  | Other | UNDER EACH PANEL
NJADRE1554662299 | Administratively Determined Incentive Program | Ridgewood Village | 7450 | 7 | 12.18 | Residential | Behind the Meter | No | Net Metered Residential | EMT Renewables | None | PSE&G | Accepted | 2023-09-15 | 2023-10-05 | 2024-10-05 | Solar Panels | REC ALPHA | REC 420 |  | 0.42 | 19 | 196 | 29 |  | Fixed | Roof
NJADRE1554662299 | Administratively Determined Incentive Program | Ridgewood Village | 7450 | 7 | 12.18 | Residential | Behind the Meter | No | Net Metered Residential | EMT Renewables | None | PSE&G | Accepted | 2023-09-15 | 2023-10-05 | 2024-10-05 | Solar Panels | REC ALPHA | REC 420 |  | 0.42 | 9 | 16 | 29 |  | Fixed | Roof
NJADRE1554662299 | Administratively Determined Incentive Program | Ridgewood Village | 7450 | 7 | 12.18 | Residential | Behind the Meter | No | Net Metered Residential | EMT Renewables | None | PSE&G | Accepted | 2023-09-15 | 2023-10-05 | 2024-10-05 | Solar Panels | REC ALPHA | REC 420 |  | 0.42 | 1 | 286 | 27 |  | Fixed | Roof
NJADRE1554662301 | Administratively Determined Incentive Program | Willingboro TWP | 8046 | 13 | 5.63 | Residential | Behind the Meter | Yes | Net Metered Residential | Sunrun Installation Services, Inc. | None | PSE&G | Accepted | 2023-09-15 | 2023-10-05 | 2024-10-05 | Inverters | SOLAREDGE TECHNOLOGIES | SE6000H-USSN | 6000 |  | 1 |  |  | 0.992 |  | Outdoor | next to meter
NJADRE1554662301 | Administratively Determined Incentive Program | Willingboro TWP | 8046 | 13 | 5.63 | Residential | Behind the Meter | Yes | Net Metered Residential | Sunrun Installation Services, Inc. | None | PSE&G | Accepted | 2023-09-15 | 2023-10-05 | 2024-10-05 | Solar Panels | Vikram Solar | VSMDHT.60.375.05 |  | 0.375 | 15 | 90 | 9 |  | Fixed | Roof
NJADRE1554662312 | Administratively Determined Incentive Program | Englewood Cliffs | 7632 | 7 | 7.51 | Residential | Behind the Meter | No | Net Metered Residential | Sunrun Installation Services, Inc. | None | PSE&G | Accepted | 2023-09-15 | 2023-10-05 | 2024-10-05 | Inverters | SolarEdge Technologies | SE6000H-USSN | 6000 |  | 1 |  |  | 0.96 |  | Outdoor | Next To Meter
NJADRE1554662312 | Administratively Determined Incentive Program | Englewood Cliffs | 7632 | 7 | 7.51 | Residential | Behind the Meter | No | Net Metered Residential | Sunrun Installation Services, Inc. | None | PSE&G | Accepted | 2023-09-15 | 2023-10-05 | 2024-10-05 | Solar Panels | Trina Solar | TSM-395DE09C.07 |  | 0.395 | 3 | 127 | 20 |  | Fixed | Roof
NJADRE1554662312 | Administratively Determined Incentive Program | Englewood Cliffs | 7632 | 7 | 7.51 | Residential | Behind the Meter | No | Net Metered Residential | Sunrun Installation Services, Inc. | None | PSE&G | Accepted | 2023-09-15 | 2023-10-05 | 2024-10-05 | Solar Panels | Trina Solar | TSM-395DE09C.07 |  | 0.395 | 16 | 218 | 18 |  | Fixed | Roof
NJADRE1554662315 | Administratively Determined Incentive Program | Hamilton Township | 8610 | 12 | 9.2 | Residential | Behind the Meter | No | Net Metered Residential | Skyline Solar Solar | None | PSE&G | Accepted | 2023-09-15 | 2023-10-05 | 2024-10-05 | Solar Panels | MSOLAR | R TXI10-400108BB |  | 0.4 | 14 | 149 | 37 |  | Fixed | Roof
NJADRE1554662315 | Administratively Determined Incentive Program | Hamilton Township | 8610 | 12 | 9.2 | Residential | Behind the Meter | No | Net Metered Residential | Skyline Solar Solar | None | PSE&G | Accepted | 2023-09-15 | 2023-10-05 | 2024-10-05 | Solar Panels | MSOLAR | R TXI10-400108BB |  | 0.4 | 5 | 329 | 35 |  | Fixed | Roof
NJADRE1554662315 | Administratively Determined Incentive Program | Hamilton Township | 8610 | 12 | 9.2 | Residential | Behind the Meter | No | Net Metered Residential | Skyline Solar Solar | None | PSE&G | Accepted | 2023-09-15 | 2023-10-05 | 2024-10-05 | Solar Panels | MSOLAR | R TXI10-400108BB |  | 0.4 | 2 | 149 | 13 |  | Fixed | Roof
NJADRE1554662315 | Administratively Determined Incentive Program | Hamilton Township | 8610 | 12 | 9.2 | Residential | Behind the Meter | No | Net Metered Residential | Skyline Solar Solar | None | PSE&G | Accepted | 2023-09-15 | 2023-10-05 | 2024-10-05 | Solar Panels | MSOLAR | R TXI10-400108BB |  | 0.4 | 2 | 329 | 12 |  | Fixed | Roof
NJADRE1554662315 | Administratively Determined Incentive Program | Hamilton Township | 8610 | 12 | 9.2 | Residential | Behind the Meter | No | Net Metered Residential | Skyline Solar Solar | None | PSE&G | Accepted | 2023-09-15 | 2023-10-05 | 2024-10-05 | Inverters | Solaredge | SE6000H-US | 6000 |  | 1 |  |  | 0.99 |  | Outdoor
NJADRE1554662332 | Administratively Determined Incentive Program | Gloucester TWP | 8021 | 14 | 5.63 | Residential | Behind the Meter | Yes | Net Metered Residential | Sunrun Installation Services, Inc. | None | PSE&G | Accepted | 2023-09-15 | 2023-10-05 | 2024-10-05 | Inverters | SOLAREDGE TECHNOLOGIES | SE3800H-USSN | 3800 |  | 1 |  |  | 0.992 |  | Outdoor | next to meter
NJADRE1554662332 | Administratively Determined Incentive Program | Gloucester TWP | 8021 | 14 | 5.63 | Residential | Behind the Meter | Yes | Net Metered Residential | Sunrun Installation Services, Inc. | None | PSE&G | Accepted | 2023-09-15 | 2023-10-05 | 2024-10-05 | Solar Panels | Vikram Solar | VSMDHT.60.375.05 |  | 0.375 | 5 | 310 | 18 |  | Fixed | Roof
NJADRE1554662332 | Administratively Determined Incentive Program | Gloucester TWP | 8021 | 14 | 5.63 | Residential | Behind the Meter | Yes | Net Metered Residential | Sunrun Installation Services, Inc. | None | PSE&G | Accepted | 2023-09-15 | 2023-10-05 | 2024-10-05 | Solar Panels | Vikram Solar | VSMDHT.60.375.05 |  | 0.375 | 10 | 310 | 13 |  | Fixed | Roof
NJADRE1554662339 | Administratively Determined Incentive Program | Penns Grove | 8069 | 16 | 9.62 | Residential | Behind the Meter | Yes | Net Metered Residential | Vision Solar LLC | None | AC Electric | Accepted | 2023-09-15 | 2023-10-05 | 2024-10-05 | Inverters | SolarEge | SE7600H-USRGM | 8 |  | 1 |  |  | 0.97 |  | Outdoor
NJADRE1554662339 | Administratively Determined Incentive Program | Penns Grove | 8069 | 16 | 9.62 | Residential | Behind the Meter | Yes | Net Metered Residential | Vision Solar LLC | None | AC Electric | Accepted | 2023-09-15 | 2023-10-05 | 2024-10-05 | Solar Panels | ZNSHINE SOLAR | ZXM6-NH120-370/M |  | 0.37 | 2 | 118 | 23 |  | Fixed | Roof
NJADRE1554662339 | Administratively Determined Incentive Program | Penns Grove | 8069 | 16 | 9.62 | Residential | Behind the Meter | Yes | Net Metered Residential | Vision Solar LLC | None | AC Electric | Accepted | 2023-09-15 | 2023-10-05 | 2024-10-05 | Solar Panels | ZNSHINE SOLAR | ZXM6-NH120-370/M |  | 0.37 | 10 | 118 | 44 |  | Fixed | Roof
NJADRE1554662339 | Administratively Determined Incentive Program | Penns Grove | 8069 | 16 | 9.62 | Residential | Behind the Meter | Yes | Net Metered Residential | Vision Solar LLC | None | AC Electric | Accepted | 2023-09-15 | 2023-10-05 | 2024-10-05 | Solar Panels | ZNSHINE SOLAR | ZXM6-NH120-370/M |  | 0.37 | 4 | 297 | 13 |  | Fixed | Roof
NJADRE1554662339 | Administratively Determined Incentive Program | Penns Grove | 8069 | 16 | 9.62 | Residential | Behind the Meter | Yes | Net Metered Residential | Vision Solar LLC | None | AC Electric | Accepted | 2023-09-15 | 2023-10-05 | 2024-10-05 | Solar Panels | ZNSHINE SOLAR | ZXM6-NH120-370/M |  | 0.37 | 8 | 298 | 44 |  | Fixed | Roof
NJADRE1554662339 | Administratively Determined Incentive Program | Penns Grove | 8069 | 16 | 9.62 | Residential | Behind the Meter | Yes | Net Metered Residential | Vision Solar LLC | None | AC Electric | Accepted | 2023-09-15 | 2023-10-05 | 2024-10-05 | Solar Panels | ZNSHINE SOLAR | ZXM6-NH120-370/M |  | 0.37 | 2 | 117 | 13 |  | Fixed | Roof
NJADRE1554662392 | Administratively Determined Incentive Program | Clementon | 8021 | 14 | 2.77 | Residential | Behind the Meter | Yes | Net Metered Residential | Sunrun Installation Services, Inc. | None | AC Electric | Accepted | 2023-09-15 | 2023-10-05 | 2024-10-05 | Inverters | Delta Electronics | E4-TL-US | 4000 |  | 1 |  |  | 0.975 |  | Outdoor | next to meter
NJADRE1554662392 | Administratively Determined Incentive Program | Clementon | 8021 | 14 | 2.77 | Residential | Behind the Meter | Yes | Net Metered Residential | Sunrun Installation Services, Inc. | None | AC Electric | Accepted | 2023-09-15 | 2023-10-05 | 2024-10-05 | Solar Panels | TRINA SOLAR | TSM-395DE09C.07 |  | 0.395 | 7 | 33 | 20 |  | Fixed | Roof
NJADRE1554662402 | Administratively Determined Incentive Program | West Orange Township | 7052 | 9 | 5.18 | Residential | Behind the Meter | Yes | Net Metered Residential | Vision Solar LLC | None | PSE&G | Accepted | 2023-09-15 | 2023-10-05 | 2024-10-05 | Inverters | Solar Edge | SE3800H-USRGM | 4 |  | 1 |  |  | 0.97 |  | Outside
NJADRE1554662402 | Administratively Determined Incentive Program | West Orange Township | 7052 | 9 | 5.18 | Residential | Behind the Meter | Yes | Net Metered Residential | Vision Solar LLC | None | PSE&G | Accepted | 2023-09-15 | 2023-10-05 | 2024-10-05 | Solar Panels | ZNSHINE Solar | ZXM6-NH120-370/M |  | 0.37 | 9 | 193 | 26 |  | Fixed | Roof
NJADRE1554662402 | Administratively Determined Incentive Program | West Orange Township | 7052 | 9 | 5.18 | Residential | Behind the Meter | Yes | Net Metered Residential | Vision Solar LLC | None | PSE&G | Accepted | 2023-09-15 | 2023-10-05 | 2024-10-05 | Solar Panels | ZNSHINE Solar | ZXM6-NH120-370/M |  | 0.37 | 5 | 193 | 26 |  | Fixed | Roof
NJADRE1554662414 | Administratively Determined Incentive Program | Lake Hopatcong | 7849 | 3 | 4.46 | Residential | Behind the Meter | No | Net Metered Residential | EMT Renewables | None | JCP&L | Accepted | 2023-09-15 | 2023-10-05 | 2024-10-05 | Inverters | ENPHASE | IQ8+ | 290 |  | 11 |  |  | 0.98 |  | Other | UNDER EACH PANEL
NJADRE1554662414 | Administratively Determined Incentive Program | Lake Hopatcong | 7849 | 3 | 4.46 | Residential | Behind the Meter | No | Net Metered Residential | EMT Renewables | None | JCP&L | Accepted | 2023-09-15 | 2023-10-05 | 2024-10-05 | Solar Panels | Q CELLS | Q PEAK DUO BLK |  | 0.405 | 11 | 94 | 16 |  | Fixed | Roof
NJADRE1554662420 | Administratively Determined Incentive Program | Washington Township | 8012 | 14 | 9.2 | Residential | Behind the Meter | Yes | Net Metered Residential | Pro Custom Solar dba Momentum Solar | None | AC Electric | Accepted | 2023-09-15 | 2023-10-05 | 2024-10-05 | Solar Panels | HANWHA | Q. PEAK DUO BLK ML-G10+400 |  | 0.4 | 5 | 81 | 22 |  | Fixed | Roof
NJADRE1554662420 | Administratively Determined Incentive Program | Washington Township | 8012 | 14 | 9.2 | Residential | Behind the Meter | Yes | Net Metered Residential | Pro Custom Solar dba Momentum Solar | None | AC Electric | Accepted | 2023-09-15 | 2023-10-05 | 2024-10-05 | Solar Panels | HANWHA | Q. PEAK DUO BLK ML-G10+400 |  | 0.4 | 12 | 261 | 22 |  | Fixed | Roof
NJADRE1554662420 | Administratively Determined Incentive Program | Washington Township | 8012 | 14 | 9.2 | Residential | Behind the Meter | Yes | Net Metered Residential | Pro Custom Solar dba Momentum Solar | None | AC Electric | Accepted | 2023-09-15 | 2023-10-05 | 2024-10-05 | Solar Panels | HANWHA | Q. PEAK DUO BLK ML-G10+400 |  | 0.4 | 6 | 81 | 22 |  | Fixed | Roof
NJADRE1554662420 | Administratively Determined Incentive Program | Washington Township | 8012 | 14 | 9.2 | Residential | Behind the Meter | Yes | Net Metered Residential | Pro Custom Solar dba Momentum Solar | None | AC Electric | Accepted | 2023-09-15 | 2023-10-05 | 2024-10-05 | Inverters | ENPHASE | IQ8PLUS-72-2-US | 290 |  | 23 |  |  | 0.97 |  | Outdoor
NJADRE1554662422 | Administratively Determined Incentive Program | Mine Hill | 7803 | 3 | 5.48 | Residential | Behind the Meter | No | Net Metered Residential | Power Home Remodeling | None | JCP&L | Accepted | 2023-09-15 | 2023-10-05 | 2024-10-05 | Inverters | SolarEdge | SE3800H-US | 3800 |  | 1 |  |  | 0.99 |  | Outdoor
NJADRE1554662422 | Administratively Determined Incentive Program | Mine Hill | 7803 | 3 | 5.48 | Residential | Behind the Meter | No | Net Metered Residential | Power Home Remodeling | None | JCP&L | Accepted | 2023-09-15 | 2023-10-05 | 2024-10-05 | Meters | SolarEdge | Revenue Grade Data Ansi C12.20 |  |  | 1 |  |  |  | Yes | Outdoor
NJADRE1554662422 | Administratively Determined Incentive Program | Mine Hill | 7803 | 3 | 5.48 | Residential | Behind the Meter | No | Net Metered Residential | Power Home Remodeling | None | JCP&L | Accepted | 2023-09-15 | 2023-10-05 | 2024-10-05 | Solar Panels | Hyundai | HiS-S365XG(BK) |  | 0.365 | 5 | 206 | 18 |  | Fixed | Roof
NJADRE1554662422 | Administratively Determined Incentive Program | Mine Hill | 7803 | 3 | 5.48 | Residential | Behind the Meter | No | Net Metered Residential | Power Home Remodeling | None | JCP&L | Accepted | 2023-09-15 | 2023-10-05 | 2024-10-05 | Solar Panels | Hyundai | HiS-S365XG(BK) |  | 0.365 | 7 | 116 | 18 |  | Fixed | Roof
NJADRE1554662422 | Administratively Determined Incentive Program | Mine Hill | 7803 | 3 | 5.48 | Residential | Behind the Meter | No | Net Metered Residential | Power Home Remodeling | None | JCP&L | Accepted | 2023-09-15 | 2023-10-05 | 2024-10-05 | Solar Panels | Hyundai | HiS-S365XG(BK) |  | 0.365 | 3 | 26 | 18 |  | Fixed | Roof
NJADRE1554662437 | Administratively Determined Incentive Program | Woodbridge Twp | 8830 | 11 | 10.08 | Residential | Behind the Meter | No | Net Metered Residential | EMT Renewables | None | PSE&G | Accepted | 2023-09-15 | 2023-10-05 | 2024-10-05 | Inverters | ENPHASE | IQ7x | 315 |  | 24 |  |  | 0.98 |  | Other | UNDER EACH PANEL
NJADRE1554662437 | Administratively Determined Incentive Program | Woodbridge Twp | 8830 | 11 | 10.08 | Residential | Behind the Meter | No | Net Metered Residential | EMT Renewables | None | PSE&G | Accepted | 2023-09-15 | 2023-10-05 | 2024-10-05 | Solar Panels | REC ALPHA | REC 420 |  | 0.42 | 18 | 121 | 39 |  | Fixed | Roof
NJADRE1554662437 | Administratively Determined Incentive Program | Woodbridge Twp | 8830 | 11 | 10.08 | Residential | Behind the Meter | No | Net Metered Residential | EMT Renewables | None | PSE&G | Accepted | 2023-09-15 | 2023-10-05 | 2024-10-05 | Solar Panels | REC ALPHA | REC 420 |  | 0.42 | 5 | 301 | 39 |  | Fixed | Roof
NJADRE1554662437 | Administratively Determined Incentive Program | Woodbridge Twp | 8830 | 11 | 10.08 | Residential | Behind the Meter | No | Net Metered Residential | EMT Renewables | None | PSE&G | Accepted | 2023-09-15 | 2023-10-05 | 2024-10-05 | Solar Panels | REC ALPHA | REC 420 |  | 0.42 | 1 | 211 | 22 |  | Fixed | Roof
NJADRE1554662466 | Administratively Determined Incentive Program | Burlington City | 8016 | 13 | 7.88 | Residential | Behind the Meter | Yes | Net Metered Residential | Sunrun Installation Services, Inc. | None | PSE&G | Accepted | 2023-09-15 | 2023-10-05 | 2024-10-05 | Inverters | Delta Electronics | E6-TL-US | 6000 |  | 1 |  |  | 0.975 |  | Outdoor | next to meter
NJADRE1554662466 | Administratively Determined Incentive Program | Burlington City | 8016 | 13 | 7.88 | Residential | Behind the Meter | Yes | Net Metered Residential | Sunrun Installation Services, Inc. | None | PSE&G | Accepted | 2023-09-15 | 2023-10-05 | 2024-10-05 | Solar Panels | Vikram Solar | VSMDHT.60.375.05 |  | 0.375 | 6 | 162 | 18 |  | Fixed | Roof
NJADRE1554662466 | Administratively Determined Incentive Program | Burlington City | 8016 | 13 | 7.88 | Residential | Behind the Meter | Yes | Net Metered Residential | Sunrun Installation Services, Inc. | None | PSE&G | Accepted | 2023-09-15 | 2023-10-05 | 2024-10-05 | Solar Panels | Vikram Solar | VSMDHT.60.375.05 |  | 0.375 | 15 | 162 | 37 |  | Fixed | Roof
NJADRE1554662475 | Administratively Determined Incentive Program | Jersey City | 7304 | 8 | 2.84 | Residential | Behind the Meter | Yes | Net Metered Residential | Pro Custom Solar dba Momentum Solar | None | PSE&G | Accepted | 2023-09-15 | 2023-10-05 | 2024-10-05 | Solar Panels | HANWHA | Q. PEAK DUO BLK ML-G10+405 |  | 0.405 | 7 | 35 | 4 |  | Fixed | Roof
NJADRE1554662475 | Administratively Determined Incentive Program | Jersey City | 7304 | 8 | 2.84 | Residential | Behind the Meter | Yes | Net Metered Residential | Pro Custom Solar dba Momentum Solar | None | PSE&G | Accepted | 2023-09-15 | 2023-10-05 | 2024-10-05 | Inverters | ENPHASE | IQ8PLUS-72-2-US | 290 |  | 7 |  |  | 0.97 |  | Outdoor
NJADRE1554662476 | Administratively Determined Incentive Program | Garfield | 7026 | 7 | 5.67 | Residential | Behind the Meter | Yes | Net Metered Residential | Pro Custom Solar dba Momentum Solar | None | PSE&G | Accepted | 2023-09-15 | 2023-10-05 | 2024-10-05 | Inverters | Enphase | IQ8PLUS-72-2-US | 290 |  | 14 |  |  | 0.97 |  | Outdoor
NJADRE1554662476 | Administratively Determined Incentive Program | Garfield | 7026 | 7 | 5.67 | Residential | Behind the Meter | Yes | Net Metered Residential | Pro Custom Solar dba Momentum Solar | None | PSE&G | Accepted | 2023-09-15 | 2023-10-05 | 2024-10-05 | Solar Panels | Hanwha | q.peak duo blk ML-g10+405 |  | 0.405 | 4 | 163 | 16 |  | Fixed | Roof
NJADRE1554662476 | Administratively Determined Incentive Program | Garfield | 7026 | 7 | 5.67 | Residential | Behind the Meter | Yes | Net Metered Residential | Pro Custom Solar dba Momentum Solar | None | PSE&G | Accepted | 2023-09-15 | 2023-10-05 | 2024-10-05 | Solar Panels | Hanwha | q.peak duo blk ML-g10+405 |  | 0.405 | 6 | 253 | 21 |  | Fixed | Pole
NJADRE1554662476 | Administratively Determined Incentive Program | Garfield | 7026 | 7 | 5.67 | Residential | Behind the Meter | Yes | Net Metered Residential | Pro Custom Solar dba Momentum Solar | None | PSE&G | Accepted | 2023-09-15 | 2023-10-05 | 2024-10-05 | Solar Panels | Hanwha | q.peak duo blk ML-g10+405 |  | 0.405 | 4 | 73 | 21 |  | Fixed | Roof
NJADRE1554662477 | Administratively Determined Incentive Program | Vineland | 8361 | 20 | 3.69 | Residential | Behind the Meter | Yes | Net Metered Residential | Rhythm Solar LLC | None | Vineland Muni Electric | Accepted | 2023-09-19 | 2023-10-10 | 2024-10-10 | Solar Panels | ZNShine | ZXM7-SH108 410W |  | 0.41 | 9 | 183 | 32 |  | Fixed | Roof
NJADRE1554662477 | Administratively Determined Incentive Program | Vineland | 8361 | 20 | 3.69 | Residential | Behind the Meter | Yes | Net Metered Residential | Rhythm Solar LLC | None | Vineland Muni Electric | Accepted | 2023-09-19 | 2023-10-10 | 2024-10-10 | Inverters | Enphase | IQ8PLUS-72-2-US | 290 |  | 9 |  |  | 0.976 |  | Outside | Under each pv panel
NJADRE1554662477 | Administratively Determined Incentive Program | Vineland | 8361 | 20 | 3.69 | Residential | Behind the Meter | Yes | Net Metered Residential | Rhythm Solar LLC | None | Vineland Muni Electric | Accepted | 2023-09-19 | 2023-10-10 | 2024-10-10 | Meters | Enphase | X2-IQ-AM1-240-4 |  |  | 1 |  |  |  | Yes | Outdoor
NJADRE1554662501 | Administratively Determined Incentive Program | Willingboro | 8046 | 13 | 8.3 | Residential | Behind the Meter | Yes | Net Metered Residential | Sunrun Installation Services, Inc. | None | PSE&G | Accepted | 2023-09-15 | 2023-10-05 | 2024-10-05 | Inverters | SolarEdge Technologies | SE6000H-USSN | 6000 |  | 1 |  |  | 0.96 |  | Outdoor | Next To Meter
NJADRE1554662501 | Administratively Determined Incentive Program | Willingboro | 8046 | 13 | 8.3 | Residential | Behind the Meter | Yes | Net Metered Residential | Sunrun Installation Services, Inc. | None | PSE&G | Accepted | 2023-09-15 | 2023-10-05 | 2024-10-05 | Solar Panels | Trina Solar | TSM-395DE09C.07 |  | 0.395 | 9 | 151 | 18 |  | Fixed | Roof
NJADRE1554662501 | Administratively Determined Incentive Program | Willingboro | 8046 | 13 | 8.3 | Residential | Behind the Meter | Yes | Net Metered Residential | Sunrun Installation Services, Inc. | None | PSE&G | Accepted | 2023-09-15 | 2023-10-05 | 2024-10-05 | Solar Panels | Trina Solar | TSM-395DE09C.07 |  | 0.395 | 12 | 241 | 19 |  | Fixed | Roof
NJADRE1554662507 | Administratively Determined Incentive Program | Somerville | 8876 | 5 | 9.72 | Residential | Behind the Meter | No | Net Metered Residential | Voltaic Solaire LLC | None | PSE&G | Accepted | 2023-09-15 | 2023-10-05 | 2024-10-05 | Inverters | Solar Edge | SE10000H-US | 10000 |  | 1 |  |  | 0.99 |  | Outside | Next to utility meter
NJADRE1554662507 | Administratively Determined Incentive Program | Somerville | 8876 | 5 | 9.72 | Residential | Behind the Meter | No | Net Metered Residential | Voltaic Solaire LLC | None | PSE&G | Accepted | 2023-09-15 | 2023-10-05 | 2024-10-05 | Solar Panels | Hanwha Q.CELLS | Q.PEAK DUO 405W |  | 0.405 | 12 | 277 | 35 |  | Fixed | Roof
NJADRE1554662507 | Administratively Determined Incentive Program | Somerville | 8876 | 5 | 9.72 | Residential | Behind the Meter | No | Net Metered Residential | Voltaic Solaire LLC | None | PSE&G | Accepted | 2023-09-15 | 2023-10-05 | 2024-10-05 | Solar Panels | Hanwha Q.CELLS | Q.PEAK DUO 405W |  | 0.405 | 12 | 97 | 35 |  | Fixed | Roof
NJADRE1554662742 | Administratively Determined Incentive Program | Bloomfield | 7003 | 9 | 6.75 | Residential | Behind the Meter | Yes | Net Metered Residential | Sunrun Installation Services, Inc. | None | PSE&G | Accepted | 2023-09-15 | 2023-10-05 | 2024-10-05 | Inverters | Delta Electronics | E6-TL-US | 5760 |  | 1 |  |  | 0.96 |  | Outdoor | Next To Meter
NJADRE1554662742 | Administratively Determined Incentive Program | Bloomfield | 7003 | 9 | 6.75 | Residential | Behind the Meter | Yes | Net Metered Residential | Sunrun Installation Services, Inc. | None | PSE&G | Accepted | 2023-09-15 | 2023-10-05 | 2024-10-05 | Solar Panels | Vikram Solar | VSMDHT.60.375.05 |  | 0.375 | 6 | 335 | 28 |  | Fixed | Roof
NJADRE1554662742 | Administratively Determined Incentive Program | Bloomfield | 7003 | 9 | 6.75 | Residential | Behind the Meter | Yes | Net Metered Residential | Sunrun Installation Services, Inc. | None | PSE&G | Accepted | 2023-09-15 | 2023-10-05 | 2024-10-05 | Solar Panels | Vikram Solar | VSMDHT.60.375.05 |  | 0.375 | 12 | 155 | 28 |  | Fixed | Roof
NJADRE1554662936 | Administratively Determined Incentive Program | Ewing | 8638 | 12 | 2.77 | Residential | Behind the Meter | Yes | Net Metered Residential | Sunrun Installation Services, Inc. | None | PSE&G | Accepted | 2023-09-15 | 2023-10-05 | 2024-10-05 | Electric Storage Battery | Tesla | Powerwall 2 AC |  |  | 1 |  |  |  | Lithium Ion |  | inside
NJADRE1554662936 | Administratively Determined Incentive Program | Ewing | 8638 | 12 | 2.77 | Residential | Behind the Meter | Yes | Net Metered Residential | Sunrun Installation Services, Inc. | None | PSE&G | Accepted | 2023-09-15 | 2023-10-05 | 2024-10-05 | Inverters | Delta Electronics | E4-TL-US | 3840 |  | 1 |  |  | 0.96 |  | Outdoor | Next To Meter
NJADRE1554662936 | Administratively Determined Incentive Program | Ewing | 8638 | 12 | 2.77 | Residential | Behind the Meter | Yes | Net Metered Residential | Sunrun Installation Services, Inc. | None | PSE&G | Accepted | 2023-09-15 | 2023-10-05 | 2024-10-05 | Solar Panels | Trina Solar | TSM-395DE09C.07 |  | 0.395 | 7 | 306 | 18 |  | Fixed | Roof
NJADRE1554663203 | Administratively Determined Incentive Program | Kearny Town | 7032 | 8 | 6.38 | Residential | Behind the Meter | Yes | Net Metered Residential | Sunrun Installation Services, Inc. | None | PSE&G | Accepted | 2023-09-16 | 2023-10-05 | 2024-10-05 | Solar Panels | VIKRAM SOLAR | VSMDHT.60.375.05 |  | 0.375 | 6 | 122 | 34 |  | Fixed | Roof
NJADRE1554663203 | Administratively Determined Incentive Program | Kearny Town | 7032 | 8 | 6.38 | Residential | Behind the Meter | Yes | Net Metered Residential | Sunrun Installation Services, Inc. | None | PSE&G | Accepted | 2023-09-16 | 2023-10-05 | 2024-10-05 | Solar Panels | Vikram Solar | VSMDHT.60.375.05 |  | 0.375 | 11 | 303 | 30 |  | Fixed | Roof
NJADRE1554663203 | Administratively Determined Incentive Program | Kearny Town | 7032 | 8 | 6.38 | Residential | Behind the Meter | Yes | Net Metered Residential | Sunrun Installation Services, Inc. | None | PSE&G | Accepted | 2023-09-16 | 2023-10-05 | 2024-10-05 | Inverters | SolarEdge Technologies | SE6000H-USSN | 6000 |  | 1 |  |  | 0.99 |  | Outdoor
NJADRE1554671427 | Administratively Determined Incentive Program | Perth Amboy | 8861 | 11 | 10.27 | Residential | Behind the Meter | Yes | Net Metered Residential | Solar Mite Solutions | None | PSE&G | Accepted | 2023-09-17 | 2023-10-05 | 2024-10-05 | Inverters | Enphase | IQ8PLUS-72-2 | 290 |  | 26 |  |  | 0.98 |  | Outdoor | under modules
NJADRE1554671427 | Administratively Determined Incentive Program | Perth Amboy | 8861 | 11 | 10.27 | Residential | Behind the Meter | Yes | Net Metered Residential | Solar Mite Solutions | None | PSE&G | Accepted | 2023-09-17 | 2023-10-05 | 2024-10-05 | Solar Panels | JA Solar | 54S31 |  | 0.395 | 14 | 105 | 34 |  | Fixed | Roof | Array 1
NJADRE1554671427 | Administratively Determined Incentive Program | Perth Amboy | 8861 | 11 | 10.27 | Residential | Behind the Meter | Yes | Net Metered Residential | Solar Mite Solutions | None | PSE&G | Accepted | 2023-09-17 | 2023-10-05 | 2024-10-05 | Solar Panels | JA Solar | 54S31 |  | 0.395 | 12 | 285 | 34 |  | Fixed | Roof | Array 2
NJADRE1554671743 | Administratively Determined Incentive Program | , Brick, New Jersey | 8724 | 18 | 14.8 | Residential | Behind the Meter | Yes | Net Metered Residential | Suntuity Solar LLC | None | JCP&L | Accepted | 2023-09-18 | 2023-10-05 | 2024-10-05 | Inverters | (37) ENPHASE | IQ8PLUS-72-2-US | 290 |  | 37 |  |  | 0.97 |  | Outdoor | Behind the PV modules
NJADRE1554671743 | Administratively Determined Incentive Program | , Brick, New Jersey | 8724 | 18 | 14.8 | Residential | Behind the Meter | Yes | Net Metered Residential | Suntuity Solar LLC | None | JCP&L | Accepted | 2023-09-18 | 2023-10-05 | 2024-10-05 | Solar Panels | (37) CANADIANSOLAR | CS6R-400MS-HL |  | 0.4 | 12 | 297 | 19 |  | Fixed | Roof
NJADRE1554671743 | Administratively Determined Incentive Program | , Brick, New Jersey | 8724 | 18 | 14.8 | Residential | Behind the Meter | Yes | Net Metered Residential | Suntuity Solar LLC | None | JCP&L | Accepted | 2023-09-18 | 2023-10-05 | 2024-10-05 | Solar Panels | (37) CANADIANSOLAR | CS6R-400MS-HL |  | 0.4 | 9 | 117 | 19 |  | Fixed | Roof
NJADRE1554671743 | Administratively Determined Incentive Program | , Brick, New Jersey | 8724 | 18 | 14.8 | Residential | Behind the Meter | Yes | Net Metered Residential | Suntuity Solar LLC | None | JCP&L | Accepted | 2023-09-18 | 2023-10-05 | 2024-10-05 | Solar Panels | (37) CANADIANSOLAR | CS6R-400MS-HL |  | 0.4 | 7 | 297 | 19 |  | Fixed | Roof
NJADRE1554671743 | Administratively Determined Incentive Program | , Brick, New Jersey | 8724 | 18 | 14.8 | Residential | Behind the Meter | Yes | Net Metered Residential | Suntuity Solar LLC | None | JCP&L | Accepted | 2023-09-18 | 2023-10-05 | 2024-10-05 | Solar Panels | (37) CANADIANSOLAR | CS6R-400MS-HL |  | 0.4 | 5 | 297 | 19 |  | Fixed | Roof
NJADRE1554671743 | Administratively Determined Incentive Program | , Brick, New Jersey | 8724 | 18 | 14.8 | Residential | Behind the Meter | Yes | Net Metered Residential | Suntuity Solar LLC | None | JCP&L | Accepted | 2023-09-18 | 2023-10-05 | 2024-10-05 | Solar Panels | (37) CANADIANSOLAR | CS6R-400MS-HL |  | 0.4 | 4 | 117 | 19 |  | Fixed | Roof
NJADRE1554671767 | Administratively Determined Incentive Program | City of Orange | 7050 | 9 | 7.4 | Residential | Behind the Meter | No | Net Metered Residential | Vision Solar LLC | None | PSE&G | Accepted | 2023-09-18 | 2023-10-05 | 2024-10-05 | Inverters | Solaredge | SE6000H-USRGM | 6000 |  | 1 |  |  | 0.97 |  | Outdoor | side of house
NJADRE1554671767 | Administratively Determined Incentive Program | City of Orange | 7050 | 9 | 7.4 | Residential | Behind the Meter | No | Net Metered Residential | Vision Solar LLC | None | PSE&G | Accepted | 2023-09-18 | 2023-10-05 | 2024-10-05 | Solar Panels | ZNSHINE | ZXM6-NH120-370/M |  | 0.37 | 10 | 310 | 35 |  | Fixed | Roof
NJADRE1554671767 | Administratively Determined Incentive Program | City of Orange | 7050 | 9 | 7.4 | Residential | Behind the Meter | No | Net Metered Residential | Vision Solar LLC | None | PSE&G | Accepted | 2023-09-18 | 2023-10-05 | 2024-10-05 | Solar Panels | ZNSHINE | ZXM6-NH120-370/M |  | 0.37 | 10 | 130 | 35 |  | Fixed | Roof
NJADRE1554671852 | Administratively Determined Incentive Program | WHARTON | 7885 | 3 | 11.47 | Residential | Behind the Meter | Yes | Net Metered Residential | Vision Solar LLC | None | JCP&L | Accepted | 2023-09-27 | 2023-10-18 | 2024-10-18 | Inverters | SolarEdge | SE11400H-USRGM | 11 |  | 1 |  |  | 0.97 |  | Outdoor
NJADRE1554671852 | Administratively Determined Incentive Program | WHARTON | 7885 | 3 | 11.47 | Residential | Behind the Meter | Yes | Net Metered Residential | Vision Solar LLC | None | JCP&L | Accepted | 2023-09-27 | 2023-10-18 | 2024-10-18 | Solar Panels | ZNSHINE SOLAR | ZXM6-NH120-370/M |  | 0.37 | 6 | 114 | 20 |  | Fixed | Roof
NJADRE1554671852 | Administratively Determined Incentive Program | WHARTON | 7885 | 3 | 11.47 | Residential | Behind the Meter | Yes | Net Metered Residential | Vision Solar LLC | None | JCP&L | Accepted | 2023-09-27 | 2023-10-18 | 2024-10-18 | Solar Panels | ZNSHINE SOLAR | ZXM6-NH120-370/M |  | 0.37 | 8 | 114 | 27 |  | Fixed | Roof
NJADRE1554671852 | Administratively Determined Incentive Program | WHARTON | 7885 | 3 | 11.47 | Residential | Behind the Meter | Yes | Net Metered Residential | Vision Solar LLC | None | JCP&L | Accepted | 2023-09-27 | 2023-10-18 | 2024-10-18 | Solar Panels | ZNSHINE SOLAR | ZXM6-NH120-370/M |  | 0.37 | 6 | 294 | 20 |  | Fixed | Roof
NJADRE1554671852 | Administratively Determined Incentive Program | WHARTON | 7885 | 3 | 11.47 | Residential | Behind the Meter | Yes | Net Metered Residential | Vision Solar LLC | None | JCP&L | Accepted | 2023-09-27 | 2023-10-18 | 2024-10-18 | Solar Panels | ZNSHINE SOLAR | ZXM6-NH120-370/M |  | 0.37 | 8 | 294 | 27 |  | Fixed | Roof
NJADRE1554671852 | Administratively Determined Incentive Program | WHARTON | 7885 | 3 | 11.47 | Residential | Behind the Meter | Yes | Net Metered Residential | Vision Solar LLC | None | JCP&L | Accepted | 2023-09-27 | 2023-10-18 | 2024-10-18 | Solar Panels | ZNSHINE SOLAR | ZXM6-NH120-370/M |  | 0.37 | 3 | 114 | 20 |  | Fixed | Roof
NJADRE1554671861 | Administratively Determined Incentive Program | Paterson | 7504 | 6 | 10.53 | Residential | Behind the Meter | Yes | Net Metered Residential | Pro Custom Solar dba Momentum Solar | None | PSE&G | Accepted | 2023-09-18 | 2023-10-05 | 2024-10-05 | Inverters | Enphase | IQ8PLUS-72-2-US | 290 |  | 26 |  |  | 0.97 |  | Outdoor
NJADRE1554671861 | Administratively Determined Incentive Program | Paterson | 7504 | 6 | 10.53 | Residential | Behind the Meter | Yes | Net Metered Residential | Pro Custom Solar dba Momentum Solar | None | PSE&G | Accepted | 2023-09-18 | 2023-10-05 | 2024-10-05 | Solar Panels | Hanwha | q.peak duo blk ML-g10+405 |  | 0.405 | 26 | 189 | 32 |  | Fixed | Roof
NJADRE1554671889 | Administratively Determined Incentive Program | EAST ORANGE | 7018 | 9 | 7.29 | Residential | Behind the Meter | Yes | Net Metered Residential | Pro Custom Solar dba Momentum Solar | None | PSE&G | Accepted | 2023-09-18 | 2023-10-09 | 2024-10-09 | Solar Panels | hawnha | Â Q. PEAK DUO BLK-G10+405 |  | 0.405 | 4 | 32 | 25 |  | Fixed | Roof
NJADRE1554671889 | Administratively Determined Incentive Program | EAST ORANGE | 7018 | 9 | 7.29 | Residential | Behind the Meter | Yes | Net Metered Residential | Pro Custom Solar dba Momentum Solar | None | PSE&G | Accepted | 2023-09-18 | 2023-10-09 | 2024-10-09 | Solar Panels | hanwha | Â Q. PEAK DUO BLK-G10+405 |  | 0.405 | 14 | 212 | 30 |  | Fixed | Roof
NJADRE1554671889 | Administratively Determined Incentive Program | EAST ORANGE | 7018 | 9 | 7.29 | Residential | Behind the Meter | Yes | Net Metered Residential | Pro Custom Solar dba Momentum Solar | None | PSE&G | Accepted | 2023-09-18 | 2023-10-09 | 2024-10-09 | Inverters | enphase | IQ8PLUS-72-2-US | 290 |  | 18 |  |  | 0.97 |  | Outdoor
NJADRE1554671893 | Administratively Determined Incentive Program | Newark City | 7107 | 9 | 14.04 | Residential | Behind the Meter | Yes | Net Metered Residential | SunnyMac LLC | None | PSE&G | Accepted | 2023-09-18 | 2023-10-05 | 2024-10-05 | Solar Panels | REC | 360 TWINPEAK 4 BLACK |  | 0.36 | 15 | 22 | 23 |  | Fixed | Roof
NJADRE1554671893 | Administratively Determined Incentive Program | Newark City | 7107 | 9 | 14.04 | Residential | Behind the Meter | Yes | Net Metered Residential | SunnyMac LLC | None | PSE&G | Accepted | 2023-09-18 | 2023-10-05 | 2024-10-05 | Solar Panels | REC | 360 TWINPEAK 4 BLACK |  | 0.36 | 10 | 292 | 23 |  | Fixed | Roof
NJADRE1554671893 | Administratively Determined Incentive Program | Newark City | 7107 | 9 | 14.04 | Residential | Behind the Meter | Yes | Net Metered Residential | SunnyMac LLC | None | PSE&G | Accepted | 2023-09-18 | 2023-10-05 | 2024-10-05 | Solar Panels | REC | 360 TWINPEAK 4 BLACK |  | 0.36 | 10 | 202 | 23 |  | Fixed | Roof
NJADRE1554671893 | Administratively Determined Incentive Program | Newark City | 7107 | 9 | 14.04 | Residential | Behind the Meter | Yes | Net Metered Residential | SunnyMac LLC | None | PSE&G | Accepted | 2023-09-18 | 2023-10-05 | 2024-10-05 | Solar Panels | REC | 360 TWINPEAK 4 BLACK |  | 0.36 | 4 | 112 | 23 |  | Fixed | Roof
NJADRE1554671893 | Administratively Determined Incentive Program | Newark City | 7107 | 9 | 14.04 | Residential | Behind the Meter | Yes | Net Metered Residential | SunnyMac LLC | None | PSE&G | Accepted | 2023-09-18 | 2023-10-05 | 2024-10-05 | Inverters | Solaredge | SE10000H-US | 10000 |  | 1 |  |  | 0.99 |  | Outdoor | NEXT TO METER
NJADRE1554671893 | Administratively Determined Incentive Program | Newark City | 7107 | 9 | 14.04 | Residential | Behind the Meter | Yes | Net Metered Residential | SunnyMac LLC | None | PSE&G | Accepted | 2023-09-18 | 2023-10-05 | 2024-10-05 | Meters | SE-RGMTR-1D-240C-B | Solaredge |  |  | 1 |  |  |  | Yes | Outdoor
NJADRE1554671918 | Administratively Determined Incentive Program | Mount Laurel Twp | 8054 | 13 | 5.25 | Residential | Behind the Meter | Yes | Net Metered Residential | Sunrun Installation Services, Inc. | None | PSE&G | Accepted | 2023-09-18 | 2023-10-05 | 2024-10-05 | Inverters | SOLAREDGE TECHNOLOGIES | SE3800H-USMN | 3800 |  | 1 |  |  | 0.992 |  | Outdoor | next to meter
NJADRE1554671918 | Administratively Determined Incentive Program | Mount Laurel Twp | 8054 | 13 | 5.25 | Residential | Behind the Meter | Yes | Net Metered Residential | Sunrun Installation Services, Inc. | None | PSE&G | Accepted | 2023-09-18 | 2023-10-05 | 2024-10-05 | Solar Panels | Vikram Solar | VSMDHT.60.375.05 |  | 0.375 | 14 | 136 | 26 |  | Fixed | Roof
NJADRE1554672002 | Administratively Determined Incentive Program | Millville | 8332 | 20 | 16.38 | Residential | Behind the Meter | Yes | Net Metered Residential | Sunrun Installation Services, Inc. | None | AC Electric | Accepted | 2023-09-18 | 2023-10-09 | 2024-10-09 | Inverters | SolarEdge Technologies | SE7600H-USSN | 7600 |  | 2 |  |  | 0.96 |  | Outdoor | Next To Meter
NJADRE1554672002 | Administratively Determined Incentive Program | Millville | 8332 | 20 | 16.38 | Residential | Behind the Meter | Yes | Net Metered Residential | Sunrun Installation Services, Inc. | None | AC Electric | Accepted | 2023-09-18 | 2023-10-09 | 2024-10-09 | Solar Panels | Trina Solar | TSM-390DE09C.07 |  | 0.39 | 13 | 293 | 24 |  | Fixed | Roof
NJADRE1554672002 | Administratively Determined Incentive Program | Millville | 8332 | 20 | 16.38 | Residential | Behind the Meter | Yes | Net Metered Residential | Sunrun Installation Services, Inc. | None | AC Electric | Accepted | 2023-09-18 | 2023-10-09 | 2024-10-09 | Solar Panels | Trina Solar | TSM-390DE09C.07 |  | 0.39 | 5 | 293 | 24 |  | Fixed | Roof
NJADRE1554672002 | Administratively Determined Incentive Program | Millville | 8332 | 20 | 16.38 | Residential | Behind the Meter | Yes | Net Metered Residential | Sunrun Installation Services, Inc. | None | AC Electric | Accepted | 2023-09-18 | 2023-10-09 | 2024-10-09 | Solar Panels | Trina Solar | TSM-390DE09C.07 |  | 0.39 | 20 | 113 | 24 |  | Fixed | Roof
NJADRE1554672002 | Administratively Determined Incentive Program | Millville | 8332 | 20 | 16.38 | Residential | Behind the Meter | Yes | Net Metered Residential | Sunrun Installation Services, Inc. | None | AC Electric | Accepted | 2023-09-18 | 2023-10-09 | 2024-10-09 | Solar Panels | Trina Solar | TSM-390DE09C.07 |  | 0.39 | 4 | 202 | 26 |  | Fixed | Roof
NJADRE1554672018 | Administratively Determined Incentive Program | Franklin Twp Som | 8873 | 5 | 4 | Residential | Behind the Meter | Yes | Net Metered Residential | SunnyMac LLC | None | PSE&G | Accepted | 2023-09-18 | 2023-10-09 | 2024-10-09 | Solar Panels | HANWHA | Q.PEAK DUO BLK ML-G10+400 |  | 0.4 | 10 | 241 | 21 |  | Fixed | Roof
NJADRE1554672018 | Administratively Determined Incentive Program | Franklin Twp Som | 8873 | 5 | 4 | Residential | Behind the Meter | Yes | Net Metered Residential | SunnyMac LLC | None | PSE&G | Accepted | 2023-09-18 | 2023-10-09 | 2024-10-09 | Inverters | Solaredge | SE 3000H-US | 3000 |  | 1 |  |  | 0.99 |  | Outdoor | NEXT TO METER
NJADRE1554672018 | Administratively Determined Incentive Program | Franklin Twp Som | 8873 | 5 | 4 | Residential | Behind the Meter | Yes | Net Metered Residential | SunnyMac LLC | None | PSE&G | Accepted | 2023-09-18 | 2023-10-09 | 2024-10-09 | Meters | SE-RGMTR-1D-240C-B | Solaredge |  |  | 1 |  |  |  | Yes | Outdoor
NJADRE1554672061 | Administratively Determined Incentive Program | Elmwood Park Boro | 7407 | 7 | 3.38 | Residential | Behind the Meter | Yes | Net Metered Residential | Sunrun Installation Services, Inc. | None | PSE&G | Accepted | 2023-09-18 | 2023-10-09 | 2024-10-09 | Inverters | SOLAREDGE TECHNOLOGIES | SE3800H-USSN | 3800 |  | 1 |  |  | 0.992 |  | Outdoor | next to meter
NJADRE1554672061 | Administratively Determined Incentive Program | Elmwood Park Boro | 7407 | 7 | 3.38 | Residential | Behind the Meter | Yes | Net Metered Residential | Sunrun Installation Services, Inc. | None | PSE&G | Accepted | 2023-09-18 | 2023-10-09 | 2024-10-09 | Solar Panels | Vikram Solar | VSMDHT.60.375.05 |  | 0.375 | 9 | 161 | 21 |  | Fixed | Roof
NJADRE1554672208 | Administratively Determined Incentive Program | Montgomery | 8052 | 13 | 17.39 | Residential | Behind the Meter | No | Net Metered Residential | Greentech Solar USA LLC | None | PSE&G | Accepted | 2023-09-18 | 2023-10-09 | 2024-10-09 | Inverters | Growatt | MIN7600TL-XH-US | 7600 |  | 2 |  |  | 0.98 |  | Outside | Outside Wall Close to Meter
NJADRE1554672208 | Administratively Determined Incentive Program | Montgomery | 8052 | 13 | 17.39 | Residential | Behind the Meter | No | Net Metered Residential | Greentech Solar USA LLC | None | PSE&G | Accepted | 2023-09-18 | 2023-10-09 | 2024-10-09 | Solar Panels | ZN Shine Solar | ZXM6-NH120 370 |  | 0.37 | 10 | 120 | 30 |  | Fixed | Roof
NJADRE1554672208 | Administratively Determined Incentive Program | Montgomery | 8052 | 13 | 17.39 | Residential | Behind the Meter | No | Net Metered Residential | Greentech Solar USA LLC | None | PSE&G | Accepted | 2023-09-18 | 2023-10-09 | 2024-10-09 | Solar Panels | ZN Shine Solar | ZXM6-NH120 370 |  | 0.37 | 37 | 300 | 30 |  | Fixed | Roof
NJADRE1554673148 | Administratively Determined Incentive Program | MULLICA HILL | 8062 | 15 | 9.2 | Residential | Behind the Meter | Yes | Net Metered Residential | SunPower Corporation, Systems | None | AC Electric | Accepted | 2023-09-18 | 2023-10-09 | 2024-10-09 | Solar Panels | WAAREE ENERGIES LIMITED | WSMDI-400 |  | 0.4 | 8 | 318 | 30 |  | Fixed | Roof
NJADRE1554673148 | Administratively Determined Incentive Program | MULLICA HILL | 8062 | 15 | 9.2 | Residential | Behind the Meter | Yes | Net Metered Residential | SunPower Corporation, Systems | None | AC Electric | Accepted | 2023-09-18 | 2023-10-09 | 2024-10-09 | Solar Panels | WAAREE ENERGIES LIMITED | WSMDI-400 |  | 0.4 | 10 | 138 | 30 |  | Fixed | Roof
NJADRE1554673148 | Administratively Determined Incentive Program | MULLICA HILL | 8062 | 15 | 9.2 | Residential | Behind the Meter | Yes | Net Metered Residential | SunPower Corporation, Systems | None | AC Electric | Accepted | 2023-09-18 | 2023-10-09 | 2024-10-09 | Solar Panels | WAAREE ENERGIES LIMITED | WSMDI-400 |  | 0.4 | 5 | 318 | 30 |  | Fixed | Roof
NJADRE1554673148 | Administratively Determined Incentive Program | MULLICA HILL | 8062 | 15 | 9.2 | Residential | Behind the Meter | Yes | Net Metered Residential | SunPower Corporation, Systems | None | AC Electric | Accepted | 2023-09-18 | 2023-10-09 | 2024-10-09 | Inverters | Enphase | IQ7HS-66-M-US | 384 |  | 23 |  |  | 0.97 |  | Other | Under Each Panel
NJADRE1554673218 | Administratively Determined Incentive Program | Piscataway | 8854 | 11 | 8.1 | Residential | Behind the Meter | Yes | Net Metered Residential | Pro Custom Solar dba Momentum Solar | None | PSE&G | Accepted | 2023-09-18 | 2023-10-09 | 2024-10-09 | Solar Panels | hanwha | Â Q. PEAK DUO BLK-G10+405 |  | 0.405 | 20 | 165 | 28 |  | Fixed | Roof
NJADRE1554673218 | Administratively Determined Incentive Program | Piscataway | 8854 | 11 | 8.1 | Residential | Behind the Meter | Yes | Net Metered Residential | Pro Custom Solar dba Momentum Solar | None | PSE&G | Accepted | 2023-09-18 | 2023-10-09 | 2024-10-09 | Inverters | enphase | IQ8PLUS-72-2-US | 290 |  | 20 |  |  | 0.97 |  | Outdoor
NJADRE1554673259 | Administratively Determined Incentive Program | Plainfield | 7060 | 10 | 5.25 | Residential | Behind the Meter | Yes | Net Metered Residential | Sunrun Installation Services, Inc. | None | PSE&G | Accepted | 2023-09-18 | 2023-10-09 | 2024-10-09 | Inverters | Delta Electronics | E4-TL-US | 3840 |  | 1 |  |  | 0.96 |  | Outdoor | Next To Meter
NJADRE1554673259 | Administratively Determined Incentive Program | Plainfield | 7060 | 10 | 5.25 | Residential | Behind the Meter | Yes | Net Metered Residential | Sunrun Installation Services, Inc. | None | PSE&G | Accepted | 2023-09-18 | 2023-10-09 | 2024-10-09 | Solar Panels | Vikram Solar | VSMDHT.60.375.05 |  | 0.375 | 14 | 168 | 23 |  | Fixed | Roof
NJADRE1554673305 | Administratively Determined Incentive Program | Newark | 7103 | 9 | 8.4 | Residential | Behind the Meter | No | Net Metered Residential | Power Energy Solutions | None | PSE&G | Accepted | 2023-09-19 | 2023-10-09 | 2024-10-09 | Inverters | SOLAREDGE | SE-6000H-US | 6000 |  | 1 |  |  | 0.99 |  | Outside | ROOFTOP
NJADRE1554673305 | Administratively Determined Incentive Program | Newark | 7103 | 9 | 8.4 | Residential | Behind the Meter | No | Net Metered Residential | Power Energy Solutions | None | PSE&G | Accepted | 2023-09-19 | 2023-10-09 | 2024-10-09 | Solar Panels | SILFAB SOLAR | SIL-400 HC+ |  | 0.4 | 13 | 197 | 27 |  | Fixed | Roof | ROOFTOP
NJADRE1554673305 | Administratively Determined Incentive Program | Newark | 7103 | 9 | 8.4 | Residential | Behind the Meter | No | Net Metered Residential | Power Energy Solutions | None | PSE&G | Accepted | 2023-09-19 | 2023-10-09 | 2024-10-09 | Solar Panels | SILFAB SOLAR | SIL-400 HC+ |  | 0.4 | 2 | 107 | 27 |  | Fixed | Roof | ROOFTOP
NJADRE1554673305 | Administratively Determined Incentive Program | Newark | 7103 | 9 | 8.4 | Residential | Behind the Meter | No | Net Metered Residential | Power Energy Solutions | None | PSE&G | Accepted | 2023-09-19 | 2023-10-09 | 2024-10-09 | Solar Panels | SILFAB SOLAR | SIL-400 HC+ |  | 0.4 | 2 | 287 | 35 |  | Fixed | Roof | ROOFTOP
NJADRE1554673305 | Administratively Determined Incentive Program | Newark | 7103 | 9 | 8.4 | Residential | Behind the Meter | No | Net Metered Residential | Power Energy Solutions | None | PSE&G | Accepted | 2023-09-19 | 2023-10-09 | 2024-10-09 | Solar Panels | SILFAB SOLAR | SIL-400 HC+ |  | 0.4 | 4 | 17 | 27 |  | Fixed | Roof | ROOFTOP
NJADRE1554673363 | Administratively Determined Incentive Program | Franklinville | 8322 | 15 | 16.8 | Residential | Behind the Meter | No | Net Metered Residential | All Season Solar | None | AC Electric | Accepted | 2023-09-18 | 2023-10-09 | 2024-10-09 | Inverters | Enphase | IQ8 Plus | 290 |  | 42 |  |  | 0.97 |  | Outdoor
NJADRE1554673363 | Administratively Determined Incentive Program | Franklinville | 8322 | 15 | 16.8 | Residential | Behind the Meter | No | Net Metered Residential | All Season Solar | None | AC Electric | Accepted | 2023-09-18 | 2023-10-09 | 2024-10-09 | Solar Panels | Certainteed | CT400HC11-06 |  | 0.4 | 22 | 176 | 24 |  | Fixed | Roof
NJADRE1554673363 | Administratively Determined Incentive Program | Franklinville | 8322 | 15 | 16.8 | Residential | Behind the Meter | No | Net Metered Residential | All Season Solar | None | AC Electric | Accepted | 2023-09-18 | 2023-10-09 | 2024-10-09 | Solar Panels | Certainteed | CT400HC11-06 |  | 0.4 | 4 | 356 | 24 |  | Fixed | Roof
NJADRE1554673363 | Administratively Determined Incentive Program | Franklinville | 8322 | 15 | 16.8 | Residential | Behind the Meter | No | Net Metered Residential | All Season Solar | None | AC Electric | Accepted | 2023-09-18 | 2023-10-09 | 2024-10-09 | Solar Panels | Certainteed | CT400HC11-06 |  | 0.4 | 12 | 356 | 24 |  | Fixed | Roof
NJADRE1554673363 | Administratively Determined Incentive Program | Franklinville | 8322 | 15 | 16.8 | Residential | Behind the Meter | No | Net Metered Residential | All Season Solar | None | AC Electric | Accepted | 2023-09-18 | 2023-10-09 | 2024-10-09 | Solar Panels | Certainteed | CT400HC11-06 |  | 0.4 | 2 | 86 | 24 |  | Fixed | Roof
NJADRE1554673363 | Administratively Determined Incentive Program | Franklinville | 8322 | 15 | 16.8 | Residential | Behind the Meter | No | Net Metered Residential | All Season Solar | None | AC Electric | Accepted | 2023-09-18 | 2023-10-09 | 2024-10-09 | Solar Panels | Certainteed | CT400HC11-06 |  | 0.4 | 2 | 266 | 24 |  | Fixed | Roof
NJADRE1554675055 | Administratively Determined Incentive Program | Mount Laurel Twp | 8054 | 13 | 6.72 | Residential | Behind the Meter | Yes | Net Metered Residential | EMT Renewables | None | PSE&G | Accepted | 2023-09-18 | 2023-10-09 | 2024-10-09 | Inverters | ENPHASE | IQ7x | 315 |  | 16 |  |  | 0.98 |  | Other | UNDER EACH PANEL
NJADRE1554675055 | Administratively Determined Incentive Program | Mount Laurel Twp | 8054 | 13 | 6.72 | Residential | Behind the Meter | Yes | Net Metered Residential | EMT Renewables | None | PSE&G | Accepted | 2023-09-18 | 2023-10-09 | 2024-10-09 | Solar Panels | REC ALPHA | REC 420 |  | 0.42 | 14 | 194 | 28 |  | Fixed | Roof
NJADRE1554675055 | Administratively Determined Incentive Program | Mount Laurel Twp | 8054 | 13 | 6.72 | Residential | Behind the Meter | Yes | Net Metered Residential | EMT Renewables | None | PSE&G | Accepted | 2023-09-18 | 2023-10-09 | 2024-10-09 | Solar Panels | REC ALPHA | REC 420 |  | 0.42 | 2 | 14 | 28 |  | Fixed | Roof
NJADRE1554675187 | Administratively Determined Incentive Program | Bridgeton | 8302 | 20 | 11.47 | Residential | Behind the Meter | Yes | Net Metered Residential | Vision Solar LLC | None | AC Electric | Accepted | 2023-09-18 | 2023-10-09 | 2024-10-09 | Inverters | Solar Edge | SE11400H-USRGM | 11 |  | 1 |  |  | 0.97 |  | Outside
NJADRE1554675187 | Administratively Determined Incentive Program | Bridgeton | 8302 | 20 | 11.47 | Residential | Behind the Meter | Yes | Net Metered Residential | Vision Solar LLC | None | AC Electric | Accepted | 2023-09-18 | 2023-10-09 | 2024-10-09 | Solar Panels | Znshine Solar | ZXM6-NH120-370/M |  | 0.37 | 9 | 95 | 45 |  | Fixed | Roof
NJADRE1554675187 | Administratively Determined Incentive Program | Bridgeton | 8302 | 20 | 11.47 | Residential | Behind the Meter | Yes | Net Metered Residential | Vision Solar LLC | None | AC Electric | Accepted | 2023-09-18 | 2023-10-09 | 2024-10-09 | Solar Panels | Znshine Solar | ZXM6-NH120-370/M |  | 0.37 | 8 | 5 | 30 |  | Fixed | Roof
NJADRE1554675187 | Administratively Determined Incentive Program | Bridgeton | 8302 | 20 | 11.47 | Residential | Behind the Meter | Yes | Net Metered Residential | Vision Solar LLC | None | AC Electric | Accepted | 2023-09-18 | 2023-10-09 | 2024-10-09 | Solar Panels | Znshine Solar | ZXM6-NH120-370/M |  | 0.37 | 4 | 4 | 30 |  | Fixed | Roof
NJADRE1554675187 | Administratively Determined Incentive Program | Bridgeton | 8302 | 20 | 11.47 | Residential | Behind the Meter | Yes | Net Metered Residential | Vision Solar LLC | None | AC Electric | Accepted | 2023-09-18 | 2023-10-09 | 2024-10-09 | Solar Panels | Znshine Solar | ZXM6-NH120-370/M |  | 0.37 | 3 | 275 | 50 |  | Fixed | Roof
NJADRE1554675187 | Administratively Determined Incentive Program | Bridgeton | 8302 | 20 | 11.47 | Residential | Behind the Meter | Yes | Net Metered Residential | Vision Solar LLC | None | AC Electric | Accepted | 2023-09-18 | 2023-10-09 | 2024-10-09 | Solar Panels | Znshine Solar | ZXM6-NH120-370/M |  | 0.37 | 7 | 185 | 29 |  | Fixed | Roof
NJADRE1554675193 | Administratively Determined Incentive Program | Ventnor City | 8406 | 19 | 13.6 | Residential | Behind the Meter | Yes | Net Metered Residential | Tesla Energy Operations Inc | None | AC Electric | Accepted | 2023-09-18 | 2023-10-09 | 2024-10-09 | Electric Storage Battery | Tesla | AC Powerwall 2.0 |  |  | 2 |  |  |  | Lithium Ion |  | Outside
NJADRE1554675193 | Administratively Determined Incentive Program | Ventnor City | 8406 | 19 | 13.6 | Residential | Behind the Meter | Yes | Net Metered Residential | Tesla Energy Operations Inc | None | AC Electric | Accepted | 2023-09-18 | 2023-10-09 | 2024-10-09 | Inverters | Tesla | 1538000-25-F | 7600 |  | 1 |  |  | 0.98 |  | Outdoor
NJADRE1554675193 | Administratively Determined Incentive Program | Ventnor City | 8406 | 19 | 13.6 | Residential | Behind the Meter | Yes | Net Metered Residential | Tesla Energy Operations Inc | None | AC Electric | Accepted | 2023-09-18 | 2023-10-09 | 2024-10-09 | Inverters | Tesla | 1538000-35-F | 7600 |  | 1 |  |  | 0.98 |  | Outdoor
NJADRE1554675193 | Administratively Determined Incentive Program | Ventnor City | 8406 | 19 | 13.6 | Residential | Behind the Meter | Yes | Net Metered Residential | Tesla Energy Operations Inc | None | AC Electric | Accepted | 2023-09-18 | 2023-10-09 | 2024-10-09 | Solar Panels | Hanwha | Q.PEAK DUO BLK ML-G10+/TS 400 |  | 0.4 | 13 | 148 | 36 |  | Fixed | Roof
NJADRE1554675193 | Administratively Determined Incentive Program | Ventnor City | 8406 | 19 | 13.6 | Residential | Behind the Meter | Yes | Net Metered Residential | Tesla Energy Operations Inc | None | AC Electric | Accepted | 2023-09-18 | 2023-10-09 | 2024-10-09 | Solar Panels | Hanwha | Q.PEAK DUO BLK ML-G10+/TS 400 |  | 0.4 | 12 | 328 | 36 |  | Fixed | Roof
NJADRE1554675193 | Administratively Determined Incentive Program | Ventnor City | 8406 | 19 | 13.6 | Residential | Behind the Meter | Yes | Net Metered Residential | Tesla Energy Operations Inc | None | AC Electric | Accepted | 2023-09-18 | 2023-10-09 | 2024-10-09 | Solar Panels | Hanwha | Q.PEAK DUO BLK ML-G10+/TS 400 |  | 0.4 | 6 | 238 | 36 |  | Fixed | Roof
NJADRE1554675193 | Administratively Determined Incentive Program | Ventnor City | 8406 | 19 | 13.6 | Residential | Behind the Meter | Yes | Net Metered Residential | Tesla Energy Operations Inc | None | AC Electric | Accepted | 2023-09-18 | 2023-10-09 | 2024-10-09 | Solar Panels | Hanwha | Q.PEAK DUO BLK ML-G10+/TS 400 |  | 0.4 | 3 | 58 | 18 |  | Fixed | Roof
NJADRE1554675214 | Administratively Determined Incentive Program | Absecon, | 8201 | 19 | 5.6 | Residential | Behind the Meter | No | Net Metered Residential | Power Energy Solutions | None | AC Electric | Accepted | 2023-09-21 | 2023-10-11 | 2024-10-11 | Inverters | SOLAREDGE | SE3800H-US | 3800 |  | 1 |  |  | 0.99 |  | Outdoor | ROOFTOP
NJADRE1554675214 | Administratively Determined Incentive Program | Absecon, | 8201 | 19 | 5.6 | Residential | Behind the Meter | No | Net Metered Residential | Power Energy Solutions | None | AC Electric | Accepted | 2023-09-21 | 2023-10-11 | 2024-10-11 | Solar Panels | SILFAB SOLAR | SIL-400 HC+ |  | 0.4 | 8 | 174 | 21 |  | Fixed | Roof | ROOFTOP
NJADRE1554675214 | Administratively Determined Incentive Program | Absecon, | 8201 | 19 | 5.6 | Residential | Behind the Meter | No | Net Metered Residential | Power Energy Solutions | None | AC Electric | Accepted | 2023-09-21 | 2023-10-11 | 2024-10-11 | Solar Panels | SILFAB SOLAR | SIL-400 HC+ |  | 0.4 | 6 | 174 | 21 |  | Fixed | Roof | ROOFTOP
NJADRE1554675273 | Administratively Determined Incentive Program | Lawrence Township Mer | 8648 | 12 | 5.55 | Residential | Behind the Meter | No | Net Metered Residential | Vision Solar LLC | None | PSE&G | Accepted | 2023-09-18 | 2023-10-25 | 2024-10-25 | Inverters | Solar Edge | SE3800H-USRGM | 4 |  | 1 |  |  | 0.97 |  | Outside
NJADRE1554675273 | Administratively Determined Incentive Program | Lawrence Township Mer | 8648 | 12 | 5.55 | Residential | Behind the Meter | No | Net Metered Residential | Vision Solar LLC | None | PSE&G | Accepted | 2023-09-18 | 2023-10-25 | 2024-10-25 | Solar Panels | Znshine Solar | ZXM6-NH120-370/M |  | 0.37 | 15 | 101 | 30 |  | Fixed | Roof
NJADRE1554675291 | Administratively Determined Incentive Program | Woodbine | 8270 | 21 | 10.08 | Residential | Behind the Meter | Yes | Net Metered Residential | EMT Renewables | None | AC Electric | Accepted | 2023-09-18 | 2023-10-09 | 2024-10-09 | Inverters | ENPHASE | IQ7x | 315 |  | 24 |  |  | 0.98 |  | Other | UNDER EACH PANEL
NJADRE1554675291 | Administratively Determined Incentive Program | Woodbine | 8270 | 21 | 10.08 | Residential | Behind the Meter | Yes | Net Metered Residential | EMT Renewables | None | AC Electric | Accepted | 2023-09-18 | 2023-10-09 | 2024-10-09 | Solar Panels | REC ALPHA | REC 420 |  | 0.42 | 10 | 126 | 19 |  | Fixed | Roof
NJADRE1554675291 | Administratively Determined Incentive Program | Woodbine | 8270 | 21 | 10.08 | Residential | Behind the Meter | Yes | Net Metered Residential | EMT Renewables | None | AC Electric | Accepted | 2023-09-18 | 2023-10-09 | 2024-10-09 | Solar Panels | REC ALPHA | REC 420 |  | 0.42 | 3 | 217 | 42 |  | Fixed | Roof
NJADRE1554675291 | Administratively Determined Incentive Program | Woodbine | 8270 | 21 | 10.08 | Residential | Behind the Meter | Yes | Net Metered Residential | EMT Renewables | None | AC Electric | Accepted | 2023-09-18 | 2023-10-09 | 2024-10-09 | Solar Panels | REC ALPHA | REC 420 |  | 0.42 | 5 | 306 | 19 |  | Fixed | Roof
NJADRE1554675291 | Administratively Determined Incentive Program | Woodbine | 8270 | 21 | 10.08 | Residential | Behind the Meter | Yes | Net Metered Residential | EMT Renewables | None | AC Electric | Accepted | 2023-09-18 | 2023-10-09 | 2024-10-09 | Solar Panels | REC ALPHA | REC 420 |  | 0.42 | 2 | 37 | 15 |  | Fixed | Roof
NJADRE1554675291 | Administratively Determined Incentive Program | Woodbine | 8270 | 21 | 10.08 | Residential | Behind the Meter | Yes | Net Metered Residential | EMT Renewables | None | AC Electric | Accepted | 2023-09-18 | 2023-10-09 | 2024-10-09 | Solar Panels | REC ALPHA | REC 420 |  | 0.42 | 2 | 36 | 23 |  | Fixed | Roof
NJADRE1554675291 | Administratively Determined Incentive Program | Woodbine | 8270 | 21 | 10.08 | Residential | Behind the Meter | Yes | Net Metered Residential | EMT Renewables | None | AC Electric | Accepted | 2023-09-18 | 2023-10-09 | 2024-10-09 | Solar Panels | REC ALPHA | REC 420 |  | 0.42 | 1 | 216 | 23 |  | Fixed | Roof
NJADRE1554675291 | Administratively Determined Incentive Program | Woodbine | 8270 | 21 | 10.08 | Residential | Behind the Meter | Yes | Net Metered Residential | EMT Renewables | None | AC Electric | Accepted | 2023-09-18 | 2023-10-09 | 2024-10-09 | Solar Panels | REC ALPHA | REC 420 |  | 0.42 | 1 | 37 | 42 |  | Fixed | Roof
NJADRE1554675314 | Administratively Determined Incentive Program | Wharton | 7885 | 3 | 11.48 | Residential | Behind the Meter | No | Net Metered Residential | Solar Bear Energy, LLC. | None | JCP&L | Accepted | 2023-09-18 | 2023-10-17 | 2024-10-17 | Solar Panels | Q-Cell | Q.PEAK DUO L-G6 425 |  | 0.425 | 27 | 212 | 42 |  | Fixed | Roof
NJADRE1554675314 | Administratively Determined Incentive Program | Wharton | 7885 | 3 | 11.48 | Residential | Behind the Meter | No | Net Metered Residential | Solar Bear Energy, LLC. | None | JCP&L | Accepted | 2023-09-18 | 2023-10-17 | 2024-10-17 | Inverters | Solar Edge | SE10000H-US | 10 |  | 1 |  |  | 0.99 |  | Indoor
NJADRE1554675584 | Administratively Determined Incentive Program | Monroe | 8831 | 11 | 4.5 | Residential | Behind the Meter | Yes | Net Metered Residential | Sunrun Installation Services, Inc. | None | JCP&L | Accepted | 2023-09-18 | 2023-10-09 | 2024-10-09 | Inverters | Delta Electronics | E4-TL-US | 3840 |  | 1 |  |  | 0.96 |  | Outdoor | Next To Meter
NJADRE1554675584 | Administratively Determined Incentive Program | Monroe | 8831 | 11 | 4.5 | Residential | Behind the Meter | Yes | Net Metered Residential | Sunrun Installation Services, Inc. | None | JCP&L | Accepted | 2023-09-18 | 2023-10-09 | 2024-10-09 | Solar Panels | Vikram Solar | VSMDHT.60.375.05 |  | 0.375 | 5 | 86 | 39 |  | Fixed | Roof
NJADRE1554675584 | Administratively Determined Incentive Program | Monroe | 8831 | 11 | 4.5 | Residential | Behind the Meter | Yes | Net Metered Residential | Sunrun Installation Services, Inc. | None | JCP&L | Accepted | 2023-09-18 | 2023-10-09 | 2024-10-09 | Solar Panels | Vikram Solar | VSMDHT.60.375.05 |  | 0.375 | 7 | 266 | 39 |  | Fixed | Roof
NJADRE1554675931 | Administratively Determined Incentive Program | East Rutherford | 7073 | 7 | 3.38 | Residential | Behind the Meter | No | Net Metered Residential | Sunrun Installation Services, Inc. | None | PSE&G | Accepted | 2023-09-18 | 2023-10-09 | 2024-10-09 | Inverters | SolarEdge Technologies | SE3800H-USMN | 3800 |  | 1 |  |  | 0.96 |  | Outdoor | Next To Meter
NJADRE1554675931 | Administratively Determined Incentive Program | East Rutherford | 7073 | 7 | 3.38 | Residential | Behind the Meter | No | Net Metered Residential | Sunrun Installation Services, Inc. | None | PSE&G | Accepted | 2023-09-18 | 2023-10-09 | 2024-10-09 | Solar Panels | Vikram Solar | VSMDHT.60.375.05 |  | 0.375 | 9 | 216 | 33 |  | Fixed | Roof
NJADRE1554676025 | Administratively Determined Incentive Program | PATERSON | 7513 | 6 | 6.48 | Residential | Behind the Meter | No | Net Metered Residential | Voltaic Solaire LLC | None | PSE&G | Accepted | 2023-09-18 | 2023-10-09 | 2024-10-09 | Inverters | Solar Edge | SE6000H-US | 6000 |  | 1 |  |  | 0.99 |  | Outside | Next to utility meter
NJADRE1554676025 | Administratively Determined Incentive Program | PATERSON | 7513 | 6 | 6.48 | Residential | Behind the Meter | No | Net Metered Residential | Voltaic Solaire LLC | None | PSE&G | Accepted | 2023-09-18 | 2023-10-09 | 2024-10-09 | Solar Panels | Hanwha Q.Cells | Q. Peak Duo 405W |  | 0.405 | 8 | 9 | 15 |  | Fixed | Roof
NJADRE1554676025 | Administratively Determined Incentive Program | PATERSON | 7513 | 6 | 6.48 | Residential | Behind the Meter | No | Net Metered Residential | Voltaic Solaire LLC | None | PSE&G | Accepted | 2023-09-18 | 2023-10-09 | 2024-10-09 | Solar Panels | Hanwha Q.Cells | Q. Peak Duo 405W |  | 0.405 | 8 | 189 | 15 |  | Fixed | Roof
NJADRE1554678812 | Administratively Determined Incentive Program | Neptune | 7753 | 17 | 5.2 | Residential | Behind the Meter | Yes | Net Metered Residential | SunnyMac LLC | None | JCP&L | Accepted | 2023-09-19 | 2023-10-09 | 2024-10-09 | Solar Panels | HANWHA | Q.PEAK DUO BLK ML-G10+400 |  | 0.4 | 13 | 126 | 18 |  | Fixed | Roof
NJADRE1554678812 | Administratively Determined Incentive Program | Neptune | 7753 | 17 | 5.2 | Residential | Behind the Meter | Yes | Net Metered Residential | SunnyMac LLC | None | JCP&L | Accepted | 2023-09-19 | 2023-10-09 | 2024-10-09 | Inverters | Solaredge | SE5000H-US | 5000 |  | 1 |  |  | 0.99 |  | Outdoor | NEXT TO METER
NJADRE1554678815 | Administratively Determined Incentive Program | Woodbury | 8096 | 15 | 8.51 | Residential | Behind the Meter | Yes | Net Metered Residential | Pro Custom Solar dba Momentum Solar | None | PSE&G | Accepted | 2023-09-19 | 2023-10-09 | 2024-10-09 | Inverters | Enphase | IQ8PLUS-72-2-US | 290 |  | 21 |  |  | 0.97 |  | Outdoor
NJADRE1554678815 | Administratively Determined Incentive Program | Woodbury | 8096 | 15 | 8.51 | Residential | Behind the Meter | Yes | Net Metered Residential | Pro Custom Solar dba Momentum Solar | None | PSE&G | Accepted | 2023-09-19 | 2023-10-09 | 2024-10-09 | Solar Panels | Hanwha | q.peak duo blk ML-g10+405 |  | 0.405 | 9 | 128 | 26 |  | Fixed | Roof
NJADRE1554678815 | Administratively Determined Incentive Program | Woodbury | 8096 | 15 | 8.51 | Residential | Behind the Meter | Yes | Net Metered Residential | Pro Custom Solar dba Momentum Solar | None | PSE&G | Accepted | 2023-09-19 | 2023-10-09 | 2024-10-09 | Solar Panels | Hanwha | q.peak duo blk ML-g10+405 |  | 0.405 | 12 | 308 | 26 |  | Fixed | Roof
NJADRE1554678829 | Administratively Determined Incentive Program | Teaneck Twp | 7666 | 7 | 5.88 | Residential | Behind the Meter | No | Net Metered Residential | EMT Renewables | None | PSE&G | Accepted | 2023-09-19 | 2023-10-10 | 2024-10-10 | Inverters | ENPHASE | IQ7x | 315 |  | 14 |  |  | 0.98 |  | Other | UNDER EACH PANEL
NJADRE1554678829 | Administratively Determined Incentive Program | Teaneck Twp | 7666 | 7 | 5.88 | Residential | Behind the Meter | No | Net Metered Residential | EMT Renewables | None | PSE&G | Accepted | 2023-09-19 | 2023-10-10 | 2024-10-10 | Solar Panels | REC ALPHA | REC 420 |  | 0.42 | 4 | 285 | 22 |  | Fixed | Roof
NJADRE1554678829 | Administratively Determined Incentive Program | Teaneck Twp | 7666 | 7 | 5.88 | Residential | Behind the Meter | No | Net Metered Residential | EMT Renewables | None | PSE&G | Accepted | 2023-09-19 | 2023-10-10 | 2024-10-10 | Solar Panels | REC ALPHA | REC 420 |  | 0.42 | 3 | 284 | 20 |  | Fixed | Roof
NJADRE1554678829 | Administratively Determined Incentive Program | Teaneck Twp | 7666 | 7 | 5.88 | Residential | Behind the Meter | No | Net Metered Residential | EMT Renewables | None | PSE&G | Accepted | 2023-09-19 | 2023-10-10 | 2024-10-10 | Solar Panels | REC ALPHA | REC 420 |  | 0.42 | 7 | 104 | 40 |  | Fixed | Roof
NJADRE1554678831 | Administratively Determined Incentive Program | Berlin | 8009 | 14 | 14.8 | Residential | Behind the Meter | Yes | Net Metered Residential | Vision Solar LLC | None | AC Electric | Accepted | 2023-09-19 | 2023-10-09 | 2024-10-09 | Inverters | SolarEdge | SE11400H-USRGM | 11 |  | 1 |  |  | 0.97 |  | Outdoor
NJADRE1554678831 | Administratively Determined Incentive Program | Berlin | 8009 | 14 | 14.8 | Residential | Behind the Meter | Yes | Net Metered Residential | Vision Solar LLC | None | AC Electric | Accepted | 2023-09-19 | 2023-10-09 | 2024-10-09 | Solar Panels | ZNSHINE SOLAR | ZXM6-NH120-370/M |  | 0.37 | 12 | 173 | 25 |  | Fixed | Roof
NJADRE1554678831 | Administratively Determined Incentive Program | Berlin | 8009 | 14 | 14.8 | Residential | Behind the Meter | Yes | Net Metered Residential | Vision Solar LLC | None | AC Electric | Accepted | 2023-09-19 | 2023-10-09 | 2024-10-09 | Solar Panels | ZNSHINE SOLAR | ZXM6-NH120-370/M |  | 0.37 | 18 | 173 | 24 |  | Fixed | Roof
NJADRE1554678831 | Administratively Determined Incentive Program | Berlin | 8009 | 14 | 14.8 | Residential | Behind the Meter | Yes | Net Metered Residential | Vision Solar LLC | None | AC Electric | Accepted | 2023-09-19 | 2023-10-09 | 2024-10-09 | Solar Panels | ZNSHINE SOLAR | ZXM6-NH120-370/M |  | 0.37 | 10 | 353 | 25 |  | Fixed | Roof
NJADRE1554678852 | Administratively Determined Incentive Program | Union | 7083 | 10 | 4.86 | Residential | Behind the Meter | Yes | Net Metered Residential | Pro Custom Solar dba Momentum Solar | None | PSE&G | Accepted | 2023-09-19 | 2023-10-10 | 2024-10-10 | Solar Panels | HANWHA | Â Q. PEAK DUO BLK-G10+405 |  | 0.405 | 12 | 232 | 14 |  | Fixed | Roof
NJADRE1554678852 | Administratively Determined Incentive Program | Union | 7083 | 10 | 4.86 | Residential | Behind the Meter | Yes | Net Metered Residential | Pro Custom Solar dba Momentum Solar | None | PSE&G | Accepted | 2023-09-19 | 2023-10-10 | 2024-10-10 | Inverters | ENPHASE | IQ8PLUS-72-2-US | 290 |  | 12 |  |  | 0.97 |  | Outdoor
NJADRE1554678861 | Administratively Determined Incentive Program | Elmwood Park Boro | 7407 | 7 | 8.4 | Residential | Behind the Meter | Yes | Net Metered Residential | EMT Renewables | None | PSE&G | Accepted | 2023-09-19 | 2023-10-09 | 2024-10-09 | Inverters | ENPHASE | IQ7x | 315 |  | 20 |  |  | 0.98 |  | Other | UNDER EACH PANEL
NJADRE1554678861 | Administratively Determined Incentive Program | Elmwood Park Boro | 7407 | 7 | 8.4 | Residential | Behind the Meter | Yes | Net Metered Residential | EMT Renewables | None | PSE&G | Accepted | 2023-09-19 | 2023-10-09 | 2024-10-09 | Solar Panels | REC ALPHA | REC 420 |  | 0.42 | 13 | 71 | 42 |  | Fixed | Roof
NJADRE1554678861 | Administratively Determined Incentive Program | Elmwood Park Boro | 7407 | 7 | 8.4 | Residential | Behind the Meter | Yes | Net Metered Residential | EMT Renewables | None | PSE&G | Accepted | 2023-09-19 | 2023-10-09 | 2024-10-09 | Solar Panels | REC ALPHA | REC 420 |  | 0.42 | 7 | 251 | 42 |  | Fixed | Roof
NJADRE1554678870 | Administratively Determined Incentive Program | Folsom | 8037 | 19 | 3 | Residential | Behind the Meter | Yes | Net Metered Residential | Sunrun Installation Services, Inc. | None | AC Electric | Accepted | 2023-09-19 | 2023-10-09 | 2024-10-09 | Inverters | SolarEdge Technologies | SE3800H-USMN | 3800 |  | 1 |  |  | 0.99 |  | Outdoor | Next to the meter
NJADRE1554678870 | Administratively Determined Incentive Program | Folsom | 8037 | 19 | 3 | Residential | Behind the Meter | Yes | Net Metered Residential | Sunrun Installation Services, Inc. | None | AC Electric | Accepted | 2023-09-19 | 2023-10-09 | 2024-10-09 | Solar Panels | Vikram Solar | VSMDHT.60.375.05 |  | 0.375 | 8 | 222 | 24 |  | Fixed | Roof
NJADRE1554678881 | Administratively Determined Incentive Program | Lincoln Park | 7035 | 3 | 9.72 | Residential | Behind the Meter | Yes | Net Metered Residential | Trinity Solar | None | JCP&L | Accepted | 2023-09-19 | 2023-10-09 | 2024-10-09 | Inverters | Solar Edge | SE7600H-US000BEi4 | 7600 |  | 1 |  |  | 0.97 |  | Outdoor
NJADRE1554678881 | Administratively Determined Incentive Program | Lincoln Park | 7035 | 3 | 9.72 | Residential | Behind the Meter | Yes | Net Metered Residential | Trinity Solar | None | JCP&L | Accepted | 2023-09-19 | 2023-10-09 | 2024-10-09 | Solar Panels | Hanwha | Q.PEAK DUO BLK ML-G10+ 405 |  | 0.405 | 13 | 82 | 23 |  | Fixed | Roof
NJADRE1554678881 | Administratively Determined Incentive Program | Lincoln Park | 7035 | 3 | 9.72 | Residential | Behind the Meter | Yes | Net Metered Residential | Trinity Solar | None | JCP&L | Accepted | 2023-09-19 | 2023-10-09 | 2024-10-09 | Solar Panels | Hanwha | Q.PEAK DUO BLK ML-G10+ 405 |  | 0.405 | 3 | 262 | 23 |  | Fixed | Roof
NJADRE1554678881 | Administratively Determined Incentive Program | Lincoln Park | 7035 | 3 | 9.72 | Residential | Behind the Meter | Yes | Net Metered Residential | Trinity Solar | None | JCP&L | Accepted | 2023-09-19 | 2023-10-09 | 2024-10-09 | Solar Panels | Hanwha | Q.PEAK DUO BLK ML-G10+ 405 |  | 0.405 | 8 | 262 | 23 |  | Fixed | Roof
NJADRE1554678892 | Administratively Determined Incentive Program | South Bound Brook Boro | 8880 | 5 | 8.63 | Residential | Behind the Meter | Yes | Net Metered Residential | Sunrun Installation Services, Inc. | None | PSE&G | Accepted | 2023-09-19 | 2023-10-09 | 2024-10-09 | Inverters | Delta Electronics | E6-TL-US | 6000 |  | 1 |  |  | 0.975 |  | Outdoor | next to meter
NJADRE1554678892 | Administratively Determined Incentive Program | South Bound Brook Boro | 8880 | 5 | 8.63 | Residential | Behind the Meter | Yes | Net Metered Residential | Sunrun Installation Services, Inc. | None | PSE&G | Accepted | 2023-09-19 | 2023-10-09 | 2024-10-09 | Solar Panels | Vikram Solar | VSMDHT.60.375.05 |  | 0.375 | 15 | 190 | 23 |  | Fixed | Roof
NJADRE1554678892 | Administratively Determined Incentive Program | South Bound Brook Boro | 8880 | 5 | 8.63 | Residential | Behind the Meter | Yes | Net Metered Residential | Sunrun Installation Services, Inc. | None | PSE&G | Accepted | 2023-09-19 | 2023-10-09 | 2024-10-09 | Solar Panels | Vikram Solar | VSMDHT.60.375.05 |  | 0.375 | 8 | 11 | 23 |  | Fixed | Roof
NJADRE1554678912 | Administratively Determined Incentive Program | Sewell | 8080 | 15 | 13.2 | Residential | Behind the Meter | Yes | Net Metered Residential | SunnyMac LLC | None | AC Electric | Accepted | 2023-09-19 | 2023-10-10 | 2024-10-10 | Solar Panels | HANWHA | Q.PEAK DUO BLK ML-G10+400 |  | 0.4 | 17 | 162 | 26 |  | Fixed | Roof
NJADRE1554678912 | Administratively Determined Incentive Program | Sewell | 8080 | 15 | 13.2 | Residential | Behind the Meter | Yes | Net Metered Residential | SunnyMac LLC | None | AC Electric | Accepted | 2023-09-19 | 2023-10-10 | 2024-10-10 | Solar Panels | HANWHA | Q.PEAK DUO BLK ML-G10+400 |  | 0.4 | 12 | 342 | 26 |  | Fixed | Roof
NJADRE1554678912 | Administratively Determined Incentive Program | Sewell | 8080 | 15 | 13.2 | Residential | Behind the Meter | Yes | Net Metered Residential | SunnyMac LLC | None | AC Electric | Accepted | 2023-09-19 | 2023-10-10 | 2024-10-10 | Solar Panels | HANWHA | Q.PEAK DUO BLK ML-G10+400 |  | 0.4 | 2 | 72 | 27 |  | Fixed | Roof
NJADRE1554678912 | Administratively Determined Incentive Program | Sewell | 8080 | 15 | 13.2 | Residential | Behind the Meter | Yes | Net Metered Residential | SunnyMac LLC | None | AC Electric | Accepted | 2023-09-19 | 2023-10-10 | 2024-10-10 | Solar Panels | HANWHA | Q.PEAK DUO BLK ML-G10+400 |  | 0.4 | 2 | 252 | 27 |  | Fixed | Roof
NJADRE1554678912 | Administratively Determined Incentive Program | Sewell | 8080 | 15 | 13.2 | Residential | Behind the Meter | Yes | Net Metered Residential | SunnyMac LLC | None | AC Electric | Accepted | 2023-09-19 | 2023-10-10 | 2024-10-10 | Inverters | Solaredge | SE10000H-US | 10000 |  | 1 |  |  | 0.99 |  | Outdoor | NEXT TO METER
NJADRE1554678914 | Administratively Determined Incentive Program | Willingboro Twp | 8046 | 13 | 9.32 | Residential | Behind the Meter | Yes | Net Metered Residential | EMT Renewables | None | PSE&G | Accepted | 2023-09-19 | 2023-10-10 | 2024-10-10 | Inverters | ENPHASE | IQ8+ | 290 |  | 23 |  |  | 0.98 |  | Other | UNDER EACH PANEL
NJADRE1554678914 | Administratively Determined Incentive Program | Willingboro Twp | 8046 | 13 | 9.32 | Residential | Behind the Meter | Yes | Net Metered Residential | EMT Renewables | None | PSE&G | Accepted | 2023-09-19 | 2023-10-10 | 2024-10-10 | Solar Panels | Q CELLS | Q PEAK DUO BLK |  | 0.405 | 4 | 211 | 23 |  | Fixed | Roof
NJADRE1554678914 | Administratively Determined Incentive Program | Willingboro Twp | 8046 | 13 | 9.32 | Residential | Behind the Meter | Yes | Net Metered Residential | EMT Renewables | None | PSE&G | Accepted | 2023-09-19 | 2023-10-10 | 2024-10-10 | Solar Panels | Q CELLS | Q PEAK DUO BLK |  | 0.405 | 19 | 210 | 42 |  | Fixed | Roof
NJADRE1554678928 | Administratively Determined Incentive Program | Lakewood | 8701 | 18 | 9.14 | Residential | Behind the Meter | Yes | Net Metered Residential | Kamtech Solar Solutions | None | JCP&L | Accepted | 2023-09-19 | 2023-10-10 | 2024-10-10 | Inverters | ENPHASE | IQ7HS | 384 |  | 21 |  |  | 0.97 |  | Outdoor | ROOFTOP
NJADRE1554678928 | Administratively Determined Incentive Program | Lakewood | 8701 | 18 | 9.14 | Residential | Behind the Meter | Yes | Net Metered Residential | Kamtech Solar Solutions | None | JCP&L | Accepted | 2023-09-19 | 2023-10-10 | 2024-10-10 | Solar Panels | SUNPOWER | SPR-M435-H-AC |  | 0.435 | 21 | 144 | 30 |  | Fixed | Roof
NJADRE1554678956 | Administratively Determined Incentive Program | Bargaintown | 8234 | 19 | 10.5 | Residential | Behind the Meter | No | Net Metered Residential | EMT Renewables | None | AC Electric | Accepted | 2023-09-19 | 2023-10-10 | 2024-10-10 | Inverters | ENPHASE | IQ7x | 315 |  | 25 |  |  | 0.98 |  | Other | UNDER EACH PANEL
NJADRE1554678956 | Administratively Determined Incentive Program | Bargaintown | 8234 | 19 | 10.5 | Residential | Behind the Meter | No | Net Metered Residential | EMT Renewables | None | AC Electric | Accepted | 2023-09-19 | 2023-10-10 | 2024-10-10 | Solar Panels | REC ALPHA | REC 420 |  | 0.42 | 14 | 222 | 38 |  | Fixed | Roof
NJADRE1554678956 | Administratively Determined Incentive Program | Bargaintown | 8234 | 19 | 10.5 | Residential | Behind the Meter | No | Net Metered Residential | EMT Renewables | None | AC Electric | Accepted | 2023-09-19 | 2023-10-10 | 2024-10-10 | Solar Panels | REC ALPHA | REC 420 |  | 0.42 | 11 | 42 | 38 |  | Fixed | Roof
NJADRE1554678961 | Administratively Determined Incentive Program | PLAINFIELD | 7063 | 10 | 4.05 | Residential | Behind the Meter | No | Net Metered Residential | Voltaic Solaire LLC | None | PSE&G | Accepted | 2023-09-19 | 2023-10-17 | 2024-10-17 | Inverters | Solar Edge | SE3800H-US | 3800 |  | 1 |  |  | 0.99 |  | Outside | Next to utility meter
NJADRE1554678961 | Administratively Determined Incentive Program | PLAINFIELD | 7063 | 10 | 4.05 | Residential | Behind the Meter | No | Net Metered Residential | Voltaic Solaire LLC | None | PSE&G | Accepted | 2023-09-19 | 2023-10-17 | 2024-10-17 | Solar Panels | Hanwha Q.Cells | Q. Peak Duo 405W |  | 0.405 | 5 | 310 | 30 |  | Fixed | Roof
NJADRE1554678961 | Administratively Determined Incentive Program | PLAINFIELD | 7063 | 10 | 4.05 | Residential | Behind the Meter | No | Net Metered Residential | Voltaic Solaire LLC | None | PSE&G | Accepted | 2023-09-19 | 2023-10-17 | 2024-10-17 | Solar Panels | Hanwha Q.Cells | Q. Peak Duo 405W |  | 0.405 | 5 | 130 | 30 |  | Fixed | Roof
NJADRE1554678983 | Administratively Determined Incentive Program | Livingston | 7039 | 9 | 4.46 | Residential | Behind the Meter | Yes | Net Metered Residential | Trinity Solar | None | PSE&G | Accepted | 2023-09-19 | 2023-10-10 | 2024-10-10 | Inverters | Solar Edge | SE3800H-US000BEi4 | 3800 |  | 1 |  |  | 0.97 |  | Outdoor
NJADRE1554678983 | Administratively Determined Incentive Program | Livingston | 7039 | 9 | 4.46 | Residential | Behind the Meter | Yes | Net Metered Residential | Trinity Solar | None | PSE&G | Accepted | 2023-09-19 | 2023-10-10 | 2024-10-10 | Solar Panels | HANWHA | Q.PEAK DUO BLK ML-G10+ 405 |  | 0.405 | 6 | 95 | 30 |  | Fixed | Roof
NJADRE1554678983 | Administratively Determined Incentive Program | Livingston | 7039 | 9 | 4.46 | Residential | Behind the Meter | Yes | Net Metered Residential | Trinity Solar | None | PSE&G | Accepted | 2023-09-19 | 2023-10-10 | 2024-10-10 | Solar Panels | HANWHA | Q.PEAK DUO BLK ML-G10+ 405 |  | 0.405 | 3 | 185 | 30 |  | Fixed | Roof
NJADRE1554678983 | Administratively Determined Incentive Program | Livingston | 7039 | 9 | 4.46 | Residential | Behind the Meter | Yes | Net Metered Residential | Trinity Solar | None | PSE&G | Accepted | 2023-09-19 | 2023-10-10 | 2024-10-10 | Solar Panels | HANWHA | Q.PEAK DUO BLK ML-G10+ 405 |  | 0.405 | 2 | 95 | 23 |  | Fixed | Roof
NJADRE1554678990 | Administratively Determined Incentive Program | Hackensack City | 7601 | 7 | 9.25 | Residential | Behind the Meter | No | Net Metered Residential | Vision Solar LLC | None | PSE&G | Accepted | 2023-09-19 | 2023-10-10 | 2024-10-10 | Inverters | Solar Edge | SE6000H- USRGM | 6000 |  | 1 |  |  | 0.97 |  | Outside
NJADRE1554678990 | Administratively Determined Incentive Program | Hackensack City | 7601 | 7 | 9.25 | Residential | Behind the Meter | No | Net Metered Residential | Vision Solar LLC | None | PSE&G | Accepted | 2023-09-19 | 2023-10-10 | 2024-10-10 | Solar Panels | ZNSHINE SOLAR | ZXM6-NH120-370/M |  | 0.37 | 12 | 128 | 40 |  | Fixed | Roof
NJADRE1554678990 | Administratively Determined Incentive Program | Hackensack City | 7601 | 7 | 9.25 | Residential | Behind the Meter | No | Net Metered Residential | Vision Solar LLC | None | PSE&G | Accepted | 2023-09-19 | 2023-10-10 | 2024-10-10 | Solar Panels | ZNSHINE SOLAR | ZXM6-NH120-370/M |  | 0.37 | 13 | 308 | 37 |  | Fixed | Roof
NJADRE1554679038 | Administratively Determined Incentive Program | Irvington Town | 7111 | 9 | 5.04 | Residential | Behind the Meter | No | Net Metered Residential | EMT Renewables | None | PSE&G | Accepted | 2023-09-19 | 2023-10-10 | 2024-10-10 | Inverters | ENPHASE | IQ7x | 315 |  | 12 |  |  | 0.98 |  | Other | UNDER EACH PANEL
NJADRE1554679038 | Administratively Determined Incentive Program | Irvington Town | 7111 | 9 | 5.04 | Residential | Behind the Meter | No | Net Metered Residential | EMT Renewables | None | PSE&G | Accepted | 2023-09-19 | 2023-10-10 | 2024-10-10 | Solar Panels | REC ALPHA | REC 420 |  | 0.42 | 5 | 212 | 46 |  | Fixed | Roof
NJADRE1554679038 | Administratively Determined Incentive Program | Irvington Town | 7111 | 9 | 5.04 | Residential | Behind the Meter | No | Net Metered Residential | EMT Renewables | None | PSE&G | Accepted | 2023-09-19 | 2023-10-10 | 2024-10-10 | Solar Panels | REC ALPHA | REC 420 |  | 0.42 | 4 | 32 | 46 |  | Fixed | Roof
NJADRE1554679038 | Administratively Determined Incentive Program | Irvington Town | 7111 | 9 | 5.04 | Residential | Behind the Meter | No | Net Metered Residential | EMT Renewables | None | PSE&G | Accepted | 2023-09-19 | 2023-10-10 | 2024-10-10 | Solar Panels | REC ALPHA | REC 420 |  | 0.42 | 3 | 302 | 1 |  | Fixed | Roof
NJADRE1554679060 | Administratively Determined Incentive Program | Hohokus | 7423 | 7 | 4.08 | Residential | Behind the Meter | No | Net Metered Residential | Tesla Energy Operations Inc | None | PSE&G | Accepted | 2023-09-19 | 2023-10-10 | 2024-10-10 | Solar Panels | Hanwha Q-CELLS | Q.Peak DUO BLK-G6+ 340 |  | 0.34 | 12 | 348 | 18 |  | Fixed | Roof
NJADRE1554679060 | Administratively Determined Incentive Program | Hohokus | 7423 | 7 | 4.08 | Residential | Behind the Meter | No | Net Metered Residential | Tesla Energy Operations Inc | None | PSE&G | Accepted | 2023-09-19 | 2023-10-10 | 2024-10-10 | Electric Storage Battery | Tesla | AC Powerwall 2.0 |  |  | 2 |  |  |  | Lithium Ion |  | INSIDE
NJADRE1554679060 | Administratively Determined Incentive Program | Hohokus | 7423 | 7 | 4.08 | Residential | Behind the Meter | No | Net Metered Residential | Tesla Energy Operations Inc | None | PSE&G | Accepted | 2023-09-19 | 2023-10-10 | 2024-10-10 | Inverters | SolarEdge Technologies | SE3800H-US | 7600 |  | 1 |  |  | 0.98 |  | Indoor
NJADRE1554679070 | Administratively Determined Incentive Program | PLAINFIELD | 7063 | 10 | 6.08 | Residential | Behind the Meter | No | Net Metered Residential | Voltaic Solaire LLC | None | PSE&G | Accepted | 2023-09-19 | 2023-10-10 | 2024-10-10 | Inverters | Solar Edge | SE6000H-US | 6000 |  | 1 |  |  | 0.99 |  | Outside
NJADRE1554679070 | Administratively Determined Incentive Program | PLAINFIELD | 7063 | 10 | 6.08 | Residential | Behind the Meter | No | Net Metered Residential | Voltaic Solaire LLC | None | PSE&G | Accepted | 2023-09-19 | 2023-10-10 | 2024-10-10 | Solar Panels | Hanwha Q.Cells | Q. Peak Duo 405W |  | 0.405 | 3 | 220 | 15 |  | Fixed | Roof
NJADRE1554679070 | Administratively Determined Incentive Program | PLAINFIELD | 7063 | 10 | 6.08 | Residential | Behind the Meter | No | Net Metered Residential | Voltaic Solaire LLC | None | PSE&G | Accepted | 2023-09-19 | 2023-10-10 | 2024-10-10 | Solar Panels | Hanwha Q.Cells | Q. Peak Duo 405W |  | 0.405 | 1 | 130 | 45 |  | Fixed | Roof
NJADRE1554679070 | Administratively Determined Incentive Program | PLAINFIELD | 7063 | 10 | 6.08 | Residential | Behind the Meter | No | Net Metered Residential | Voltaic Solaire LLC | None | PSE&G | Accepted | 2023-09-19 | 2023-10-10 | 2024-10-10 | Solar Panels | Hanwha Q.Cells | Q. Peak Duo 405W |  | 0.405 | 11 | 220 | 45 |  | Fixed | Roof
NJADRE1554679251 | Administratively Determined Incentive Program | Delran Twp | 8075 | 13 | 13.44 | Residential | Behind the Meter | Yes | Net Metered Residential | EMT Renewables | None | PSE&G | Accepted | 2023-09-19 | 2023-10-10 | 2024-10-10 | Inverters | ENPHASE | IQ7x | 315 |  | 32 |  |  | 0.98 |  | Other | UNDER EACH PANEL
NJADRE1554679251 | Administratively Determined Incentive Program | Delran Twp | 8075 | 13 | 13.44 | Residential | Behind the Meter | Yes | Net Metered Residential | EMT Renewables | None | PSE&G | Accepted | 2023-09-19 | 2023-10-10 | 2024-10-10 | Solar Panels | REC ALPHA | REC 420 |  | 0.42 | 10 | 213 | 31 |  | Fixed | Roof
NJADRE1554679251 | Administratively Determined Incentive Program | Delran Twp | 8075 | 13 | 13.44 | Residential | Behind the Meter | Yes | Net Metered Residential | EMT Renewables | None | PSE&G | Accepted | 2023-09-19 | 2023-10-10 | 2024-10-10 | Solar Panels | REC ALPHA | REC 420 |  | 0.42 | 22 | 33 | 31 |  | Fixed | Roof
NJADRE1554679343 | Administratively Determined Incentive Program | Ringwood | 7456 | 6 | 32.01 | Residential | Behind the Meter | No | Net Metered Residential | Geoscape Solar | None | Orange Rockland Electric | Accepted | 2023-09-19 | 2023-10-10 | 2024-10-10 | Solar Panels | Hanwha Q Cell | q peak duo xl-g10.3 |  | 0.485 | 15 | 340 | 5 |  | Fixed | Roof
NJADRE1554679343 | Administratively Determined Incentive Program | Ringwood | 7456 | 6 | 32.01 | Residential | Behind the Meter | No | Net Metered Residential | Geoscape Solar | None | Orange Rockland Electric | Accepted | 2023-09-19 | 2023-10-10 | 2024-10-10 | Solar Panels | Hanwha Q Cell | Q peak duo xl-g10.3 |  | 0.485 | 51 | 160 | 4 |  | Fixed | Roof
NJADRE1554679343 | Administratively Determined Incentive Program | Ringwood | 7456 | 6 | 32.01 | Residential | Behind the Meter | No | Net Metered Residential | Geoscape Solar | None | Orange Rockland Electric | Accepted | 2023-09-19 | 2023-10-10 | 2024-10-10 | Inverters | Solaredge | SE11400H-US | 11400 |  | 2 |  |  | 0.99 |  | Outside
NJADRE1554679348 | Administratively Determined Incentive Program | Belleville | 7109 | 9 | 9.32 | Residential | Behind the Meter | Yes | Net Metered Residential | Trinity Solar Inc. | None | PSE&G | Accepted | 2023-09-19 | 2023-10-10 | 2024-10-10 | Solar Panels | HANWHA 405 (Q.PEAK DUO BLK ML-G10+ 405) | HANWHA 405 (Q.PEAK DUO BLK ML-G10+ 405) |  | 0.405 | 12 | 19 | 43 |  | Fixed | Roof
NJADRE1554679348 | Administratively Determined Incentive Program | Belleville | 7109 | 9 | 9.32 | Residential | Behind the Meter | Yes | Net Metered Residential | Trinity Solar Inc. | None | PSE&G | Accepted | 2023-09-19 | 2023-10-10 | 2024-10-10 | Solar Panels | HANWHA 405 (Q.PEAK DUO BLK ML-G10+ 405) | HANWHA 405 (Q.PEAK DUO BLK ML-G10+ 405) |  | 0.405 | 9 | 199 | 43 |  | Fixed | Roof
NJADRE1554679348 | Administratively Determined Incentive Program | Belleville | 7109 | 9 | 9.32 | Residential | Behind the Meter | Yes | Net Metered Residential | Trinity Solar Inc. | None | PSE&G | Accepted | 2023-09-19 | 2023-10-10 | 2024-10-10 | Solar Panels | HANWHA 405 (Q.PEAK DUO BLK ML-G10+ 405) | HANWHA 405 (Q.PEAK DUO BLK ML-G10+ 405) |  | 0.405 | 2 | 289 | 23 |  | Fixed | Roof
NJADRE1554679348 | Administratively Determined Incentive Program | Belleville | 7109 | 9 | 9.32 | Residential | Behind the Meter | Yes | Net Metered Residential | Trinity Solar Inc. | None | PSE&G | Accepted | 2023-09-19 | 2023-10-10 | 2024-10-10 | Inverters | Solar Edge | SE7600H-US | 7600 |  | 1 |  |  | 0.97 |  | Outside
NJADRE1554679531 | Administratively Determined Incentive Program | MOUNT HOLLY TWP | 8060 | 13 | 8.82 | Residential | Behind the Meter | Yes | Net Metered Residential | Venture Solar | None | PSE&G | Accepted | 2023-09-19 | 2023-10-10 | 2024-10-10 | Solar Panels | REC | REC420AA Pure-R |  | 0.42 | 8 | 241 | 38 |  | Fixed | Roof
NJADRE1554679531 | Administratively Determined Incentive Program | MOUNT HOLLY TWP | 8060 | 13 | 8.82 | Residential | Behind the Meter | Yes | Net Metered Residential | Venture Solar | None | PSE&G | Accepted | 2023-09-19 | 2023-10-10 | 2024-10-10 | Solar Panels | REC | REC420AA Pure-R |  | 0.42 | 5 | 61 | 38 |  | Fixed | Roof
NJADRE1554679531 | Administratively Determined Incentive Program | MOUNT HOLLY TWP | 8060 | 13 | 8.82 | Residential | Behind the Meter | Yes | Net Metered Residential | Venture Solar | None | PSE&G | Accepted | 2023-09-19 | 2023-10-10 | 2024-10-10 | Solar Panels | REC | REC420AA Pure-R |  | 0.42 | 4 | 241 | 16 |  | Fixed | Roof
NJADRE1554679531 | Administratively Determined Incentive Program | MOUNT HOLLY TWP | 8060 | 13 | 8.82 | Residential | Behind the Meter | Yes | Net Metered Residential | Venture Solar | None | PSE&G | Accepted | 2023-09-19 | 2023-10-10 | 2024-10-10 | Solar Panels | REC | REC420AA Pure-R |  | 0.42 | 4 | 242 | 17 |  | Fixed | Roof
NJADRE1554679531 | Administratively Determined Incentive Program | MOUNT HOLLY TWP | 8060 | 13 | 8.82 | Residential | Behind the Meter | Yes | Net Metered Residential | Venture Solar | None | PSE&G | Accepted | 2023-09-19 | 2023-10-10 | 2024-10-10 | Inverters | EnPhase | IQ7X-96-2-US (240V) | 290 |  | 21 |  |  | 0.976 |  | Outdoor | Roof
NJADRE1554679590 | Administratively Determined Incentive Program | Woodbridge Twp | 7067 | 10 | 7.14 | Residential | Behind the Meter | No | Net Metered Residential | EMT Renewables | None | PSE&G | Accepted | 2023-09-19 | 2023-10-10 | 2024-10-10 | Inverters | ENPHASE | IQ7x | 315 |  | 17 |  |  | 0.98 |  | Other | UNDER EACH PANEL
NJADRE1554679590 | Administratively Determined Incentive Program | Woodbridge Twp | 7067 | 10 | 7.14 | Residential | Behind the Meter | No | Net Metered Residential | EMT Renewables | None | PSE&G | Accepted | 2023-09-19 | 2023-10-10 | 2024-10-10 | Solar Panels | REC ALPHA | REC 420 |  | 0.42 | 13 | 195 | 18 |  | Fixed | Roof
NJADRE1554679590 | Administratively Determined Incentive Program | Woodbridge Twp | 7067 | 10 | 7.14 | Residential | Behind the Meter | No | Net Metered Residential | EMT Renewables | None | PSE&G | Accepted | 2023-09-19 | 2023-10-10 | 2024-10-10 | Solar Panels | REC ALPHA | REC 420 |  | 0.42 | 4 | 105 | 19 |  | Fixed | Roof
NJADRE1554679597 | Administratively Determined Incentive Program | Hamilton Twp MER | 8619 | 12 | 6 | Residential | Behind the Meter | Yes | Net Metered Residential | Sunrun Installation Services, Inc. | None | PSE&G | Accepted | 2023-09-19 | 2023-10-10 | 2024-10-10 | Inverters | Delta Electronics | E6-TL-US | 6000 |  | 1 |  |  | 0.975 |  | Outdoor | next to meter
NJADRE1554679597 | Administratively Determined Incentive Program | Hamilton Twp MER | 8619 | 12 | 6 | Residential | Behind the Meter | Yes | Net Metered Residential | Sunrun Installation Services, Inc. | None | PSE&G | Accepted | 2023-09-19 | 2023-10-10 | 2024-10-10 | Solar Panels | Vikram Solar | VSMDHT.60.375.05 |  | 0.375 | 16 | 167 | 26 |  | Fixed | Roof
NJADRE1554679665 | Administratively Determined Incentive Program | Rahway | 7065 | 10 | 4.46 | Residential | Behind the Meter | Yes | Net Metered Residential | Pro Custom Solar dba Momentum Solar | None | PSE&G | Accepted | 2023-09-19 | 2023-10-10 | 2024-10-10 | Inverters | Enphase | IQ8PLUS-72-2-US | 290 |  | 11 |  |  | 0.97 |  | Outdoor
NJADRE1554679665 | Administratively Determined Incentive Program | Rahway | 7065 | 10 | 4.46 | Residential | Behind the Meter | Yes | Net Metered Residential | Pro Custom Solar dba Momentum Solar | None | PSE&G | Accepted | 2023-09-19 | 2023-10-10 | 2024-10-10 | Solar Panels | Hanwha | q.peak duo blk ML-g10+405 |  | 0.405 | 7 | 268 | 25 |  | Fixed | Roof
NJADRE1554679665 | Administratively Determined Incentive Program | Rahway | 7065 | 10 | 4.46 | Residential | Behind the Meter | Yes | Net Metered Residential | Pro Custom Solar dba Momentum Solar | None | PSE&G | Accepted | 2023-09-19 | 2023-10-10 | 2024-10-10 | Solar Panels | Hanwha | q.peak duo blk ML-g10+405 |  | 0.405 | 2 | 88 | 25 |  | Fixed | Roof
NJADRE1554679665 | Administratively Determined Incentive Program | Rahway | 7065 | 10 | 4.46 | Residential | Behind the Meter | Yes | Net Metered Residential | Pro Custom Solar dba Momentum Solar | None | PSE&G | Accepted | 2023-09-19 | 2023-10-10 | 2024-10-10 | Solar Panels | Hanwha | q.peak duo blk ML-g10+405 |  | 0.405 | 2 | 88 | 35 |  | Fixed | Roof
NJADRE1554679672 | Administratively Determined Incentive Program | Tuckerton | 8087 | 18 | 14.28 | Residential | Behind the Meter | Yes | Net Metered Residential | EMT Renewables | None | AC Electric | Accepted | 2023-09-19 | 2023-10-10 | 2024-10-10 | Inverters | ENPHASE | IQ7x | 315 |  | 34 |  |  | 0.98 |  | Other | UNDER EACH PANEL
NJADRE1554679672 | Administratively Determined Incentive Program | Tuckerton | 8087 | 18 | 14.28 | Residential | Behind the Meter | Yes | Net Metered Residential | EMT Renewables | None | AC Electric | Accepted | 2023-09-19 | 2023-10-10 | 2024-10-10 | Solar Panels | REC ALPHA | REC 420 |  | 0.42 | 34 | 117 | 40 |  | Fixed | Roof
NJADRE1554679697 | Administratively Determined Incentive Program | East Brunswick Twp | 8816 | 11 | 5.2 | Residential | Behind the Meter | No | Net Metered Residential | Tesla Energy Operations Inc | None | PSE&G | Accepted | 2023-09-19 | 2023-10-17 | 2024-10-17 | Solar Panels | Hanwha | Q.PEAK DUO BLK ML-G10+/TS 400 |  | 0.4 | 3 | 217 | 45 |  | Fixed | Roof
NJADRE1554679697 | Administratively Determined Incentive Program | East Brunswick Twp | 8816 | 11 | 5.2 | Residential | Behind the Meter | No | Net Metered Residential | Tesla Energy Operations Inc | None | PSE&G | Accepted | 2023-09-19 | 2023-10-17 | 2024-10-17 | Solar Panels | Hanwha | Q.PEAK DUO BLK ML-G10+/TS 400: |  | 0.4 | 10 | 307 | 45 |  | Fixed | Roof
NJADRE1554679697 | Administratively Determined Incentive Program | East Brunswick Twp | 8816 | 11 | 5.2 | Residential | Behind the Meter | No | Net Metered Residential | Tesla Energy Operations Inc | None | PSE&G | Accepted | 2023-09-19 | 2023-10-17 | 2024-10-17 | Inverters | Tesla | 1538000-45-A | 5000 |  | 1 |  |  | 0.986 |  | Indoor
NJADRE1554679705 | Administratively Determined Incentive Program | Hampton | 8827 | 4 | 17.01 | Residential | Behind the Meter | No | Net Metered Residential | EMT Renewables | None | JCP&L | Accepted | 2023-09-19 | 2023-10-10 | 2024-10-10 | Inverters | ENPHASE | IQ8+ | 290 |  | 42 |  |  | 0.98 |  | Other | UNDER EACH PANEL
NJADRE1554679705 | Administratively Determined Incentive Program | Hampton | 8827 | 4 | 17.01 | Residential | Behind the Meter | No | Net Metered Residential | EMT Renewables | None | JCP&L | Accepted | 2023-09-19 | 2023-10-10 | 2024-10-10 | Solar Panels | Q CELLS | Q PEAK DUO BLK |  | 0.405 | 24 | 137 | 35 |  | Fixed | Roof
NJADRE1554679705 | Administratively Determined Incentive Program | Hampton | 8827 | 4 | 17.01 | Residential | Behind the Meter | No | Net Metered Residential | EMT Renewables | None | JCP&L | Accepted | 2023-09-19 | 2023-10-10 | 2024-10-10 | Solar Panels | Q CELLS | Q PEAK DUO BLK |  | 0.405 | 10 | 137 | 37 |  | Fixed | Roof
NJADRE1554679705 | Administratively Determined Incentive Program | Hampton | 8827 | 4 | 17.01 | Residential | Behind the Meter | No | Net Metered Residential | EMT Renewables | None | JCP&L | Accepted | 2023-09-19 | 2023-10-10 | 2024-10-10 | Solar Panels | Q CELLS | Q PEAK DUO BLK |  | 0.405 | 8 | 137 | 35 |  | Fixed | Roof
NJADRE1554679792 | Administratively Determined Incentive Program | Paterson City | 7502 | 6 | 5.67 | Residential | Behind the Meter | Yes | Net Metered Residential | EMT Renewables | None | PSE&G | Accepted | 2023-09-19 | 2023-10-10 | 2024-10-10 | Inverters | ENPHASE | IQ8+ | 290 |  | 14 |  |  | 0.98 |  | Other | UNDER EACH PANEL
NJADRE1554679792 | Administratively Determined Incentive Program | Paterson City | 7502 | 6 | 5.67 | Residential | Behind the Meter | Yes | Net Metered Residential | EMT Renewables | None | PSE&G | Accepted | 2023-09-19 | 2023-10-10 | 2024-10-10 | Solar Panels | Q CELLS | Q PEAK DUO BLK |  | 0.405 | 12 | 140 | 40 |  | Fixed | Roof
NJADRE1554679792 | Administratively Determined Incentive Program | Paterson City | 7502 | 6 | 5.67 | Residential | Behind the Meter | Yes | Net Metered Residential | EMT Renewables | None | PSE&G | Accepted | 2023-09-19 | 2023-10-10 | 2024-10-10 | Solar Panels | Q CELLS | Q PEAK DUO BLK |  | 0.405 | 2 | 320 | 40 |  | Fixed | Roof
NJADRE1554679797 | Administratively Determined Incentive Program | Lodi Boro | 7644 | 7 | 5.18 | Residential | Behind the Meter | Yes | Net Metered Residential | Vision Solar LLC | None | PSE&G | Accepted | 2023-09-19 | 2023-10-10 | 2024-10-10 | Inverters | Solar Edge | SE3800H-USRGM | 4 |  | 1 |  |  | 0.97 |  | Outside
NJADRE1554679797 | Administratively Determined Incentive Program | Lodi Boro | 7644 | 7 | 5.18 | Residential | Behind the Meter | Yes | Net Metered Residential | Vision Solar LLC | None | PSE&G | Accepted | 2023-09-19 | 2023-10-10 | 2024-10-10 | Solar Panels | Znshine Solar | ZXM6-NH120-370/M |  | 0.37 | 3 | 218 | 25 |  | Fixed | Roof
NJADRE1554679797 | Administratively Determined Incentive Program | Lodi Boro | 7644 | 7 | 5.18 | Residential | Behind the Meter | Yes | Net Metered Residential | Vision Solar LLC | None | PSE&G | Accepted | 2023-09-19 | 2023-10-10 | 2024-10-10 | Solar Panels | Znshine Solar | ZXM6-NH120-370/M |  | 0.37 | 5 | 120 | 25 |  | Fixed | Roof
NJADRE1554679797 | Administratively Determined Incentive Program | Lodi Boro | 7644 | 7 | 5.18 | Residential | Behind the Meter | Yes | Net Metered Residential | Vision Solar LLC | None | PSE&G | Accepted | 2023-09-19 | 2023-10-10 | 2024-10-10 | Solar Panels | Znshine Solar | ZXM6-NH120-370/M |  | 0.37 | 6 | 218 | 26 |  | Fixed | Roof
NJADRE1554679802 | Administratively Determined Incentive Program | LAKEWOOD | 8701 | 18 | 10 | Residential | Behind the Meter | No | Net Metered Residential | Powerlutions | None | JCP&L | Accepted | 2023-09-19 | 2023-10-10 | 2024-10-10 | Solar Panels | Silfab | SIL-400 HC+ |  | 0.4 | 25 | 115 | 30 |  | Fixed | Roof
NJADRE1554679802 | Administratively Determined Incentive Program | LAKEWOOD | 8701 | 18 | 10 | Residential | Behind the Meter | No | Net Metered Residential | Powerlutions | None | JCP&L | Accepted | 2023-09-19 | 2023-10-10 | 2024-10-10 | Inverters | ENPHASE | IQ7PLUS-72-2-US | 290 |  | 25 |  |  | 0.98 |  | Outdoor
NJADRE1554680102 | Administratively Determined Incentive Program | Washington | 7882 | 2 | 7.03 | Residential | Behind the Meter | Yes | Net Metered Residential | Vision Solar LLC | None | JCP&L | Accepted | 2023-09-19 | 2023-10-18 | 2024-10-18 | Inverters | Solar Edge | SE6000H-USRGM | 6 |  | 1 |  |  | 0.97 |  | Outside
NJADRE1554680102 | Administratively Determined Incentive Program | Washington | 7882 | 2 | 7.03 | Residential | Behind the Meter | Yes | Net Metered Residential | Vision Solar LLC | None | JCP&L | Accepted | 2023-09-19 | 2023-10-18 | 2024-10-18 | Solar Panels | Znshine Solar | ZXM6-NH120-370/M |  | 0.37 | 19 | 158 | 25 |  | Fixed | Roof
NJADRE1554680183 | Administratively Determined Incentive Program | Pine Beach | 8741 | 18 | 2.94 | Residential | Behind the Meter | Yes | Net Metered Residential | EMT Renewables | None | JCP&L | Accepted | 2023-09-19 | 2023-10-10 | 2024-10-10 | Inverters | ENPHASE | IQ7x | 315 |  | 7 |  |  | 0.98 |  | Other | UNDER EACH PANEL
NJADRE1554680183 | Administratively Determined Incentive Program | Pine Beach | 8741 | 18 | 2.94 | Residential | Behind the Meter | Yes | Net Metered Residential | EMT Renewables | None | JCP&L | Accepted | 2023-09-19 | 2023-10-10 | 2024-10-10 | Solar Panels | REC ALPHA | REC 420 |  | 0.42 | 7 | 197 | 38 |  | Fixed | Roof
NJADRE1554680185 | Administratively Determined Incentive Program | Newark | 7107 | 9 | 7.29 | Residential | Behind the Meter | Yes | Net Metered Residential | Pro Custom Solar dba Momentum Solar | None | PSE&G | Accepted | 2023-09-19 | 2023-10-10 | 2024-10-10 | Inverters | Enphase | IQ8PLUS-72-2-US | 290 |  | 18 |  |  | 0.97 |  | Outdoor
NJADRE1554680185 | Administratively Determined Incentive Program | Newark | 7107 | 9 | 7.29 | Residential | Behind the Meter | Yes | Net Metered Residential | Pro Custom Solar dba Momentum Solar | None | PSE&G | Accepted | 2023-09-19 | 2023-10-10 | 2024-10-10 | Solar Panels | Hanwha | q.peak duo blk ML-g10+405 |  | 0.405 | 16 | 202 | 25 |  | Fixed | Roof
NJADRE1554680185 | Administratively Determined Incentive Program | Newark | 7107 | 9 | 7.29 | Residential | Behind the Meter | Yes | Net Metered Residential | Pro Custom Solar dba Momentum Solar | None | PSE&G | Accepted | 2023-09-19 | 2023-10-10 | 2024-10-10 | Solar Panels | Hanwha | q.peak duo blk ML-g10+405 |  | 0.405 | 2 | 22 | 25 |  | Fixed | Roof
NJADRE1554680236 | Administratively Determined Incentive Program | Wenonah | 8090 | 15 | 9 | Residential | Behind the Meter | Yes | Net Metered Residential | Sunrun Installation Services, Inc. | None | AC Electric | Accepted | 2023-09-19 | 2023-10-10 | 2024-10-10 | Inverters | SolarEdge Technologies | SE6000H-USSN | 6000 |  | 1 |  |  | 0.96 |  | Outdoor | Next To Meter
NJADRE1554680236 | Administratively Determined Incentive Program | Wenonah | 8090 | 15 | 9 | Residential | Behind the Meter | Yes | Net Metered Residential | Sunrun Installation Services, Inc. | None | AC Electric | Accepted | 2023-09-19 | 2023-10-10 | 2024-10-10 | Electric Storage Battery | Tesla | Powerwall 2 AC |  |  | 1 |  |  |  | Lithium Ion |  | inside
NJADRE1554680236 | Administratively Determined Incentive Program | Wenonah | 8090 | 15 | 9 | Residential | Behind the Meter | Yes | Net Metered Residential | Sunrun Installation Services, Inc. | None | AC Electric | Accepted | 2023-09-19 | 2023-10-10 | 2024-10-10 | Solar Panels | Vikram Solar | VSMDHT.60.375.05 |  | 0.375 | 10 | 201 | 8 |  | Fixed | Roof
NJADRE1554680236 | Administratively Determined Incentive Program | Wenonah | 8090 | 15 | 9 | Residential | Behind the Meter | Yes | Net Metered Residential | Sunrun Installation Services, Inc. | None | AC Electric | Accepted | 2023-09-19 | 2023-10-10 | 2024-10-10 | Solar Panels | Vikram Solar | VSMDHT.60.375.05 |  | 0.375 | 14 | 201 | 35 |  | Fixed | Roof
NJADRE1554680240 | Administratively Determined Incentive Program | East Orange City | 7017 | 9 | 3.96 | Residential | Behind the Meter | No | Net Metered Residential | Bright Planet Solar | None | PSE&G | Accepted | 2023-09-19 | 2023-10-10 | 2024-10-10 | Inverters | Solar Edge | SE3000H-USRGM | 3000 |  | 1 |  |  | 0.98 |  | Outdoor | OUTSIDE
NJADRE1554680240 | Administratively Determined Incentive Program | East Orange City | 7017 | 9 | 3.96 | Residential | Behind the Meter | No | Net Metered Residential | Bright Planet Solar | None | PSE&G | Accepted | 2023-09-19 | 2023-10-10 | 2024-10-10 | Solar Panels | LONGI | LR4-60HPB-360M |  | 0.36 | 8 | 217 | 40 |  | Fixed | Roof
NJADRE1554680240 | Administratively Determined Incentive Program | East Orange City | 7017 | 9 | 3.96 | Residential | Behind the Meter | No | Net Metered Residential | Bright Planet Solar | None | PSE&G | Accepted | 2023-09-19 | 2023-10-10 | 2024-10-10 | Solar Panels | LONGI | LR4-60HPB-360M |  | 0.36 | 3 | 217 | 18 |  | Fixed | Roof
NJADRE1554680253 | Administratively Determined Incentive Program | East Orange City | 7017 | 9 | 6.75 | Residential | Behind the Meter | Yes | Net Metered Residential | Sunrun Installation Services, Inc. | None | PSE&G | Accepted | 2023-09-19 | 2023-10-10 | 2024-10-10 | Inverters | Delta Electronics | E6-TL-US | 6000 |  | 1 |  |  | 0.975 |  | Outdoor | next to meter
NJADRE1554680253 | Administratively Determined Incentive Program | East Orange City | 7017 | 9 | 6.75 | Residential | Behind the Meter | Yes | Net Metered Residential | Sunrun Installation Services, Inc. | None | PSE&G | Accepted | 2023-09-19 | 2023-10-10 | 2024-10-10 | Solar Panels | Vikram Solar | VSMDHT.60.375.05 |  | 0.375 | 18 | 211 | 35 |  | Fixed | Roof
NJADRE1554680258 | Administratively Determined Incentive Program | Bridgewater TWP | 8807 | 5 | 137.28 | Commercial | Behind the Meter | No | Small Net-Metered Non-Residential located on Rooftop, Carport, Canopy and Floating Solar | SEA BRIGHT SOLAR, LLC | None | PSE&G | Accepted | 2023-09-19 | 2023-10-10 | 2024-10-10 | Solar Panels | SunPower | SPR-E20-330-COM |  | 0.33 | 113 | 262 | 10 |  | Fixed | Roof
NJADRE1554680258 | Administratively Determined Incentive Program | Bridgewater TWP | 8807 | 5 | 137.28 | Commercial | Behind the Meter | No | Small Net-Metered Non-Residential located on Rooftop, Carport, Canopy and Floating Solar | SEA BRIGHT SOLAR, LLC | None | PSE&G | Accepted | 2023-09-19 | 2023-10-10 | 2024-10-10 | Solar Panels | SunPower | SPR-E20-330-COM |  | 0.33 | 113 | 82 | 10 |  | Fixed | Roof
NJADRE1554680258 | Administratively Determined Incentive Program | Bridgewater TWP | 8807 | 5 | 137.28 | Commercial | Behind the Meter | No | Small Net-Metered Non-Residential located on Rooftop, Carport, Canopy and Floating Solar | SEA BRIGHT SOLAR, LLC | None | PSE&G | Accepted | 2023-09-19 | 2023-10-10 | 2024-10-10 | Solar Panels | SunPower | SPR-E20-330-COM |  | 0.33 | 95 | 292 | 10 |  | Fixed | Roof
NJADRE1554680258 | Administratively Determined Incentive Program | Bridgewater TWP | 8807 | 5 | 137.28 | Commercial | Behind the Meter | No | Small Net-Metered Non-Residential located on Rooftop, Carport, Canopy and Floating Solar | SEA BRIGHT SOLAR, LLC | None | PSE&G | Accepted | 2023-09-19 | 2023-10-10 | 2024-10-10 | Solar Panels | SunPower | SPR-E20-330-COM |  | 0.33 | 95 | 112 | 10 |  | Fixed | Roof
NJADRE1554680258 | Administratively Determined Incentive Program | Bridgewater TWP | 8807 | 5 | 137.28 | Commercial | Behind the Meter | No | Small Net-Metered Non-Residential located on Rooftop, Carport, Canopy and Floating Solar | SEA BRIGHT SOLAR, LLC | None | PSE&G | Accepted | 2023-09-19 | 2023-10-10 | 2024-10-10 | Inverters | SMA AMERICA | STP CORE1 50-US | 50000 |  | 2 |  |  | 0.975 |  | Outdoor | Roof
NJADRE1554680273 | Administratively Determined Incentive Program | Trenton City | 8618 | 12 | 3.24 | Residential | Behind the Meter | Yes | Net Metered Residential | Bright Planet Solar | None | PSE&G | Accepted | 2023-09-19 | 2023-10-10 | 2024-10-10 | Inverters | Solar Edge | SE3000H-USRGM | 3000 |  | 1 |  |  | 0.98 |  | Outdoor | OUTSIDE
NJADRE1554680273 | Administratively Determined Incentive Program | Trenton City | 8618 | 12 | 3.24 | Residential | Behind the Meter | Yes | Net Metered Residential | Bright Planet Solar | None | PSE&G | Accepted | 2023-09-19 | 2023-10-10 | 2024-10-10 | Solar Panels | LONGI | LR4-60HPB-360M |  | 0.36 | 1 | 128 | 27 |  | Fixed | Roof
NJADRE1554680273 | Administratively Determined Incentive Program | Trenton City | 8618 | 12 | 3.24 | Residential | Behind the Meter | Yes | Net Metered Residential | Bright Planet Solar | None | PSE&G | Accepted | 2023-09-19 | 2023-10-10 | 2024-10-10 | Solar Panels | LONGI | LR4-60HPB-360M |  | 0.36 | 1 | 128 | 27 |  | Fixed | Roof
NJADRE1554680273 | Administratively Determined Incentive Program | Trenton City | 8618 | 12 | 3.24 | Residential | Behind the Meter | Yes | Net Metered Residential | Bright Planet Solar | None | PSE&G | Accepted | 2023-09-19 | 2023-10-10 | 2024-10-10 | Solar Panels | LONGI | LR4-60HPB-360M |  | 0.36 | 2 | 217 | 30 |  | Fixed | Roof
NJADRE1554680273 | Administratively Determined Incentive Program | Trenton City | 8618 | 12 | 3.24 | Residential | Behind the Meter | Yes | Net Metered Residential | Bright Planet Solar | None | PSE&G | Accepted | 2023-09-19 | 2023-10-10 | 2024-10-10 | Solar Panels | LONGI | LR4-60HPB-360M |  | 0.36 | 2 | 218 | 30 |  | Fixed | Roof
NJADRE1554680273 | Administratively Determined Incentive Program | Trenton City | 8618 | 12 | 3.24 | Residential | Behind the Meter | Yes | Net Metered Residential | Bright Planet Solar | None | PSE&G | Accepted | 2023-09-19 | 2023-10-10 | 2024-10-10 | Solar Panels | LONGI | LR4-60HPB-360M |  | 0.36 | 3 | 38 | 30 |  | Fixed | Roof
NJADRE1554683145 | Administratively Determined Incentive Program | Willingboro, | 8046 | 13 | 6.4 | Residential | Behind the Meter | Yes | Net Metered Residential | Suntuity Solar LLC | None | PSE&G | Accepted | 2023-09-20 | 2023-10-10 | 2024-10-10 | Inverters | ENPHASE | IQ8PLUS-72-2-US | 290 |  | 16 |  |  | 0.97 |  | Outdoor | Behind the PV modules
NJADRE1554683145 | Administratively Determined Incentive Program | Willingboro, | 8046 | 13 | 6.4 | Residential | Behind the Meter | Yes | Net Metered Residential | Suntuity Solar LLC | None | PSE&G | Accepted | 2023-09-20 | 2023-10-10 | 2024-10-10 | Solar Panels | CANADIANSOLAR | CS6R-400MS-HL |  | 0.4 | 16 | 238 | 27 |  | Fixed | Roof
NJADRE1554683146 | Administratively Determined Incentive Program | Plainfield | 7063 | 10 | 9.6 | Residential | Behind the Meter | Yes | Net Metered Residential | Suntuity Solar LLC | None | PSE&G | Accepted | 2023-09-20 | 2023-10-11 | 2024-10-11 | Inverters | ENPHASE | IQ8PLUS-72-2-US | 290 |  | 24 |  |  | 0.97 |  | Outdoor | Behind the PV modules
NJADRE1554683146 | Administratively Determined Incentive Program | Plainfield | 7063 | 10 | 9.6 | Residential | Behind the Meter | Yes | Net Metered Residential | Suntuity Solar LLC | None | PSE&G | Accepted | 2023-09-20 | 2023-10-11 | 2024-10-11 | Solar Panels | CANADIANSOLAR | CS6R-400MS-HL |  | 0.4 | 14 | 129 | 34 |  | Fixed | Roof
NJADRE1554683146 | Administratively Determined Incentive Program | Plainfield | 7063 | 10 | 9.6 | Residential | Behind the Meter | Yes | Net Metered Residential | Suntuity Solar LLC | None | PSE&G | Accepted | 2023-09-20 | 2023-10-11 | 2024-10-11 | Solar Panels | CANADIANSOLAR | CS6R-400MS-HL |  | 0.4 | 10 | 309 | 34 |  | Fixed | Roof
NJADRE1554683149 | Administratively Determined Incentive Program | Piscataway Township | 8854 | 11 | 13.5 | Residential | Behind the Meter | Yes | Net Metered Residential | Sunrun Installation Services, Inc. | None | PSE&G | Accepted | 2023-09-20 | 2023-10-10 | 2024-10-10 | Electric Storage Battery | Tesla | Powerwall 2 AC |  |  | 2 |  |  |  | Lithium Ion |  | outside
NJADRE1554683149 | Administratively Determined Incentive Program | Piscataway Township | 8854 | 11 | 13.5 | Residential | Behind the Meter | Yes | Net Metered Residential | Sunrun Installation Services, Inc. | None | PSE&G | Accepted | 2023-09-20 | 2023-10-10 | 2024-10-10 | Inverters | SolarEdge Technologies | SE10000H-USSN | 10000 |  | 1 |  |  | 0.96 |  | Outdoor | Next To Meter
NJADRE1554683149 | Administratively Determined Incentive Program | Piscataway Township | 8854 | 11 | 13.5 | Residential | Behind the Meter | Yes | Net Metered Residential | Sunrun Installation Services, Inc. | None | PSE&G | Accepted | 2023-09-20 | 2023-10-10 | 2024-10-10 | Solar Panels | Vikram Solar | VSMDHT.60.375.05 |  | 0.375 | 8 | 83 | 23 |  | Fixed | Roof
NJADRE1554683149 | Administratively Determined Incentive Program | Piscataway Township | 8854 | 11 | 13.5 | Residential | Behind the Meter | Yes | Net Metered Residential | Sunrun Installation Services, Inc. | None | PSE&G | Accepted | 2023-09-20 | 2023-10-10 | 2024-10-10 | Solar Panels | Vikram Solar | VSMDHT.60.375.05 |  | 0.375 | 3 | 83 | 23 |  | Fixed | Roof
NJADRE1554683149 | Administratively Determined Incentive Program | Piscataway Township | 8854 | 11 | 13.5 | Residential | Behind the Meter | Yes | Net Metered Residential | Sunrun Installation Services, Inc. | None | PSE&G | Accepted | 2023-09-20 | 2023-10-10 | 2024-10-10 | Solar Panels | Vikram Solar | VSMDHT.60.375.05 |  | 0.375 | 5 | 355 | 23 |  | Fixed | Roof
NJADRE1554683149 | Administratively Determined Incentive Program | Piscataway Township | 8854 | 11 | 13.5 | Residential | Behind the Meter | Yes | Net Metered Residential | Sunrun Installation Services, Inc. | None | PSE&G | Accepted | 2023-09-20 | 2023-10-10 | 2024-10-10 | Solar Panels | Vikram Solar | VSMDHT.60.375.05 |  | 0.375 | 4 | 171 | 23 |  | Fixed | Roof
NJADRE1554683149 | Administratively Determined Incentive Program | Piscataway Township | 8854 | 11 | 13.5 | Residential | Behind the Meter | Yes | Net Metered Residential | Sunrun Installation Services, Inc. | None | PSE&G | Accepted | 2023-09-20 | 2023-10-10 | 2024-10-10 | Solar Panels | Vikram Solar | VSMDHT.60.375.05 |  | 0.375 | 4 | 172 | 23 |  | Fixed | Roof
NJADRE1554683149 | Administratively Determined Incentive Program | Piscataway Township | 8854 | 11 | 13.5 | Residential | Behind the Meter | Yes | Net Metered Residential | Sunrun Installation Services, Inc. | None | PSE&G | Accepted | 2023-09-20 | 2023-10-10 | 2024-10-10 | Solar Panels | Vikram Solar | VSMDHT.60.375.05 |  | 0.375 | 8 | 263 | 23 |  | Fixed | Roof
NJADRE1554683149 | Administratively Determined Incentive Program | Piscataway Township | 8854 | 11 | 13.5 | Residential | Behind the Meter | Yes | Net Metered Residential | Sunrun Installation Services, Inc. | None | PSE&G | Accepted | 2023-09-20 | 2023-10-10 | 2024-10-10 | Solar Panels | Vikram Solar | VSMDHT.60.375.05 |  | 0.375 | 4 | 262 | 22 |  | Fixed | Roof
NJADRE1554683158 | Administratively Determined Incentive Program | Wayne, New Jersey | 7470 | 6 | 12.4 | Residential | Behind the Meter | No | Net Metered Residential | Suntuity Solar LLC | None | PSE&G | Accepted | 2023-09-20 | 2023-10-11 | 2024-10-11 | Inverters | (31) HOYMILES | HM-300NT | 295 |  | 31 |  |  | 0.97 |  | Outdoor | Behind the PV modules
NJADRE1554683158 | Administratively Determined Incentive Program | Wayne, New Jersey | 7470 | 6 | 12.4 | Residential | Behind the Meter | No | Net Metered Residential | Suntuity Solar LLC | None | PSE&G | Accepted | 2023-09-20 | 2023-10-11 | 2024-10-11 | Solar Panels | (31) CANADIAN | SOLAR CS6R-400MS-HL |  | 0.4 | 31 | 245 | 25 |  | Fixed | Roof
NJADRE1554683194 | Administratively Determined Incentive Program | Cherry Hill | 8003 | 14 | 16 | Residential | Behind the Meter | No | Net Metered Residential | Tesla Energy Operations Inc | None | PSE&G | Accepted | 2023-09-20 | 2023-10-10 | 2024-10-10 | Solar Panels | Hanwha | Q.PEAK DUO BLK ML-G10+/TS 400: |  | 0.4 | 17 | 345 | 30 |  | Fixed | Roof
NJADRE1554683194 | Administratively Determined Incentive Program | Cherry Hill | 8003 | 14 | 16 | Residential | Behind the Meter | No | Net Metered Residential | Tesla Energy Operations Inc | None | PSE&G | Accepted | 2023-09-20 | 2023-10-10 | 2024-10-10 | Solar Panels | Hanwha | Q.PEAK DUO BLK ML-G10+/TS 400: |  | 0.4 | 20 | 345 | 30 |  | Fixed | Roof
NJADRE1554683194 | Administratively Determined Incentive Program | Cherry Hill | 8003 | 14 | 16 | Residential | Behind the Meter | No | Net Metered Residential | Tesla Energy Operations Inc | None | PSE&G | Accepted | 2023-09-20 | 2023-10-10 | 2024-10-10 | Solar Panels | Hanwha | Q.PEAK DUO BLK ML-G10+/TS 400 |  | 0.4 | 3 | 165 | 30 |  | Fixed | Roof
NJADRE1554683194 | Administratively Determined Incentive Program | Cherry Hill | 8003 | 14 | 16 | Residential | Behind the Meter | No | Net Metered Residential | Tesla Energy Operations Inc | None | PSE&G | Accepted | 2023-09-20 | 2023-10-10 | 2024-10-10 | Inverters | Tesla | 1538000-45-A | 5000 |  | 2 |  |  | 0.986 |  | Outdoor
NJADRE1554683196 | Administratively Determined Incentive Program | Bergenfield | 7621 | 7 | 4.74 | Residential | Behind the Meter | Yes | Net Metered Residential | Sunrun Installation Services, Inc. | None | PSE&G | Accepted | 2023-09-20 | 2023-10-10 | 2024-10-10 | Electric Storage Battery | Tesla | Powerwall 2 AC |  |  | 1 |  |  |  | Lithium Ion |  | outside
NJADRE1554683196 | Administratively Determined Incentive Program | Bergenfield | 7621 | 7 | 4.74 | Residential | Behind the Meter | Yes | Net Metered Residential | Sunrun Installation Services, Inc. | None | PSE&G | Accepted | 2023-09-20 | 2023-10-10 | 2024-10-10 | Inverters | SolarEdge Technologies | SE3800H-USMN | 3800 |  | 1 |  |  | 0.96 |  | Outdoor | Next To Meter
NJADRE1554683196 | Administratively Determined Incentive Program | Bergenfield | 7621 | 7 | 4.74 | Residential | Behind the Meter | Yes | Net Metered Residential | Sunrun Installation Services, Inc. | None | PSE&G | Accepted | 2023-09-20 | 2023-10-10 | 2024-10-10 | Solar Panels | Trina Solar | TSM-395DE09C.07 |  | 0.395 | 9 | 272 | 23 |  | Fixed | Roof
NJADRE1554683196 | Administratively Determined Incentive Program | Bergenfield | 7621 | 7 | 4.74 | Residential | Behind the Meter | Yes | Net Metered Residential | Sunrun Installation Services, Inc. | None | PSE&G | Accepted | 2023-09-20 | 2023-10-10 | 2024-10-10 | Solar Panels | Trina Solar | TSM-395DE09C.07 |  | 0.395 | 3 | 272 | 23 |  | Fixed | Roof
NJADRE1554683223 | Administratively Determined Incentive Program | VOORHEES | 8043 | 14 | 3.24 | Residential | Behind the Meter | Yes | Net Metered Residential | Pro Custom Solar dba Momentum Solar | None | PSE&G | Accepted | 2023-09-20 | 2023-10-10 | 2024-10-10 | Solar Panels | hanwha | Â Q. PEAK DUO BLK-G10+405 |  | 0.405 | 8 | 178 | 23 |  | Fixed | Roof
NJADRE1554683223 | Administratively Determined Incentive Program | VOORHEES | 8043 | 14 | 3.24 | Residential | Behind the Meter | Yes | Net Metered Residential | Pro Custom Solar dba Momentum Solar | None | PSE&G | Accepted | 2023-09-20 | 2023-10-10 | 2024-10-10 | Inverters | enphase | IQ8PLUS-72-2-US | 290 |  | 8 |  |  | 0.97 |  | Outdoor
NJADRE1554683274 | Administratively Determined Incentive Program | Woodbridge Twp | 8863 | 11 | 6.75 | Residential | Behind the Meter | Yes | Net Metered Residential | Sunrun Installation Services, Inc. | None | PSE&G | Accepted | 2023-09-20 | 2023-10-10 | 2024-10-10 | Inverters | SolarEdge Technologies | SE6000H-USSN | 6000 |  | 1 |  |  | 0.99 |  | Outdoor | Next to the meter
NJADRE1554683274 | Administratively Determined Incentive Program | Woodbridge Twp | 8863 | 11 | 6.75 | Residential | Behind the Meter | Yes | Net Metered Residential | Sunrun Installation Services, Inc. | None | PSE&G | Accepted | 2023-09-20 | 2023-10-10 | 2024-10-10 | Solar Panels | Vikram Solar | VSMDHT.60.375.05 |  | 0.375 | 3 | 255 | 16 |  | Fixed | Roof
NJADRE1554683274 | Administratively Determined Incentive Program | Woodbridge Twp | 8863 | 11 | 6.75 | Residential | Behind the Meter | Yes | Net Metered Residential | Sunrun Installation Services, Inc. | None | PSE&G | Accepted | 2023-09-20 | 2023-10-10 | 2024-10-10 | Solar Panels | Vikram Solar | VSMDHT.60.375.05 |  | 0.375 | 6 | 75 | 31 |  | Fixed | Roof
NJADRE1554683274 | Administratively Determined Incentive Program | Woodbridge Twp | 8863 | 11 | 6.75 | Residential | Behind the Meter | Yes | Net Metered Residential | Sunrun Installation Services, Inc. | None | PSE&G | Accepted | 2023-09-20 | 2023-10-10 | 2024-10-10 | Solar Panels | Vikram Solar | VSMDHT.60.375.05 |  | 0.375 | 4 | 164 | 30 |  | Fixed | Roof
NJADRE1554683274 | Administratively Determined Incentive Program | Woodbridge Twp | 8863 | 11 | 6.75 | Residential | Behind the Meter | Yes | Net Metered Residential | Sunrun Installation Services, Inc. | None | PSE&G | Accepted | 2023-09-20 | 2023-10-10 | 2024-10-10 | Solar Panels | Vikram Solar | VSMDHT.60.375.05 |  | 0.375 | 5 | 255 | 31 |  | Fixed | Roof
NJADRE1554683284 | Administratively Determined Incentive Program | IRVINGTON | 7111 | 9 | 4.86 | Residential | Behind the Meter | Yes | Net Metered Residential | Big Wave Roofing and Solar LLC | None | PSE&G | Accepted | 2023-09-20 | 2023-10-12 | 2024-10-12 | Inverters | Enphase Energy Inc | IQ7A-72-2-US | 290 |  | 12 |  |  | 0.98 |  | Outside
NJADRE1554683284 | Administratively Determined Incentive Program | IRVINGTON | 7111 | 9 | 4.86 | Residential | Behind the Meter | Yes | Net Metered Residential | Big Wave Roofing and Solar LLC | None | PSE&G | Accepted | 2023-09-20 | 2023-10-12 | 2024-10-12 | Solar Panels | Qcells | Q.PEAK DUO BLK ML-G10+ 405 |  | 0.405 | 7 | 205 | 38 |  | Fixed | Roof
NJADRE1554683284 | Administratively Determined Incentive Program | IRVINGTON | 7111 | 9 | 4.86 | Residential | Behind the Meter | Yes | Net Metered Residential | Big Wave Roofing and Solar LLC | None | PSE&G | Accepted | 2023-09-20 | 2023-10-12 | 2024-10-12 | Solar Panels | Qcells | Q.PEAK DUO BLK ML-G10+ 405 |  | 0.405 | 4 | 25 | 38 |  | Fixed | Roof
NJADRE1554683284 | Administratively Determined Incentive Program | IRVINGTON | 7111 | 9 | 4.86 | Residential | Behind the Meter | Yes | Net Metered Residential | Big Wave Roofing and Solar LLC | None | PSE&G | Accepted | 2023-09-20 | 2023-10-12 | 2024-10-12 | Solar Panels | Qcells | Q.PEAK DUO BLK ML-G10+ 405 |  | 0.405 | 1 | 115 | 38 |  | Fixed | Roof
NJADRE1554683342 | Administratively Determined Incentive Program | Teaneck | 7666 | 7 | 5.67 | Residential | Behind the Meter | Yes | Net Metered Residential | Skyline Solar LLC | None | PSE&G | Accepted | 2023-09-20 | 2023-10-11 | 2024-10-11 | Solar Panels | Q CELLS | Q.PEAK DUO BLK ML-G10+ |  | 0.405 | 6 | 207 | 30 |  | Fixed | Roof
NJADRE1554683342 | Administratively Determined Incentive Program | Teaneck | 7666 | 7 | 5.67 | Residential | Behind the Meter | Yes | Net Metered Residential | Skyline Solar LLC | None | PSE&G | Accepted | 2023-09-20 | 2023-10-11 | 2024-10-11 | Solar Panels | Q CELLS | Q.PEAK DUO BLK ML-G10+ |  | 0.405 | 8 | 27 | 30 |  | Fixed | Roof
NJADRE1554683342 | Administratively Determined Incentive Program | Teaneck | 7666 | 7 | 5.67 | Residential | Behind the Meter | Yes | Net Metered Residential | Skyline Solar LLC | None | PSE&G | Accepted | 2023-09-20 | 2023-10-11 | 2024-10-11 | Inverters | SOLAREDGE | SE3800H-US | 3800 |  | 1 |  |  | 0.992 |  | Outdoor
NJADRE1554683370 | Administratively Determined Incentive Program | Trenton | 8610 | 12 | 6.08 | Residential | Behind the Meter | Yes | Net Metered Residential | Pro Custom Solar dba Momentum Solar | None | PSE&G | Accepted | 2023-09-20 | 2023-10-10 | 2024-10-10 | Inverters | Enphase | IQ8PLUS-72-2-US | 290 |  | 15 |  |  | 0.97 |  | Outdoor
NJADRE1554683370 | Administratively Determined Incentive Program | Trenton | 8610 | 12 | 6.08 | Residential | Behind the Meter | Yes | Net Metered Residential | Pro Custom Solar dba Momentum Solar | None | PSE&G | Accepted | 2023-09-20 | 2023-10-10 | 2024-10-10 | Solar Panels | Hanwha | q.peak duo blk ML-g10+405 |  | 0.405 | 6 | 203 | 22 |  | Fixed | Roof
NJADRE1554683370 | Administratively Determined Incentive Program | Trenton | 8610 | 12 | 6.08 | Residential | Behind the Meter | Yes | Net Metered Residential | Pro Custom Solar dba Momentum Solar | None | PSE&G | Accepted | 2023-09-20 | 2023-10-10 | 2024-10-10 | Solar Panels | Hanwha | q.peak duo blk ML-g10+405 |  | 0.405 | 6 | 23 | 23 |  | Fixed | Roof
NJADRE1554683370 | Administratively Determined Incentive Program | Trenton | 8610 | 12 | 6.08 | Residential | Behind the Meter | Yes | Net Metered Residential | Pro Custom Solar dba Momentum Solar | None | PSE&G | Accepted | 2023-09-20 | 2023-10-10 | 2024-10-10 | Solar Panels | Hanwha | q.peak duo blk ML-g10+405 |  | 0.405 | 3 | 203 | 22 |  | Fixed | Roof
NJADRE1554683377 | Administratively Determined Incentive Program | Dover | 7801 | 3 | 6.53 | Residential | Behind the Meter | Yes | Net Metered Residential | Green House Solar | None | JCP&L | Accepted | 2023-09-20 | 2023-10-10 | 2024-10-10 | Inverters | enphase | iq7hs | 384 |  | 15 |  |  | 0.97 |  | Outdoor
NJADRE1554683377 | Administratively Determined Incentive Program | Dover | 7801 | 3 | 6.53 | Residential | Behind the Meter | Yes | Net Metered Residential | Green House Solar | None | JCP&L | Accepted | 2023-09-20 | 2023-10-10 | 2024-10-10 | Solar Panels | sunpower | m435 |  | 0.435 | 8 | 194 | 23 |  | Fixed | Roof
NJADRE1554683377 | Administratively Determined Incentive Program | Dover | 7801 | 3 | 6.53 | Residential | Behind the Meter | Yes | Net Metered Residential | Green House Solar | None | JCP&L | Accepted | 2023-09-20 | 2023-10-10 | 2024-10-10 | Solar Panels | sunpower | m435 |  | 0.435 | 7 | 14 | 23 |  | Fixed | Roof
NJADRE1554683377 | Administratively Determined Incentive Program | Dover | 7801 | 3 | 6.53 | Residential | Behind the Meter | Yes | Net Metered Residential | Green House Solar | None | JCP&L | Accepted | 2023-09-20 | 2023-10-10 | 2024-10-10 | Meters | sunpower | pvs6 |  |  | 1 |  |  |  | Yes | Outdoor
NJADRE1554683379 | Administratively Determined Incentive Program | Ewing Township | 8638 | 12 | 9.72 | Residential | Behind the Meter | Yes | Net Metered Residential | Pro Custom Solar dba Momentum Solar | None | PSE&G | Accepted | 2023-09-20 | 2023-10-10 | 2024-10-10 | Solar Panels | hanwha | Â Q. PEAK DUO BLK-G10+405 |  | 0.405 | 15 | 126 | 31 |  | Fixed | Roof
NJADRE1554683379 | Administratively Determined Incentive Program | Ewing Township | 8638 | 12 | 9.72 | Residential | Behind the Meter | Yes | Net Metered Residential | Pro Custom Solar dba Momentum Solar | None | PSE&G | Accepted | 2023-09-20 | 2023-10-10 | 2024-10-10 | Solar Panels | hanwha | Â Q. PEAK DUO BLK-G10+405 |  | 0.405 | 9 | 306 | 33 |  | Fixed | Roof
NJADRE1554683379 | Administratively Determined Incentive Program | Ewing Township | 8638 | 12 | 9.72 | Residential | Behind the Meter | Yes | Net Metered Residential | Pro Custom Solar dba Momentum Solar | None | PSE&G | Accepted | 2023-09-20 | 2023-10-10 | 2024-10-10 | Inverters | enphase | IQ8PLUS-72-2-US | 290 |  | 24 |  |  | 0.97 |  | Outdoor
NJADRE1554683380 | Administratively Determined Incentive Program | West Berlin | 8091 | 14 | 13.37 | Residential | Behind the Meter | No | Net Metered Residential | Tesla Energy Operations Inc | None | AC Electric | Accepted | 2023-09-20 | 2023-10-10 | 2024-10-10 | Solar Panels | Hanwha | Q.PEAK DUO BLK ML-G10+/TS 405 |  | 0.405 | 6 | 275 | 23 |  | Fixed | Roof
NJADRE1554683380 | Administratively Determined Incentive Program | West Berlin | 8091 | 14 | 13.37 | Residential | Behind the Meter | No | Net Metered Residential | Tesla Energy Operations Inc | None | AC Electric | Accepted | 2023-09-20 | 2023-10-10 | 2024-10-10 | Solar Panels | Hanwha | Q.PEAK DUO BLK ML-G10+/TS 405 |  | 0.405 | 3 | 95 | 23 |  | Fixed | Roof
NJADRE1554683380 | Administratively Determined Incentive Program | West Berlin | 8091 | 14 | 13.37 | Residential | Behind the Meter | No | Net Metered Residential | Tesla Energy Operations Inc | None | AC Electric | Accepted | 2023-09-20 | 2023-10-10 | 2024-10-10 | Solar Panels | Hanwha | Q.PEAK DUO BLK ML-G10+/TS 405 |  | 0.405 | 17 | 185 | 23 |  | Fixed | Roof
NJADRE1554683380 | Administratively Determined Incentive Program | West Berlin | 8091 | 14 | 13.37 | Residential | Behind the Meter | No | Net Metered Residential | Tesla Energy Operations Inc | None | AC Electric | Accepted | 2023-09-20 | 2023-10-10 | 2024-10-10 | Solar Panels | Hanwha | Q.PEAK DUO BLK ML-G10+/TS 405 |  | 0.405 | 7 | 5 | 23 |  | Fixed | Roof
NJADRE1554683380 | Administratively Determined Incentive Program | West Berlin | 8091 | 14 | 13.37 | Residential | Behind the Meter | No | Net Metered Residential | Tesla Energy Operations Inc | None | AC Electric | Accepted | 2023-09-20 | 2023-10-10 | 2024-10-10 | Inverters | Tesla | 1538000-45-A | 7600 |  | 1 |  |  | 0.986 |  | Outdoor
NJADRE1554683380 | Administratively Determined Incentive Program | West Berlin | 8091 | 14 | 13.37 | Residential | Behind the Meter | No | Net Metered Residential | Tesla Energy Operations Inc | None | AC Electric | Accepted | 2023-09-20 | 2023-10-10 | 2024-10-10 | Inverters | Tesla | 1538000-50-A | 5000 |  | 1 |  |  | 0.986 |  | Outdoor
NJADRE1554683396 | Administratively Determined Incentive Program | Absecon | 8201 | 19 | 10.66 | Residential | Behind the Meter | No | Net Metered Residential | Sun Up Zero Down | None | AC Electric | Accepted | 2023-09-20 | 2023-10-10 | 2024-10-10 | Inverters | Enphase | IQ8PLUS-72-2-US | 290 |  | 26 |  |  | 0.976 |  | Outdoor
NJADRE1554683396 | Administratively Determined Incentive Program | Absecon | 8201 | 19 | 10.66 | Residential | Behind the Meter | No | Net Metered Residential | Sun Up Zero Down | None | AC Electric | Accepted | 2023-09-20 | 2023-10-10 | 2024-10-10 | Meters | Enphase | TBD |  |  | 1 |  |  |  | Yes
NJADRE1554683396 | Administratively Determined Incentive Program | Absecon | 8201 | 19 | 10.66 | Residential | Behind the Meter | No | Net Metered Residential | Sun Up Zero Down | None | AC Electric | Accepted | 2023-09-20 | 2023-10-10 | 2024-10-10 | Solar Panels | Trina | TSM-410-NE09RC.05 Vertex S+ |  | 0.41 | 26 | 221 | 23 |  | Fixed | Roof
NJADRE1554683414 | Administratively Determined Incentive Program | Newark | 7108 | 9 | 14.4 | Residential | Behind the Meter | Yes | Net Metered Residential | Pro Custom Solar dba Momentum Solar | None | PSE&G | Accepted | 2023-09-20 | 2023-10-10 | 2024-10-10 | Inverters | Enphase | IQ8PLUS-72-2-US | 290 |  | 36 |  |  | 0.97 |  | Outdoor
NJADRE1554683414 | Administratively Determined Incentive Program | Newark | 7108 | 9 | 14.4 | Residential | Behind the Meter | Yes | Net Metered Residential | Pro Custom Solar dba Momentum Solar | None | PSE&G | Accepted | 2023-09-20 | 2023-10-10 | 2024-10-10 | Solar Panels | Hanwha | q.peak duo blk ML-g10+400 |  | 0.4 | 18 | 16 | 34 |  | Fixed | Roof
NJADRE1554683414 | Administratively Determined Incentive Program | Newark | 7108 | 9 | 14.4 | Residential | Behind the Meter | Yes | Net Metered Residential | Pro Custom Solar dba Momentum Solar | None | PSE&G | Accepted | 2023-09-20 | 2023-10-10 | 2024-10-10 | Solar Panels | Hanwha | q.peak duo blk ML-g10+400 |  | 0.4 | 7 | 106 | 56 |  | Fixed | Roof
NJADRE1554683414 | Administratively Determined Incentive Program | Newark | 7108 | 9 | 14.4 | Residential | Behind the Meter | Yes | Net Metered Residential | Pro Custom Solar dba Momentum Solar | None | PSE&G | Accepted | 2023-09-20 | 2023-10-10 | 2024-10-10 | Solar Panels | Hanwha | q.peak duo blk ML-g10+400 |  | 0.4 | 6 | 196 | 11 |  | Fixed | Roof
NJADRE1554683414 | Administratively Determined Incentive Program | Newark | 7108 | 9 | 14.4 | Residential | Behind the Meter | Yes | Net Metered Residential | Pro Custom Solar dba Momentum Solar | None | PSE&G | Accepted | 2023-09-20 | 2023-10-10 | 2024-10-10 | Solar Panels | Hanwha | q.peak duo blk ML-g10+400 |  | 0.4 | 5 | 107 | 55 |  | Fixed | Roof
NJADRE1554683445 | Administratively Determined Incentive Program | Ridgewood Village | 7450 | 7 | 5.55 | Residential | Behind the Meter | No | Net Metered Residential | Vision Solar LLC | None | PSE&G | Accepted | 2023-09-20 | 2023-10-10 | 2024-10-10 | Inverters | SolarEdge | SE3800H-USRGM | 4 |  | 1 |  |  | 0.97 |  | Outdoor
NJADRE1554683445 | Administratively Determined Incentive Program | Ridgewood Village | 7450 | 7 | 5.55 | Residential | Behind the Meter | No | Net Metered Residential | Vision Solar LLC | None | PSE&G | Accepted | 2023-09-20 | 2023-10-10 | 2024-10-10 | Solar Panels | ZNSHINE SOLAR | ZXM6-NH120-370/M |  | 0.37 | 15 | 202 | 31 |  | Fixed | Roof
NJADRE1554683496 | Administratively Determined Incentive Program | Basking Ridge | 7920 | 5 | 13.77 | Residential | Behind the Meter | Yes | Net Metered Residential | Tesla Energy Operations Inc | None | JCP&L | Accepted | 2023-09-20 | 2023-10-10 | 2024-10-10 | Solar Panels | Hanwha | Q.PEAK DUO BLK ML-G10+/TS 405 |  | 0.405 | 9 | 195 | 34 |  | Fixed | Roof
NJADRE1554683496 | Administratively Determined Incentive Program | Basking Ridge | 7920 | 5 | 13.77 | Residential | Behind the Meter | Yes | Net Metered Residential | Tesla Energy Operations Inc | None | JCP&L | Accepted | 2023-09-20 | 2023-10-10 | 2024-10-10 | Solar Panels | Hanwha | Q.PEAK DUO BLK ML-G10+/TS 405 |  | 0.405 | 16 | 105 | 34 |  | Fixed | Roof
NJADRE1554683496 | Administratively Determined Incentive Program | Basking Ridge | 7920 | 5 | 13.77 | Residential | Behind the Meter | Yes | Net Metered Residential | Tesla Energy Operations Inc | None | JCP&L | Accepted | 2023-09-20 | 2023-10-10 | 2024-10-10 | Solar Panels | Hanwha | Q.PEAK DUO BLK ML-G10+/TS 405 |  | 0.405 | 4 | 285 | 34 |  | Fixed | Roof
NJADRE1554683496 | Administratively Determined Incentive Program | Basking Ridge | 7920 | 5 | 13.77 | Residential | Behind the Meter | Yes | Net Metered Residential | Tesla Energy Operations Inc | None | JCP&L | Accepted | 2023-09-20 | 2023-10-10 | 2024-10-10 | Solar Panels | Hanwha | Q.PEAK DUO BLK ML-G10+/TS 405 |  | 0.405 | 5 | 285 | 34 |  | Fixed | Roof
NJADRE1554683496 | Administratively Determined Incentive Program | Basking Ridge | 7920 | 5 | 13.77 | Residential | Behind the Meter | Yes | Net Metered Residential | Tesla Energy Operations Inc | None | JCP&L | Accepted | 2023-09-20 | 2023-10-10 | 2024-10-10 | Inverters | Tesla | 1538000-45-A | 7600 |  | 1 |  |  | 0.986 |  | Indoor
NJADRE1554683496 | Administratively Determined Incentive Program | Basking Ridge | 7920 | 5 | 13.77 | Residential | Behind the Meter | Yes | Net Metered Residential | Tesla Energy Operations Inc | None | JCP&L | Accepted | 2023-09-20 | 2023-10-10 | 2024-10-10 | Inverters | Tesla | 1538000-60-A | 5700 |  | 1 |  |  | 0.986 |  | Indoor
NJADRE1554683523 | Administratively Determined Incentive Program | CLEMENTON | 8021 | 14 | 6.08 | Residential | Behind the Meter | Yes | Net Metered Residential | Pro Custom Solar dba Momentum Solar | None | AC Electric | Accepted | 2023-09-20 | 2023-10-11 | 2024-10-11 | Solar Panels | hanwha | Â Q. PEAK DUO BLK-G10+405 |  | 0.405 | 10 | 163 | 21 |  | Fixed | Roof
NJADRE1554683523 | Administratively Determined Incentive Program | CLEMENTON | 8021 | 14 | 6.08 | Residential | Behind the Meter | Yes | Net Metered Residential | Pro Custom Solar dba Momentum Solar | None | AC Electric | Accepted | 2023-09-20 | 2023-10-11 | 2024-10-11 | Solar Panels | hanwha | Â Q. PEAK DUO BLK-G10+405 |  | 0.405 | 5 | 164 | 20 |  | Fixed | Roof
NJADRE1554683523 | Administratively Determined Incentive Program | CLEMENTON | 8021 | 14 | 6.08 | Residential | Behind the Meter | Yes | Net Metered Residential | Pro Custom Solar dba Momentum Solar | None | AC Electric | Accepted | 2023-09-20 | 2023-10-11 | 2024-10-11 | Inverters | enphase | IQ8PLUS-72-2-US | 290 |  | 15 |  |  | 0.97 |  | Outdoor
NJADRE1554683535 | Administratively Determined Incentive Program | PENNSAUKEN TWP | 8110 | 14 | 4.07 | Residential | Behind the Meter | No | Net Metered Residential | 1st Light Energy Inc | None | PSE&G | Accepted | 2023-09-20 | 2023-10-11 | 2024-10-11 | Solar Panels | LG | LG370N1K-A6 |  | 0.37 | 6 | 148 | 30 |  | Fixed | Roof
NJADRE1554683535 | Administratively Determined Incentive Program | PENNSAUKEN TWP | 8110 | 14 | 4.07 | Residential | Behind the Meter | No | Net Metered Residential | 1st Light Energy Inc | None | PSE&G | Accepted | 2023-09-20 | 2023-10-11 | 2024-10-11 | Solar Panels | LG | LG370N1K-A6 |  | 0.37 | 5 | 328 | 30 |  | Fixed | Roof
NJADRE1554683535 | Administratively Determined Incentive Program | PENNSAUKEN TWP | 8110 | 14 | 4.07 | Residential | Behind the Meter | No | Net Metered Residential | 1st Light Energy Inc | None | PSE&G | Accepted | 2023-09-20 | 2023-10-11 | 2024-10-11 | Inverters | SMA | SB 3.8-1SP-US-41 (240) | 3800 |  | 1 |  |  | 0.965 |  | Outside | WITHIN 10 FEET OF METER
NJADRE1554683540 | Administratively Determined Incentive Program | BAYONNE CITY | 7002 | 8 | 109.35 | Commercial | Behind the Meter | No | Small Net-Metered Non-Residential located on Rooftop, Carport, Canopy and Floating Solar | Pivot Energy Renewable Services | None | PSE&G | Accepted | 2023-09-22 | 2023-10-18 | 2024-10-18 | Solar Panels | Phono Solar | PS450M4-24/TH - (450W) |  | 0.45 | 243 | 186 | 5 |  | Fixed | Roof
NJADRE1554683540 | Administratively Determined Incentive Program | BAYONNE CITY | 7002 | 8 | 109.35 | Commercial | Behind the Meter | No | Small Net-Metered Non-Residential located on Rooftop, Carport, Canopy and Floating Solar | Pivot Energy Renewable Services | None | PSE&G | Accepted | 2023-09-22 | 2023-10-18 | 2024-10-18 | Inverters | Chint Power Systems | CPS 25KTL-DO/US-208 | 25000 |  | 3 |  |  | 0.985 |  | Outdoor
NJADRE1554685098 | Administratively Determined Incentive Program | Hillside Twp | 7205 | 10 | 3.16 | Residential | Behind the Meter | Yes | Net Metered Residential | Sunrun Installation Services, Inc. | None | PSE&G | Accepted | 2023-09-20 | 2023-10-11 | 2024-10-11 | Inverters | SolarEdge Technologies | SE3800H-USMN | 3800 |  | 1 |  |  | 0.99 |  | Outdoor | Next to the meter
NJADRE1554685098 | Administratively Determined Incentive Program | Hillside Twp | 7205 | 10 | 3.16 | Residential | Behind the Meter | Yes | Net Metered Residential | Sunrun Installation Services, Inc. | None | PSE&G | Accepted | 2023-09-20 | 2023-10-11 | 2024-10-11 | Solar Panels | Trina Solar | TSM-395DE09C.07 |  | 0.395 | 8 | 218 | 18 |  | Fixed | Roof
NJADRE1554685413 | Administratively Determined Incentive Program | Middlesex Boro | 8846 | 11 | 165.66 | Commercial | Behind the Meter | No | Small Net-Metered Non-Residential located on Rooftop, Carport, Canopy and Floating Solar | SEA BRIGHT SOLAR, LLC | None | PSE&G | Accepted | 2023-09-20 | 2023-10-11 | 2024-10-11 | Solar Panels | SunPower | SPR-E20-330-COM |  | 0.33 | 251 | 231 | 10 |  | Fixed | Roof
NJADRE1554685413 | Administratively Determined Incentive Program | Middlesex Boro | 8846 | 11 | 165.66 | Commercial | Behind the Meter | No | Small Net-Metered Non-Residential located on Rooftop, Carport, Canopy and Floating Solar | SEA BRIGHT SOLAR, LLC | None | PSE&G | Accepted | 2023-09-20 | 2023-10-11 | 2024-10-11 | Solar Panels | SunPower | SPR-E20-330-COM |  | 0.33 | 251 | 51 | 10 |  | Fixed | Roof
NJADRE1554685413 | Administratively Determined Incentive Program | Middlesex Boro | 8846 | 11 | 165.66 | Commercial | Behind the Meter | No | Small Net-Metered Non-Residential located on Rooftop, Carport, Canopy and Floating Solar | SEA BRIGHT SOLAR, LLC | None | PSE&G | Accepted | 2023-09-20 | 2023-10-11 | 2024-10-11 | Inverters | SMA America | STP CORE1 62-US | 62500 |  | 2 |  |  | 0.975 |  | Outdoor | Roof
NJADRE1554686156 | Administratively Determined Incentive Program | Saddle Brook | 7663 | 7 | 8.88 | Residential | Behind the Meter | Yes | Net Metered Residential | Vision Solar LLC | None | PSE&G | Accepted | 2023-09-20 | 2023-10-11 | 2024-10-11 | Inverters | Solaredge | SE6000H-USRGM | 6 |  | 1 |  |  | 0.97 |  | Outdoor | side of house
NJADRE1554686156 | Administratively Determined Incentive Program | Saddle Brook | 7663 | 7 | 8.88 | Residential | Behind the Meter | Yes | Net Metered Residential | Vision Solar LLC | None | PSE&G | Accepted | 2023-09-20 | 2023-10-11 | 2024-10-11 | Solar Panels | ZNSHINE | ZXM6-NH120-370 |  | 0.37 | 12 | 159 | 32 |  | Fixed | Roof
NJADRE1554686156 | Administratively Determined Incentive Program | Saddle Brook | 7663 | 7 | 8.88 | Residential | Behind the Meter | Yes | Net Metered Residential | Vision Solar LLC | None | PSE&G | Accepted | 2023-09-20 | 2023-10-11 | 2024-10-11 | Solar Panels | ZNSHINE | ZXM6-NH120-370 |  | 0.37 | 4 | 71 | 32 |  | Fixed | Roof
NJADRE1554686156 | Administratively Determined Incentive Program | Saddle Brook | 7663 | 7 | 8.88 | Residential | Behind the Meter | Yes | Net Metered Residential | Vision Solar LLC | None | PSE&G | Accepted | 2023-09-20 | 2023-10-11 | 2024-10-11 | Solar Panels | ZNSHINE | ZXM6-NH120-370 |  | 0.37 | 8 | 249 | 32 |  | Fixed | Roof
NJADRE1554686891 | Administratively Determined Incentive Program | Toms River | 8753 | 18 | 13.37 | Residential | Behind the Meter | Yes | Net Metered Residential | Trinity Solar Inc. | None | JCP&L | Accepted | 2023-09-20 | 2023-10-11 | 2024-10-11 | Inverters | Solar Edge | SE10000H-US000BEi4 | 10000 |  | 1 |  |  | 0.97 |  | Outdoor
NJADRE1554686891 | Administratively Determined Incentive Program | Toms River | 8753 | 18 | 13.37 | Residential | Behind the Meter | Yes | Net Metered Residential | Trinity Solar Inc. | None | JCP&L | Accepted | 2023-09-20 | 2023-10-11 | 2024-10-11 | Solar Panels | HANWHA | Q.PEAK DUO BLK ML-G10+ 405 |  | 0.405 | 19 | 114 | 34 |  | Fixed | Roof
NJADRE1554686891 | Administratively Determined Incentive Program | Toms River | 8753 | 18 | 13.37 | Residential | Behind the Meter | Yes | Net Metered Residential | Trinity Solar Inc. | None | JCP&L | Accepted | 2023-09-20 | 2023-10-11 | 2024-10-11 | Solar Panels | HANWHA | Q.PEAK DUO BLK ML-G10+ 405 |  | 0.405 | 12 | 204 | 27 |  | Fixed | Roof
NJADRE1554686891 | Administratively Determined Incentive Program | Toms River | 8753 | 18 | 13.37 | Residential | Behind the Meter | Yes | Net Metered Residential | Trinity Solar Inc. | None | JCP&L | Accepted | 2023-09-20 | 2023-10-11 | 2024-10-11 | Solar Panels | HANWHA | Q.PEAK DUO BLK ML-G10+ 405 |  | 0.405 | 2 | 204 | 18 |  | Fixed | Roof
NJADRE1554687153 | Administratively Determined Incentive Program | Woodbridge Twp | 7067 | 10 | 13.2 | Residential | Behind the Meter | No | Net Metered Residential | Tesla Energy Operations Inc | None | PSE&G | Accepted | 2023-09-20 | 2023-10-11 | 2024-10-11 | Solar Panels | Hanwha | Q.PEAK DUO BLK ML-G10+/TS 400 |  | 0.4 | 7 | 244 | 40 |  | Fixed | Roof
NJADRE1554687153 | Administratively Determined Incentive Program | Woodbridge Twp | 7067 | 10 | 13.2 | Residential | Behind the Meter | No | Net Metered Residential | Tesla Energy Operations Inc | None | PSE&G | Accepted | 2023-09-20 | 2023-10-11 | 2024-10-11 | Solar Panels | Hanwha | Q.PEAK DUO BLK ML-G10+/TS 400 |  | 0.4 | 14 | 64 | 39 |  | Fixed | Roof
NJADRE1554687153 | Administratively Determined Incentive Program | Woodbridge Twp | 7067 | 10 | 13.2 | Residential | Behind the Meter | No | Net Metered Residential | Tesla Energy Operations Inc | None | PSE&G | Accepted | 2023-09-20 | 2023-10-11 | 2024-10-11 | Solar Panels | Hanwha | Q.PEAK DUO BLK ML-G10+/TS 400 |  | 0.4 | 2 | 244 | 39 |  | Fixed | Roof
NJADRE1554687153 | Administratively Determined Incentive Program | Woodbridge Twp | 7067 | 10 | 13.2 | Residential | Behind the Meter | No | Net Metered Residential | Tesla Energy Operations Inc | None | PSE&G | Accepted | 2023-09-20 | 2023-10-11 | 2024-10-11 | Solar Panels | Hanwha | Q.PEAK DUO BLK ML-G10+/TS 400 |  | 0.4 | 6 | 154 | 40 |  | Fixed | Roof
NJADRE1554687153 | Administratively Determined Incentive Program | Woodbridge Twp | 7067 | 10 | 13.2 | Residential | Behind the Meter | No | Net Metered Residential | Tesla Energy Operations Inc | None | PSE&G | Accepted | 2023-09-20 | 2023-10-11 | 2024-10-11 | Solar Panels | Hanwha | Q.PEAK DUO BLK ML-G10+/TS 400 |  | 0.4 | 4 | 154 | 40 |  | Fixed | Roof
NJADRE1554687153 | Administratively Determined Incentive Program | Woodbridge Twp | 7067 | 10 | 13.2 | Residential | Behind the Meter | No | Net Metered Residential | Tesla Energy Operations Inc | None | PSE&G | Accepted | 2023-09-20 | 2023-10-11 | 2024-10-11 | Inverters | Tesla | 1538000-45-A | 5700 |  | 2 |  |  | 0.986 |  | Outdoor
NJADRE1554687710 | Administratively Determined Incentive Program | Mount Holly Twp | 8060 | 13 | 2.88 | Residential | Behind the Meter | No | Net Metered Residential | Vision Solar LLC | None | PSE&G | Accepted | 2023-09-20 | 2023-10-11 | 2024-10-11 | Inverters | SolarEdge | SE3800H-USRGM | 3800 |  | 1 |  |  | 0.97 |  | Outdoor
NJADRE1554687710 | Administratively Determined Incentive Program | Mount Holly Twp | 8060 | 13 | 2.88 | Residential | Behind the Meter | No | Net Metered Residential | Vision Solar LLC | None | PSE&G | Accepted | 2023-09-20 | 2023-10-11 | 2024-10-11 | Solar Panels | ZNSHINE SOLAR | ZXM6-NH120-360/M |  | 0.36 | 2 | 80 | 20 |  | Fixed | Roof
NJADRE1554687710 | Administratively Determined Incentive Program | Mount Holly Twp | 8060 | 13 | 2.88 | Residential | Behind the Meter | No | Net Metered Residential | Vision Solar LLC | None | PSE&G | Accepted | 2023-09-20 | 2023-10-11 | 2024-10-11 | Solar Panels | ZNSHINE SOLAR | ZXM6-NH120-360/M |  | 0.36 | 6 | 170 | 20 |  | Fixed | Roof
NJADRE1554687824 | Administratively Determined Incentive Program | South Brunswick Twp | 8852 | 11 | 22.26 | Residential | Behind the Meter | Yes | Net Metered Residential | EMT Renewables | None | PSE&G | Accepted | 2023-09-20 | 2023-10-11 | 2024-10-11 | Inverters | ENPHASE | IQ7x | 315 |  | 53 |  |  | 0.98 |  | Other | UNDER EACH PANEL
NJADRE1554687824 | Administratively Determined Incentive Program | South Brunswick Twp | 8852 | 11 | 22.26 | Residential | Behind the Meter | Yes | Net Metered Residential | EMT Renewables | None | PSE&G | Accepted | 2023-09-20 | 2023-10-11 | 2024-10-11 | Solar Panels | REC ALPHA | REC 420 |  | 0.42 | 10 | 175 | 20 |  | Fixed | Roof
NJADRE1554687824 | Administratively Determined Incentive Program | South Brunswick Twp | 8852 | 11 | 22.26 | Residential | Behind the Meter | Yes | Net Metered Residential | EMT Renewables | None | PSE&G | Accepted | 2023-09-20 | 2023-10-11 | 2024-10-11 | Solar Panels | REC ALPHA | REC 420 |  | 0.42 | 4 | 176 | 19 |  | Fixed | Roof
NJADRE1554687824 | Administratively Determined Incentive Program | South Brunswick Twp | 8852 | 11 | 22.26 | Residential | Behind the Meter | Yes | Net Metered Residential | EMT Renewables | None | PSE&G | Accepted | 2023-09-20 | 2023-10-11 | 2024-10-11 | Solar Panels | REC ALPHA | REC 420 |  | 0.42 | 5 | 176 | 16 |  | Fixed | Roof
NJADRE1554687824 | Administratively Determined Incentive Program | South Brunswick Twp | 8852 | 11 | 22.26 | Residential | Behind the Meter | Yes | Net Metered Residential | EMT Renewables | None | PSE&G | Accepted | 2023-09-20 | 2023-10-11 | 2024-10-11 | Solar Panels | REC ALPHA | REC 420 |  | 0.42 | 14 | 86 | 19 |  | Fixed | Roof
NJADRE1554687824 | Administratively Determined Incentive Program | South Brunswick Twp | 8852 | 11 | 22.26 | Residential | Behind the Meter | Yes | Net Metered Residential | EMT Renewables | None | PSE&G | Accepted | 2023-09-20 | 2023-10-11 | 2024-10-11 | Solar Panels | REC ALPHA | REC 420 |  | 0.42 | 11 | 266 | 19 |  | Fixed | Roof
NJADRE1554687824 | Administratively Determined Incentive Program | South Brunswick Twp | 8852 | 11 | 22.26 | Residential | Behind the Meter | Yes | Net Metered Residential | EMT Renewables | None | PSE&G | Accepted | 2023-09-20 | 2023-10-11 | 2024-10-11 | Solar Panels | REC ALPHA | REC 420 |  | 0.42 | 2 | 265 | 20 |  | Fixed | Roof
NJADRE1554687824 | Administratively Determined Incentive Program | South Brunswick Twp | 8852 | 11 | 22.26 | Residential | Behind the Meter | Yes | Net Metered Residential | EMT Renewables | None | PSE&G | Accepted | 2023-09-20 | 2023-10-11 | 2024-10-11 | Solar Panels | REC ALPHA | REC 420 |  | 0.42 | 5 | 356 | 16 |  | Fixed | Roof
NJADRE1554687824 | Administratively Determined Incentive Program | South Brunswick Twp | 8852 | 11 | 22.26 | Residential | Behind the Meter | Yes | Net Metered Residential | EMT Renewables | None | PSE&G | Accepted | 2023-09-20 | 2023-10-11 | 2024-10-11 | Solar Panels | REC ALPHA | REC 420 |  | 0.42 | 2 | 356 | 19 |  | Fixed | Roof
NJADRE1554688330 | Administratively Determined Incentive Program | West Orange | 7052 | 9 | 6.32 | Residential | Behind the Meter | Yes | Net Metered Residential | Sunrun Installation Services, Inc. | None | PSE&G | Accepted | 2023-09-20 | 2023-10-11 | 2024-10-11 | Inverters | SolarEdge Technologies | SE6000H-USSN | 6000 |  | 1 |  |  | 0.96 |  | Outdoor | Next To Meter
NJADRE1554688330 | Administratively Determined Incentive Program | West Orange | 7052 | 9 | 6.32 | Residential | Behind the Meter | Yes | Net Metered Residential | Sunrun Installation Services, Inc. | None | PSE&G | Accepted | 2023-09-20 | 2023-10-11 | 2024-10-11 | Solar Panels | Trina Solar | TSM-395DE09C.07 |  | 0.395 | 16 | 212 | 33 |  | Fixed | Roof
NJADRE1554688341 | Administratively Determined Incentive Program | Magnolia | 8049 | 14 | 5.67 | Residential | Behind the Meter | Yes | Net Metered Residential | Skyline Solar LLC | None | PSE&G | Accepted | 2023-09-20 | 2023-10-11 | 2024-10-11 | Solar Panels | Q CELLS | Q.PEAK DUO ML-G10.A+ |  | 0.405 | 14 | 263 | 23 |  | Fixed | Roof
NJADRE1554688341 | Administratively Determined Incentive Program | Magnolia | 8049 | 14 | 5.67 | Residential | Behind the Meter | Yes | Net Metered Residential | Skyline Solar LLC | None | PSE&G | Accepted | 2023-09-20 | 2023-10-11 | 2024-10-11 | Inverters | ENPHASE | IQ8PLUS -72-2-US | 290 |  | 14 |  |  | 0.976 |  | Outdoor
NJADRE1554688347 | Administratively Determined Incentive Program | South Toms River | 8757 | 18 | 7.11 | Residential | Behind the Meter | Yes | Net Metered Residential | Sunrun Installation Services, Inc. | None | JCP&L | Accepted | 2023-09-20 | 2023-10-11 | 2024-10-11 | Inverters | SolarEdge Technologies | SE6000H-USSN | 6000 |  | 1 |  |  | 0.96 |  | Outdoor | Next To Meter
NJADRE1554688347 | Administratively Determined Incentive Program | South Toms River | 8757 | 18 | 7.11 | Residential | Behind the Meter | Yes | Net Metered Residential | Sunrun Installation Services, Inc. | None | JCP&L | Accepted | 2023-09-20 | 2023-10-11 | 2024-10-11 | Solar Panels | Trina Solar | TSM-395DE09C.07 |  | 0.395 | 18 | 157 | 20 |  | Fixed | Roof
NJADRE1554688364 | Administratively Determined Incentive Program | Mount Laurel | 8054 | 13 | 19.44 | Residential | Behind the Meter | Yes | Net Metered Residential | Pro Custom Solar dba Momentum Solar | None | PSE&G | Accepted | 2023-09-20 | 2023-10-11 | 2024-10-11 | Solar Panels | HANWHA | Â Q. PEAK DUO BLK-G10+405 |  | 0.405 | 10 | 200 | 18 |  | Fixed | Roof
NJADRE1554688364 | Administratively Determined Incentive Program | Mount Laurel | 8054 | 13 | 19.44 | Residential | Behind the Meter | Yes | Net Metered Residential | Pro Custom Solar dba Momentum Solar | None | PSE&G | Accepted | 2023-09-20 | 2023-10-11 | 2024-10-11 | Solar Panels | HANWHA | Â Q. PEAK DUO BLK-G10+405 |  | 0.405 | 11 | 20 | 18 |  | Fixed | Roof
NJADRE1554688364 | Administratively Determined Incentive Program | Mount Laurel | 8054 | 13 | 19.44 | Residential | Behind the Meter | Yes | Net Metered Residential | Pro Custom Solar dba Momentum Solar | None | PSE&G | Accepted | 2023-09-20 | 2023-10-11 | 2024-10-11 | Solar Panels | HANWHA | Â Q. PEAK DUO BLK-G10+405 |  | 0.405 | 16 | 110 | 18 |  | Fixed | Roof
NJADRE1554688364 | Administratively Determined Incentive Program | Mount Laurel | 8054 | 13 | 19.44 | Residential | Behind the Meter | Yes | Net Metered Residential | Pro Custom Solar dba Momentum Solar | None | PSE&G | Accepted | 2023-09-20 | 2023-10-11 | 2024-10-11 | Solar Panels | HANWHA | Â Q. PEAK DUO BLK-G10+405 |  | 0.405 | 11 | 290 | 18 |  | Fixed | Roof
NJADRE1554688364 | Administratively Determined Incentive Program | Mount Laurel | 8054 | 13 | 19.44 | Residential | Behind the Meter | Yes | Net Metered Residential | Pro Custom Solar dba Momentum Solar | None | PSE&G | Accepted | 2023-09-20 | 2023-10-11 | 2024-10-11 | Inverters | ENPHASE | IQ8PLUS-72-2-US | 290 |  | 48 |  |  | 0.97 |  | Outdoor
NJADRE1554688729 | Administratively Determined Incentive Program | Woodstown | 8098 | 16 | 7.29 | Residential | Behind the Meter | No | Net Metered Residential | Tesla Energy Operations Inc | None | AC Electric | Accepted | 2023-09-20 | 2023-10-11 | 2024-10-11 | Solar Panels | Hanwha | Q.PEAK DUO BLK ML-G10+/TS 405 |  | 0.405 | 10 | 165 | 27 |  | Fixed | Roof
NJADRE1554688729 | Administratively Determined Incentive Program | Woodstown | 8098 | 16 | 7.29 | Residential | Behind the Meter | No | Net Metered Residential | Tesla Energy Operations Inc | None | AC Electric | Accepted | 2023-09-20 | 2023-10-11 | 2024-10-11 | Solar Panels | Hanwha | Q.PEAK DUO BLK ML-G10+/TS 405 |  | 0.405 | 8 | 345 | 27 |  | Fixed | Roof
NJADRE1554688729 | Administratively Determined Incentive Program | Woodstown | 8098 | 16 | 7.29 | Residential | Behind the Meter | No | Net Metered Residential | Tesla Energy Operations Inc | None | AC Electric | Accepted | 2023-09-20 | 2023-10-11 | 2024-10-11 | Inverters | Tesla | 1538000-45-A | 7600 |  | 1 |  |  | 0.986 |  | Outdoor
NJADRE1554688736 | Administratively Determined Incentive Program | Turnersville | 8012 | 14 | 11.06 | Residential | Behind the Meter | Yes | Net Metered Residential | Sunrun Installation Services, Inc. | None | AC Electric | Accepted | 2023-09-20 | 2023-10-11 | 2024-10-11 | Inverters | SOLAREDGE TECHNOLOGIES | SE7600H-USSN | 7600 |  | 1 |  |  | 0.99 |  | Outdoor | next to meter
NJADRE1554688736 | Administratively Determined Incentive Program | Turnersville | 8012 | 14 | 11.06 | Residential | Behind the Meter | Yes | Net Metered Residential | Sunrun Installation Services, Inc. | None | AC Electric | Accepted | 2023-09-20 | 2023-10-11 | 2024-10-11 | Solar Panels | TRINA SOLAR | TSM-395DE09C.07 |  | 0.395 | 11 | 173 | 21 |  | Fixed | Roof
NJADRE1554688736 | Administratively Determined Incentive Program | Turnersville | 8012 | 14 | 11.06 | Residential | Behind the Meter | Yes | Net Metered Residential | Sunrun Installation Services, Inc. | None | AC Electric | Accepted | 2023-09-20 | 2023-10-11 | 2024-10-11 | Solar Panels | TRINA SOLAR | TSM-395DE09C.07 |  | 0.395 | 9 | 173 | 21 |  | Fixed | Roof
NJADRE1554688736 | Administratively Determined Incentive Program | Turnersville | 8012 | 14 | 11.06 | Residential | Behind the Meter | Yes | Net Metered Residential | Sunrun Installation Services, Inc. | None | AC Electric | Accepted | 2023-09-20 | 2023-10-11 | 2024-10-11 | Solar Panels | TRINA SOLAR | TSM-395DE09C.07 |  | 0.395 | 8 | 353 | 21 |  | Fixed | Roof
NJADRE1554688741 | Administratively Determined Incentive Program | Hazlet | 7730 | 17 | 4.46 | Residential | Behind the Meter | Yes | Net Metered Residential | Pro Custom Solar dba Momentum Solar | None | JCP&L | Accepted | 2023-09-20 | 2023-10-11 | 2024-10-11 | Solar Panels | hanwha | Â Q. PEAK DUO BLK-G10+405 |  | 0.405 | 5 | 188 | 16 |  | Fixed | Roof
NJADRE1554688741 | Administratively Determined Incentive Program | Hazlet | 7730 | 17 | 4.46 | Residential | Behind the Meter | Yes | Net Metered Residential | Pro Custom Solar dba Momentum Solar | None | JCP&L | Accepted | 2023-09-20 | 2023-10-11 | 2024-10-11 | Solar Panels | hanwha | Â Q. PEAK DUO BLK-G10+405 |  | 0.405 | 6 | 8 | 14 |  | Fixed | Roof
NJADRE1554688741 | Administratively Determined Incentive Program | Hazlet | 7730 | 17 | 4.46 | Residential | Behind the Meter | Yes | Net Metered Residential | Pro Custom Solar dba Momentum Solar | None | JCP&L | Accepted | 2023-09-20 | 2023-10-11 | 2024-10-11 | Inverters | enphase | IQ8PLUS-72-2-US | 290 |  | 11 |  |  | 0.97 |  | Outdoor
NJADRE1554688803 | Administratively Determined Incentive Program | Burlington | 8016 | 13 | 5.67 | Residential | Behind the Meter | Yes | Net Metered Residential | Skyline Solar LLC | None | PSE&G | Accepted | 2023-09-20 | 2023-10-11 | 2024-10-11 | Solar Panels | Q CELLS | Q.PEAK DUO ML-G10.A+ |  | 0.405 | 14 | 95 | 34 |  | Fixed | Roof
NJADRE1554688803 | Administratively Determined Incentive Program | Burlington | 8016 | 13 | 5.67 | Residential | Behind the Meter | Yes | Net Metered Residential | Skyline Solar LLC | None | PSE&G | Accepted | 2023-09-20 | 2023-10-11 | 2024-10-11 | Inverters | ENPHASE | IQ8PLUS -72-2-US | 290 |  | 14 |  |  | 0.976 |  | Outdoor
NJADRE1554688811 | Administratively Determined Incentive Program | Washington Twp, MER | 8691 | 12 | 11.31 | Residential | Behind the Meter | No | Net Metered Residential | Seabright Solar | None | PSE&G | Accepted | 2023-09-20 | 2023-10-11 | 2024-10-11 | Solar Panels | Sunpower | SPR-M-440 |  | 0.435 | 26 | 118 | 32 |  | Fixed | Roof
NJADRE1554688811 | Administratively Determined Incentive Program | Washington Twp, MER | 8691 | 12 | 11.31 | Residential | Behind the Meter | No | Net Metered Residential | Seabright Solar | None | PSE&G | Accepted | 2023-09-20 | 2023-10-11 | 2024-10-11 | Inverters | Enphase | IQ 7HS | 384 |  | 26 |  |  | 0.99 |  | Outside | Roof
NJADRE1554688823 | Administratively Determined Incentive Program | Hazlet | 7730 | 17 | 11.85 | Residential | Behind the Meter | Yes | Net Metered Residential | Sunrun Installation Services, Inc. | None | JCP&L | Accepted | 2023-09-20 | 2023-10-11 | 2024-10-11 | Inverters | SolarEdge Technologies | SE3800H-USMN | 3800 |  | 1 |  |  | 0.96 |  | Outdoor | Next To Meter
NJADRE1554688823 | Administratively Determined Incentive Program | Hazlet | 7730 | 17 | 11.85 | Residential | Behind the Meter | Yes | Net Metered Residential | Sunrun Installation Services, Inc. | None | JCP&L | Accepted | 2023-09-20 | 2023-10-11 | 2024-10-11 | Inverters | SolarEdge Technologies | SE6000H-USSN | 6000 |  | 1 |  |  | 0.96 |  | Outdoor | Next To Meter
NJADRE1554688823 | Administratively Determined Incentive Program | Hazlet | 7730 | 17 | 11.85 | Residential | Behind the Meter | Yes | Net Metered Residential | Sunrun Installation Services, Inc. | None | JCP&L | Accepted | 2023-09-20 | 2023-10-11 | 2024-10-11 | Solar Panels | Trina Solar | TSM-395DE09C.07 |  | 0.395 | 8 | 189 | 17 |  | Fixed | Roof
NJADRE1554688823 | Administratively Determined Incentive Program | Hazlet | 7730 | 17 | 11.85 | Residential | Behind the Meter | Yes | Net Metered Residential | Sunrun Installation Services, Inc. | None | JCP&L | Accepted | 2023-09-20 | 2023-10-11 | 2024-10-11 | Solar Panels | Trina Solar | TSM-395DE09C.07 |  | 0.395 | 8 | 189 | 17 |  | Fixed | Roof
NJADRE1554688823 | Administratively Determined Incentive Program | Hazlet | 7730 | 17 | 11.85 | Residential | Behind the Meter | Yes | Net Metered Residential | Sunrun Installation Services, Inc. | None | JCP&L | Accepted | 2023-09-20 | 2023-10-11 | 2024-10-11 | Solar Panels | Trina Solar | TSM-395DE09C.07 |  | 0.395 | 14 | 10 | 20 |  | Fixed | Roof
NJADRE1554688823 | Administratively Determined Incentive Program | Hazlet | 7730 | 17 | 11.85 | Residential | Behind the Meter | Yes | Net Metered Residential | Sunrun Installation Services, Inc. | None | JCP&L | Accepted | 2023-09-20 | 2023-10-11 | 2024-10-11 | Electric Storage Battery | Tesla | Powerwall 2 AC |  |  | 1 |  |  |  | Lithium Ion |  | INSIDE
NJADRE1554688867 | Administratively Determined Incentive Program | Englishtown | 7726 | 17 | 15.17 | Residential | Behind the Meter | Yes | Net Metered Residential | EMT Renewables | None | JCP&L | Accepted | 2023-09-20 | 2023-10-11 | 2024-10-11 | Inverters | ENPHASE | IQ8+ | 290 |  | 37 |  |  | 0.98 |  | Other | UNDER EACH PANEL
NJADRE1554688867 | Administratively Determined Incentive Program | Englishtown | 7726 | 17 | 15.17 | Residential | Behind the Meter | Yes | Net Metered Residential | EMT Renewables | None | JCP&L | Accepted | 2023-09-20 | 2023-10-11 | 2024-10-11 | Solar Panels | SEG SOLAR | SIV 410 |  | 0.41 | 11 | 183 | 24 |  | Fixed | Roof
NJADRE1554688867 | Administratively Determined Incentive Program | Englishtown | 7726 | 17 | 15.17 | Residential | Behind the Meter | Yes | Net Metered Residential | EMT Renewables | None | JCP&L | Accepted | 2023-09-20 | 2023-10-11 | 2024-10-11 | Solar Panels | SEG SOLAR | SIV 410 |  | 0.41 | 8 | 183 | 23 |  | Fixed | Roof
NJADRE1554688867 | Administratively Determined Incentive Program | Englishtown | 7726 | 17 | 15.17 | Residential | Behind the Meter | Yes | Net Metered Residential | EMT Renewables | None | JCP&L | Accepted | 2023-09-20 | 2023-10-11 | 2024-10-11 | Solar Panels | SEG SOLAR | SIV 410 |  | 0.41 | 6 | 3 | 24 |  | Fixed | Roof
NJADRE1554688867 | Administratively Determined Incentive Program | Englishtown | 7726 | 17 | 15.17 | Residential | Behind the Meter | Yes | Net Metered Residential | EMT Renewables | None | JCP&L | Accepted | 2023-09-20 | 2023-10-11 | 2024-10-11 | Solar Panels | SEG SOLAR | SIV 410 |  | 0.41 | 12 | 3 | 23 |  | Fixed | Roof
NJADRE1554688871 | Administratively Determined Incentive Program | Hazlet | 7730 | 17 | 5.53 | Residential | Behind the Meter | Yes | Net Metered Residential | Sunrun Installation Services, Inc. | None | JCP&L | Accepted | 2023-09-20 | 2023-11-08 | 2024-11-08 | Inverters | SolarEdge Technologies | SE3800H-USMN | 3800 |  | 1 |  |  | 0.96 |  | Outdoor | Next To Meter
NJADRE1554688871 | Administratively Determined Incentive Program | Hazlet | 7730 | 17 | 5.53 | Residential | Behind the Meter | Yes | Net Metered Residential | Sunrun Installation Services, Inc. | None | JCP&L | Accepted | 2023-09-20 | 2023-11-08 | 2024-11-08 | Solar Panels | Trina Solar | TSM-395DE09C.07 |  | 0.395 | 7 | 296 | 36 |  | Fixed | Roof
NJADRE1554688871 | Administratively Determined Incentive Program | Hazlet | 7730 | 17 | 5.53 | Residential | Behind the Meter | Yes | Net Metered Residential | Sunrun Installation Services, Inc. | None | JCP&L | Accepted | 2023-09-20 | 2023-11-08 | 2024-11-08 | Solar Panels | Trina Solar | TSM-395DE09C.07 |  | 0.395 | 3 | 117 | 19 |  | Fixed | Roof
NJADRE1554688871 | Administratively Determined Incentive Program | Hazlet | 7730 | 17 | 5.53 | Residential | Behind the Meter | Yes | Net Metered Residential | Sunrun Installation Services, Inc. | None | JCP&L | Accepted | 2023-09-20 | 2023-11-08 | 2024-11-08 | Solar Panels | Trina Solar | TSM-395DE09C.07 |  | 0.395 | 4 | 297 | 19 |  | Fixed | Roof
NJADRE1554688884 | Administratively Determined Incentive Program | Belleville TWP | 7109 | 9 | 15 | Residential | Behind the Meter | Yes | Net Metered Residential | Sunrun Installation Services, Inc. | None | PSE&G | Accepted | 2023-09-20 | 2023-10-12 | 2024-10-12 | Inverters | Delta Electronics | E8-TL-US | 8000 |  | 1 |  |  | 0.975 |  | Outdoor | next to meter
NJADRE1554688884 | Administratively Determined Incentive Program | Belleville TWP | 7109 | 9 | 15 | Residential | Behind the Meter | Yes | Net Metered Residential | Sunrun Installation Services, Inc. | None | PSE&G | Accepted | 2023-09-20 | 2023-10-12 | 2024-10-12 | Inverters | Delta Electronics | E4-TL-US | 4000 |  | 1 |  |  | 0.975 |  | Outdoor | next to meter
NJADRE1554688884 | Administratively Determined Incentive Program | Belleville TWP | 7109 | 9 | 15 | Residential | Behind the Meter | Yes | Net Metered Residential | Sunrun Installation Services, Inc. | None | PSE&G | Accepted | 2023-09-20 | 2023-10-12 | 2024-10-12 | Solar Panels | Vikram Solar | VSMDHT.60.375.05 |  | 0.375 | 15 | 284 | 24 |  | Fixed | Roof
NJADRE1554688884 | Administratively Determined Incentive Program | Belleville TWP | 7109 | 9 | 15 | Residential | Behind the Meter | Yes | Net Metered Residential | Sunrun Installation Services, Inc. | None | PSE&G | Accepted | 2023-09-20 | 2023-10-12 | 2024-10-12 | Solar Panels | Vikram Solar | VSMDHT.60.375.05 |  | 0.375 | 10 | 106 | 23 |  | Fixed | Roof
NJADRE1554688884 | Administratively Determined Incentive Program | Belleville TWP | 7109 | 9 | 15 | Residential | Behind the Meter | Yes | Net Metered Residential | Sunrun Installation Services, Inc. | None | PSE&G | Accepted | 2023-09-20 | 2023-10-12 | 2024-10-12 | Solar Panels | Vikram Solar | VSMDHT.60.375.05 |  | 0.375 | 6 | 282 | 32 |  | Fixed | Roof
NJADRE1554688884 | Administratively Determined Incentive Program | Belleville TWP | 7109 | 9 | 15 | Residential | Behind the Meter | Yes | Net Metered Residential | Sunrun Installation Services, Inc. | None | PSE&G | Accepted | 2023-09-20 | 2023-10-12 | 2024-10-12 | Solar Panels | Vikram Solar | VSMDHT.60.375.05 |  | 0.375 | 9 | 105 | 15 |  | Fixed | Roof
NJADRE1554689286 | Administratively Determined Incentive Program | Neptune City | 7753 | 17 | 5.63 | Residential | Behind the Meter | Yes | Net Metered Residential | Sunrun Installation Services, Inc. | None | JCP&L | Accepted | 2023-09-20 | 2023-10-11 | 2024-10-11 | Inverters | Delta Electronics | E4-TL-US | 3840 |  | 1 |  |  | 0.96 |  | Outdoor | Next To Meter
NJADRE1554689286 | Administratively Determined Incentive Program | Neptune City | 7753 | 17 | 5.63 | Residential | Behind the Meter | Yes | Net Metered Residential | Sunrun Installation Services, Inc. | None | JCP&L | Accepted | 2023-09-20 | 2023-10-11 | 2024-10-11 | Solar Panels | Vikram Solar | VSMDHT.60.375.05 |  | 0.375 | 15 | 152 | 26 |  | Fixed | Roof
NJADRE1554689289 | Administratively Determined Incentive Program | Belleville | 7109 | 9 | 3.38 | Residential | Behind the Meter | Yes | Net Metered Residential | Sunrun Installation Services, Inc. | None | PSE&G | Accepted | 2023-09-20 | 2023-10-11 | 2024-10-11 | Inverters | SolarEdge Technologies | SE3800H-USMN | 3800 |  | 1 |  |  | 0.96 |  | Outdoor | Next To Meter
NJADRE1554689289 | Administratively Determined Incentive Program | Belleville | 7109 | 9 | 3.38 | Residential | Behind the Meter | Yes | Net Metered Residential | Sunrun Installation Services, Inc. | None | PSE&G | Accepted | 2023-09-20 | 2023-10-11 | 2024-10-11 | Solar Panels | Vikram Solar | VSMDHT.60.375.05 |  | 0.375 | 2 | 213 | 22 |  | Fixed | Roof
NJADRE1554689289 | Administratively Determined Incentive Program | Belleville | 7109 | 9 | 3.38 | Residential | Behind the Meter | Yes | Net Metered Residential | Sunrun Installation Services, Inc. | None | PSE&G | Accepted | 2023-09-20 | 2023-10-11 | 2024-10-11 | Solar Panels | Vikram Solar | VSMDHT.60.375.05 |  | 0.375 | 7 | 124 | 5 |  | Fixed | Roof
NJADRE1554689289 | Administratively Determined Incentive Program | Belleville | 7109 | 9 | 3.38 | Residential | Behind the Meter | Yes | Net Metered Residential | Sunrun Installation Services, Inc. | None | PSE&G | Accepted | 2023-09-20 | 2023-10-11 | 2024-10-11 | Electric Storage Battery | Tesla | Powerwall 2 AC |  |  | 1 |  |  |  | Lithium Ion |  | inside
NJADRE1554697244 | Administratively Determined Incentive Program | Mahwah, | 7430 | 7 | 11.2 | Residential | Behind the Meter | No | Net Metered Residential | Suntuity Solar LLC | None | Orange Rockland Electric | Accepted | 2023-09-21 | 2023-10-11 | 2024-10-11 | Inverters | ENPHASE | IQ8PLUS-72-2-US | 290 |  | 28 |  |  | 0.97 |  | Outdoor | Behind the PV modules
NJADRE1554697244 | Administratively Determined Incentive Program | Mahwah, | 7430 | 7 | 11.2 | Residential | Behind the Meter | No | Net Metered Residential | Suntuity Solar LLC | None | Orange Rockland Electric | Accepted | 2023-09-21 | 2023-10-11 | 2024-10-11 | Solar Panels | CANADIANSOLAR | CS6R-400MS-HL |  | 0.4 | 21 | 202 | 37 |  | Fixed | Roof
NJADRE1554697244 | Administratively Determined Incentive Program | Mahwah, | 7430 | 7 | 11.2 | Residential | Behind the Meter | No | Net Metered Residential | Suntuity Solar LLC | None | Orange Rockland Electric | Accepted | 2023-09-21 | 2023-10-11 | 2024-10-11 | Solar Panels | CANADIANSOLAR | CS6R-400MS-HL |  | 0.4 | 7 | 112 | 43 |  | Fixed | Roof
NJADRE1554697251 | Administratively Determined Incentive Program | Totowa Boro | 7512 | 6 | 16.5 | Residential | Behind the Meter | Yes | Net Metered Residential | Sunrun Installation Services, Inc. | None | PSE&G | Accepted | 2023-09-21 | 2023-10-11 | 2024-10-11 | Electric Storage Battery | Tesla | Powerwall 2 AC |  |  | 2 |  |  |  | Lithium Ion |  | outside
NJADRE1554697251 | Administratively Determined Incentive Program | Totowa Boro | 7512 | 6 | 16.5 | Residential | Behind the Meter | Yes | Net Metered Residential | Sunrun Installation Services, Inc. | None | PSE&G | Accepted | 2023-09-21 | 2023-10-11 | 2024-10-11 | Inverters | SolarEdge Technologies | SE3800H-USMN | 3800 |  | 1 |  |  | 0.96 |  | Outdoor | Next To Meter
NJADRE1554697251 | Administratively Determined Incentive Program | Totowa Boro | 7512 | 6 | 16.5 | Residential | Behind the Meter | Yes | Net Metered Residential | Sunrun Installation Services, Inc. | None | PSE&G | Accepted | 2023-09-21 | 2023-10-11 | 2024-10-11 | Inverters | SolarEdge Technologies | SE7600H-USSN | 7600 |  | 1 |  |  | 0.96 |  | Outdoor | Next To Meter
NJADRE1554697251 | Administratively Determined Incentive Program | Totowa Boro | 7512 | 6 | 16.5 | Residential | Behind the Meter | Yes | Net Metered Residential | Sunrun Installation Services, Inc. | None | PSE&G | Accepted | 2023-09-21 | 2023-10-11 | 2024-10-11 | Solar Panels | Vikram Solar | VSMDHT.60.375.05 |  | 0.375 | 11 | 296 | 13 |  | Fixed | Roof
NJADRE1554697251 | Administratively Determined Incentive Program | Totowa Boro | 7512 | 6 | 16.5 | Residential | Behind the Meter | Yes | Net Metered Residential | Sunrun Installation Services, Inc. | None | PSE&G | Accepted | 2023-09-21 | 2023-10-11 | 2024-10-11 | Solar Panels | Vikram Solar | VSMDHT.60.375.05 |  | 0.375 | 7 | 296 | 12 |  | Fixed | Roof
NJADRE1554697251 | Administratively Determined Incentive Program | Totowa Boro | 7512 | 6 | 16.5 | Residential | Behind the Meter | Yes | Net Metered Residential | Sunrun Installation Services, Inc. | None | PSE&G | Accepted | 2023-09-21 | 2023-10-11 | 2024-10-11 | Solar Panels | Vikram Solar | VSMDHT.60.375.05 |  | 0.375 | 12 | 115 | 16 |  | Fixed | Roof
NJADRE1554697251 | Administratively Determined Incentive Program | Totowa Boro | 7512 | 6 | 16.5 | Residential | Behind the Meter | Yes | Net Metered Residential | Sunrun Installation Services, Inc. | None | PSE&G | Accepted | 2023-09-21 | 2023-10-11 | 2024-10-11 | Solar Panels | Vikram Solar | VSMDHT.60.375.05 |  | 0.375 | 8 | 116 | 16 |  | Fixed | Roof
NJADRE1554697251 | Administratively Determined Incentive Program | Totowa Boro | 7512 | 6 | 16.5 | Residential | Behind the Meter | Yes | Net Metered Residential | Sunrun Installation Services, Inc. | None | PSE&G | Accepted | 2023-09-21 | 2023-10-11 | 2024-10-11 | Solar Panels | Vikram Solar | VSMDHT.60.375.05 |  | 0.375 | 6 | 206 | 14 |  | Fixed | Roof
NJADRE1554697253 | Administratively Determined Incentive Program | South Amboy | 8879 | 11 | 10.13 | Residential | Behind the Meter | Yes | Net Metered Residential | Sunrun Installation Services, Inc. | None | JCP&L | Accepted | 2023-09-21 | 2023-09-21 | 2024-09-21 | Inverters | SolarEdge Technologies | SE7600H-USSN | 7600 |  | 1 |  |  | 0.96 |  | Outdoor | Next To Meter
NJADRE1554697253 | Administratively Determined Incentive Program | South Amboy | 8879 | 11 | 10.13 | Residential | Behind the Meter | Yes | Net Metered Residential | Sunrun Installation Services, Inc. | None | JCP&L | Accepted | 2023-09-21 | 2023-09-21 | 2024-09-21 | Solar Panels | Vikram Solar | VSMDHT.60.375.05 |  | 0.375 | 20 | 347 | 27 |  | Fixed | Roof
NJADRE1554697253 | Administratively Determined Incentive Program | South Amboy | 8879 | 11 | 10.13 | Residential | Behind the Meter | Yes | Net Metered Residential | Sunrun Installation Services, Inc. | None | JCP&L | Accepted | 2023-09-21 | 2023-09-21 | 2024-09-21 | Solar Panels | Vikram Solar | VSMDHT.60.375.05 |  | 0.375 | 2 | 78 | 29 |  | Fixed | Roof
NJADRE1554697253 | Administratively Determined Incentive Program | South Amboy | 8879 | 11 | 10.13 | Residential | Behind the Meter | Yes | Net Metered Residential | Sunrun Installation Services, Inc. | None | JCP&L | Accepted | 2023-09-21 | 2023-09-21 | 2024-09-21 | Solar Panels | Vikram Solar | VSMDHT.60.375.05 |  | 0.375 | 2 | 256 | 29 |  | Fixed | Roof
NJADRE1554697253 | Administratively Determined Incentive Program | South Amboy | 8879 | 11 | 10.13 | Residential | Behind the Meter | Yes | Net Metered Residential | Sunrun Installation Services, Inc. | None | JCP&L | Accepted | 2023-09-21 | 2023-09-21 | 2024-09-21 | Solar Panels | Vikram Solar | VSMDHT.60.375.05 |  | 0.375 | 3 | 168 | 27 |  | Fixed | Roof
NJADRE1554697257 | Administratively Determined Incentive Program | New Milford Boro | 7646 | 7 | 9 | Residential | Behind the Meter | Yes | Net Metered Residential | Sunrun Installation Services, Inc. | None | PSE&G | Accepted | 2023-09-21 | 2023-09-21 | 2024-09-21 | Electric Storage Battery | Tesla | Powerwall 2 AC |  |  | 1 |  |  |  | Lithium Ion |  | outside
NJADRE1554697257 | Administratively Determined Incentive Program | New Milford Boro | 7646 | 7 | 9 | Residential | Behind the Meter | Yes | Net Metered Residential | Sunrun Installation Services, Inc. | None | PSE&G | Accepted | 2023-09-21 | 2023-09-21 | 2024-09-21 | Solar Panels | Vikram Solar | VSMDHT.60.375.056 |  | 0.375 | 6 | 109 | 23 |  | Fixed | Roof
NJADRE1554697257 | Administratively Determined Incentive Program | New Milford Boro | 7646 | 7 | 9 | Residential | Behind the Meter | Yes | Net Metered Residential | Sunrun Installation Services, Inc. | None | PSE&G | Accepted | 2023-09-21 | 2023-09-21 | 2024-09-21 | Inverters | SolarEdge Technologies | SE7600H-USSN | 7600 |  | 1 |  |  | 0.96 |  | Outdoor | Next To Meter
NJADRE1554697257 | Administratively Determined Incentive Program | New Milford Boro | 7646 | 7 | 9 | Residential | Behind the Meter | Yes | Net Metered Residential | Sunrun Installation Services, Inc. | None | PSE&G | Accepted | 2023-09-21 | 2023-09-21 | 2024-09-21 | Solar Panels | Vikram Solar | VSMDHT.60.375.05 |  | 0.375 | 18 | 289 | 21 |  | Fixed | Roof
NJADRE1554697262 | Administratively Determined Incentive Program | Pleasantville | 8232 | 19 | 6 | Residential | Behind the Meter | Yes | Net Metered Residential | Sunrun Installation Services, Inc. | None | AC Electric | Accepted | 2023-09-21 | 2023-09-21 | 2024-09-21 | Inverters | SolarEdge Technologies | SE6000H-USSN | 6000 |  | 1 |  |  | 0.96 |  | Outdoor | Next To Meter
NJADRE1554697262 | Administratively Determined Incentive Program | Pleasantville | 8232 | 19 | 6 | Residential | Behind the Meter | Yes | Net Metered Residential | Sunrun Installation Services, Inc. | None | AC Electric | Accepted | 2023-09-21 | 2023-09-21 | 2024-09-21 | Solar Panels | Vikram Solar | VSMDHT.60.375.05 |  | 0.375 | 16 | 117 | 30 |  | Fixed | Roof
NJADRE1554697287 | Administratively Determined Incentive Program | Bayonne | 7002 | 8 | 3.7 | Residential | Behind the Meter | No | Small Net-Metered Non-Residential located on Rooftop, Carport, Canopy and Floating Solar | Vision Solar LLC | None | PSE&G | Accepted | 2023-09-21 | 2023-11-01 | 2024-11-01 | Inverters | Solaredge | SE3800H-USRGM | 3800 |  | 1 |  |  | 0.97 |  | Outdoor | side of house
NJADRE1554697287 | Administratively Determined Incentive Program | Bayonne | 7002 | 8 | 3.7 | Residential | Behind the Meter | No | Small Net-Metered Non-Residential located on Rooftop, Carport, Canopy and Floating Solar | Vision Solar LLC | None | PSE&G | Accepted | 2023-09-21 | 2023-11-01 | 2024-11-01 | Solar Panels | ZNSHINE | ZXM6-NH120-370/M |  | 0.37 | 10 | 123 | 34 |  | Fixed | Roof
NJADRE1554697290 | Administratively Determined Incentive Program | Newark | 7103 | 9 | 6.72 | Residential | Behind the Meter | Yes | Net Metered Residential | Solar Mite Solutions | None | PSE&G | Accepted | 2023-09-21 | 2023-10-11 | 2024-10-11 | Inverters | Enphase | IQ8PLUS-72-2 | 290 |  | 17 |  |  | 0.98 |  | Outdoor | under modules
NJADRE1554697290 | Administratively Determined Incentive Program | Newark | 7103 | 9 | 6.72 | Residential | Behind the Meter | Yes | Net Metered Residential | Solar Mite Solutions | None | PSE&G | Accepted | 2023-09-21 | 2023-10-11 | 2024-10-11 | Solar Panels | Ja Solar | 54S31 |  | 0.395 | 15 | 117 | 27 |  | Fixed | Roof | Array 1
NJADRE1554697290 | Administratively Determined Incentive Program | Newark | 7103 | 9 | 6.72 | Residential | Behind the Meter | Yes | Net Metered Residential | Solar Mite Solutions | None | PSE&G | Accepted | 2023-09-21 | 2023-10-11 | 2024-10-11 | Solar Panels | JA Solar | 54S31 |  | 0.395 | 2 | 27 | 27 |  | Fixed | Roof | Array 2
NJADRE1554697309 | Administratively Determined Incentive Program | Newark | 7103 | 9 | 5.93 | Residential | Behind the Meter | Yes | Net Metered Residential | Solar Mite Solutions | None | PSE&G | Accepted | 2023-09-21 | 2023-10-11 | 2024-10-11 | Inverters | Enphase | IQ8PLUS-72-2 | 290 |  | 15 |  |  | 0.98 |  | Outdoor | under modules
NJADRE1554697309 | Administratively Determined Incentive Program | Newark | 7103 | 9 | 5.93 | Residential | Behind the Meter | Yes | Net Metered Residential | Solar Mite Solutions | None | PSE&G | Accepted | 2023-09-21 | 2023-10-11 | 2024-10-11 | Solar Panels | JA Solar | 54S31 |  | 0.395 | 15 | 297 | 27 |  | Fixed | Roof | Array 1
NJADRE1554697377 | Administratively Determined Incentive Program | Jersey City | 7306 | 8 | 6.48 | Residential | Behind the Meter | Yes | Net Metered Residential | Pro Custom Solar dba Momentum Solar | None | PSE&G | Accepted | 2023-09-25 | 2023-10-13 | 2024-10-13 | Inverters | Enphase | IQ8PLUS-72-2-US | 290 |  | 16 |  |  | 0.97 |  | Outdoor
NJADRE1554697377 | Administratively Determined Incentive Program | Jersey City | 7306 | 8 | 6.48 | Residential | Behind the Meter | Yes | Net Metered Residential | Pro Custom Solar dba Momentum Solar | None | PSE&G | Accepted | 2023-09-25 | 2023-10-13 | 2024-10-13 | Solar Panels | Hanwha | q.peak duo blk ML-g10+405 |  | 0.405 | 10 | 118 | 20 |  | Fixed | Roof
NJADRE1554697377 | Administratively Determined Incentive Program | Jersey City | 7306 | 8 | 6.48 | Residential | Behind the Meter | Yes | Net Metered Residential | Pro Custom Solar dba Momentum Solar | None | PSE&G | Accepted | 2023-09-25 | 2023-10-13 | 2024-10-13 | Solar Panels | Hanwha | q.peak duo blk ML-g10+405 |  | 0.405 | 6 | 298 | 19 |  | Fixed | Roof
NJADRE1554697410 | Administratively Determined Incentive Program | ELIZABETH | 7202 | 10 | 11.2 | Residential | Behind the Meter | Yes | Net Metered Residential | SunPower Corporation, Systems | None | PSE&G | Accepted | 2023-09-21 | 2023-10-11 | 2024-10-11 | Solar Panels | WAAREE ENERGIES LIMITED | WSMDI-400 |  | 0.4 | 28 | 196 | 45 |  | Fixed | Roof
NJADRE1554697410 | Administratively Determined Incentive Program | ELIZABETH | 7202 | 10 | 11.2 | Residential | Behind the Meter | Yes | Net Metered Residential | SunPower Corporation, Systems | None | PSE&G | Accepted | 2023-09-21 | 2023-10-11 | 2024-10-11 | Inverters | Enphase | IQ7HS-66-M-US | 384 |  | 28 |  |  | 0.97 |  | Other | Under Each Panel
NJADRE1554697437 | Administratively Determined Incentive Program | Toms River | 8757 | 18 | 5.39 | Residential | Behind the Meter | Yes | Net Metered Residential | Reliable Power and Solar | None | JCP&L | Accepted | 2023-09-21 | 2023-10-12 | 2024-10-12 | Solar Panels | Trina | tsmdd05385 |  | 0.385 | 14 | 210 | 20 |  | Fixed | Roof | roof
NJADRE1554697437 | Administratively Determined Incentive Program | Toms River | 8757 | 18 | 5.39 | Residential | Behind the Meter | Yes | Net Metered Residential | Reliable Power and Solar | None | JCP&L | Accepted | 2023-09-21 | 2023-10-12 | 2024-10-12 | Inverters | Enphase | IQ8 plus | 290 |  | 14 |  |  | 0.97 |  | Outside | roof
NJADRE1554697467 | Administratively Determined Incentive Program | West Milford | 7480 | 6 | 11.32 | Residential | Behind the Meter | Yes | Net Metered Residential | Pro Custom Solar dba Momentum Solar | None | Orange Rockland Electric | Accepted | 2023-09-21 | 2023-11-14 | 2024-11-14 | Solar Panels | hanwha | Â Q. PEAK DUO BLK-G10+365 |  | 0.365 | 13 | 79 | 37 |  | Fixed | Roof
NJADRE1554697467 | Administratively Determined Incentive Program | West Milford | 7480 | 6 | 11.32 | Residential | Behind the Meter | Yes | Net Metered Residential | Pro Custom Solar dba Momentum Solar | None | Orange Rockland Electric | Accepted | 2023-09-21 | 2023-11-14 | 2024-11-14 | Solar Panels | hanwha | Â Q. PEAK DUO BLK-G10+365 |  | 0.365 | 4 | 169 | 37 |  | Fixed | Roof
NJADRE1554697467 | Administratively Determined Incentive Program | West Milford | 7480 | 6 | 11.32 | Residential | Behind the Meter | Yes | Net Metered Residential | Pro Custom Solar dba Momentum Solar | None | Orange Rockland Electric | Accepted | 2023-09-21 | 2023-11-14 | 2024-11-14 | Solar Panels | hawnha | Â Q. PEAK DUO BLK-G10+365 |  | 0.365 | 10 | 80 | 35 |  | Fixed | Roof
NJADRE1554697467 | Administratively Determined Incentive Program | West Milford | 7480 | 6 | 11.32 | Residential | Behind the Meter | Yes | Net Metered Residential | Pro Custom Solar dba Momentum Solar | None | Orange Rockland Electric | Accepted | 2023-09-21 | 2023-11-14 | 2024-11-14 | Solar Panels | hanwha | Â Q. PEAK DUO BLK-G10+365 |  | 0.365 | 4 | 349 | 37 |  | Fixed | Roof
NJADRE1554697467 | Administratively Determined Incentive Program | West Milford | 7480 | 6 | 11.32 | Residential | Behind the Meter | Yes | Net Metered Residential | Pro Custom Solar dba Momentum Solar | None | Orange Rockland Electric | Accepted | 2023-09-21 | 2023-11-14 | 2024-11-14 | Inverters | enphase | IQ8PLUS-72-2-US | 290 |  | 31 |  |  | 0.97 |  | Outdoor
NJADRE1554697486 | Administratively Determined Incentive Program | Ewing Township | 8618 | 12 | 12.15 | Residential | Behind the Meter | Yes | Net Metered Residential | Pro Custom Solar dba Momentum Solar | None | PSE&G | Accepted | 2023-09-21 | 2023-10-11 | 2024-10-11 | Inverters | Enphase | IQ8PLUS-72-2-US | 290 |  | 30 |  |  | 0.97 |  | Outdoor
NJADRE1554697486 | Administratively Determined Incentive Program | Ewing Township | 8618 | 12 | 12.15 | Residential | Behind the Meter | Yes | Net Metered Residential | Pro Custom Solar dba Momentum Solar | None | PSE&G | Accepted | 2023-09-21 | 2023-10-11 | 2024-10-11 | Solar Panels | Hanwha | q.peak duo blk ML-g10+405 |  | 0.405 | 5 | 67 | 16 |  | Fixed | Roof
NJADRE1554697486 | Administratively Determined Incentive Program | Ewing Township | 8618 | 12 | 12.15 | Residential | Behind the Meter | Yes | Net Metered Residential | Pro Custom Solar dba Momentum Solar | None | PSE&G | Accepted | 2023-09-21 | 2023-10-11 | 2024-10-11 | Solar Panels | Hanwha | q.peak duo blk ML-g10+405 |  | 0.405 | 12 | 337 | 14 |  | Fixed | Roof
NJADRE1554697486 | Administratively Determined Incentive Program | Ewing Township | 8618 | 12 | 12.15 | Residential | Behind the Meter | Yes | Net Metered Residential | Pro Custom Solar dba Momentum Solar | None | PSE&G | Accepted | 2023-09-21 | 2023-10-11 | 2024-10-11 | Solar Panels | Hanwha | q.peak duo blk ML-g10+405 |  | 0.405 | 11 | 337 | 5 |  | Fixed | Roof
NJADRE1554697486 | Administratively Determined Incentive Program | Ewing Township | 8618 | 12 | 12.15 | Residential | Behind the Meter | Yes | Net Metered Residential | Pro Custom Solar dba Momentum Solar | None | PSE&G | Accepted | 2023-09-21 | 2023-10-11 | 2024-10-11 | Solar Panels | Hanwha | q.peak duo blk ML-g10+405 |  | 0.405 | 2 | 247 | 16 |  | Fixed | Roof
NJADRE1554697516 | Administratively Determined Incentive Program | Hazlet | 7730 | 17 | 4.4 | Residential | Behind the Meter | Yes | Net Metered Residential | Freedom Forever New Jersey LLC | None | JCP&L | Accepted | 2023-09-21 | 2023-10-13 | 2024-10-13 | Inverters | Solar Edge | SE3000H-USRGM [SI1] | 3000 |  | 1 |  |  | 0.99 |  | Outdoor
NJADRE1554697516 | Administratively Determined Incentive Program | Hazlet | 7730 | 17 | 4.4 | Residential | Behind the Meter | Yes | Net Metered Residential | Freedom Forever New Jersey LLC | None | JCP&L | Accepted | 2023-09-21 | 2023-10-13 | 2024-10-13 | Solar Panels | Canadian Solar | CS3N-400MS |  | 0.4 | 11 | 173 | 40 |  | Fixed | Roof
NJADRE1554697539 | Administratively Determined Incentive Program | Bridgeton | 8302 | 20 | 18 | Residential | Behind the Meter | No | Net Metered Residential | Power Energy Solutions | None | AC Electric | Accepted | 2023-09-21 | 2023-10-12 | 2024-10-12 | Inverters | SOLAREDGE | SE7600H-US | 7600 |  | 1 |  |  | 0.99 |  | Outside | ROOFTOP
NJADRE1554697539 | Administratively Determined Incentive Program | Bridgeton | 8302 | 20 | 18 | Residential | Behind the Meter | No | Net Metered Residential | Power Energy Solutions | None | AC Electric | Accepted | 2023-09-21 | 2023-10-12 | 2024-10-12 | Inverters | SOLAREDGE | SE6000H-US | 6000 |  | 1 |  |  | 0.99 |  | Outside | ROOFTOP
NJADRE1554697539 | Administratively Determined Incentive Program | Bridgeton | 8302 | 20 | 18 | Residential | Behind the Meter | No | Net Metered Residential | Power Energy Solutions | None | AC Electric | Accepted | 2023-09-21 | 2023-10-12 | 2024-10-12 | Solar Panels | SILFAB SOLAR | SIL-400 HC+ |  | 0.4 | 24 | 180 | 30 |  | Fixed | Roof | ROOFTOP
NJADRE1554697539 | Administratively Determined Incentive Program | Bridgeton | 8302 | 20 | 18 | Residential | Behind the Meter | No | Net Metered Residential | Power Energy Solutions | None | AC Electric | Accepted | 2023-09-21 | 2023-10-12 | 2024-10-12 | Solar Panels | SILFAB SOLAR | SIL-400 HC+ |  | 0.4 | 21 | 180 | 30 |  | Fixed | Roof | ROOFTOP
NJADRE1554697542 | Administratively Determined Incentive Program | Chesterfield | 8515 | 13 | 19.2 | Residential | Behind the Meter | No | Net Metered Residential | NJ Solar Power | None | PSE&G | Accepted | 2023-09-21 | 2023-10-12 | 2024-10-12 | Inverters | Solaredge | SE10000H-US | 10000 |  | 1 |  |  | 0.99 |  | Outdoor
NJADRE1554697542 | Administratively Determined Incentive Program | Chesterfield | 8515 | 13 | 19.2 | Residential | Behind the Meter | No | Net Metered Residential | NJ Solar Power | None | PSE&G | Accepted | 2023-09-21 | 2023-10-12 | 2024-10-12 | Solar Panels | Hanwha | Q. Peak Duo XL-G10.2 480 |  | 0.48 | 40 | 180 | 25 |  | Fixed | Ground | on lawn by driveway
NJADRE1554697542 | Administratively Determined Incentive Program | Chesterfield | 8515 | 13 | 19.2 | Residential | Behind the Meter | No | Net Metered Residential | NJ Solar Power | None | PSE&G | Accepted | 2023-09-21 | 2023-10-12 | 2024-10-12 | Inverters | Solaredge | SE7600H-US | 7600 |  | 1 |  |  | 0.99 |  | Outdoor
NJADRE1554697560 | Administratively Determined Incentive Program | Lake Hiawatha | 7034 | 3 | 8.8 | Residential | Behind the Meter | Yes | Net Metered Residential | Freedom Forever New Jersey LLC | None | JCP&L | Accepted | 2023-09-21 | 2023-10-12 | 2024-10-12 | Solar Panels | Freedom Forever | FF-MP-BBB-400 |  | 0.4 | 4 | 276 | 35 |  | Fixed | Roof
NJADRE1554697560 | Administratively Determined Incentive Program | Lake Hiawatha | 7034 | 3 | 8.8 | Residential | Behind the Meter | Yes | Net Metered Residential | Freedom Forever New Jersey LLC | None | JCP&L | Accepted | 2023-09-21 | 2023-10-12 | 2024-10-12 | Solar Panels | Freedom Forever | FF-MP-BBB-400 |  | 0.4 | 2 | 276 | 25 |  | Fixed | Roof
NJADRE1554697560 | Administratively Determined Incentive Program | Lake Hiawatha | 7034 | 3 | 8.8 | Residential | Behind the Meter | Yes | Net Metered Residential | Freedom Forever New Jersey LLC | None | JCP&L | Accepted | 2023-09-21 | 2023-10-12 | 2024-10-12 | Solar Panels | Freedom Forever | FF-MP-BBB-400 |  | 0.4 | 11 | 96 | 25 |  | Fixed | Roof
NJADRE1554697560 | Administratively Determined Incentive Program | Lake Hiawatha | 7034 | 3 | 8.8 | Residential | Behind the Meter | Yes | Net Metered Residential | Freedom Forever New Jersey LLC | None | JCP&L | Accepted | 2023-09-21 | 2023-10-12 | 2024-10-12 | Solar Panels | Freedom Forever | FF-MP-BBB-400 |  | 0.4 | 5 | 96 | 25 |  | Fixed | Roof
NJADRE1554697560 | Administratively Determined Incentive Program | Lake Hiawatha | 7034 | 3 | 8.8 | Residential | Behind the Meter | Yes | Net Metered Residential | Freedom Forever New Jersey LLC | None | JCP&L | Accepted | 2023-09-21 | 2023-10-12 | 2024-10-12 | Inverters | Solar Edge | SE6000H-US [SI1] RGM | 6000 |  | 1 |  |  | 0.99 |  | Outdoor
NJADRE1554697574 | Administratively Determined Incentive Program | North Brunswick | 8902 | 11 | 6.94 | Residential | Behind the Meter | No | Net Metered Residential | Power Home Remodeling | None | PSE&G | Accepted | 2023-09-21 | 2023-10-12 | 2024-10-12 | Inverters | SolarEdge | SE5000H-US | 5000 |  | 1 |  |  | 0.99 |  | Outdoor
NJADRE1554697574 | Administratively Determined Incentive Program | North Brunswick | 8902 | 11 | 6.94 | Residential | Behind the Meter | No | Net Metered Residential | Power Home Remodeling | None | PSE&G | Accepted | 2023-09-21 | 2023-10-12 | 2024-10-12 | Meters | SolarEdge | Revenue Grade Data Ansi C12.20 |  |  | 1 |  |  |  | Yes | Outdoor
NJADRE1554697574 | Administratively Determined Incentive Program | North Brunswick | 8902 | 11 | 6.94 | Residential | Behind the Meter | No | Net Metered Residential | Power Home Remodeling | None | PSE&G | Accepted | 2023-09-21 | 2023-10-12 | 2024-10-12 | Solar Panels | Hyundai | HiS-S365XG(BK) |  | 0.365 | 10 | 194 | 18 |  | Fixed | Roof
NJADRE1554697574 | Administratively Determined Incentive Program | North Brunswick | 8902 | 11 | 6.94 | Residential | Behind the Meter | No | Net Metered Residential | Power Home Remodeling | None | PSE&G | Accepted | 2023-09-21 | 2023-10-12 | 2024-10-12 | Solar Panels | Hyundai | HiS-S365XG(BK) |  | 0.365 | 9 | 104 | 27 |  | Fixed | Roof
NJADRE1554697580 | Administratively Determined Incentive Program | Middlesex Boro | 8846 | 11 | 12.75 | Residential | Behind the Meter | Yes | Net Metered Residential | Sunrun Installation Services, Inc. | None | PSE&G | Accepted | 2023-09-21 | 2023-10-12 | 2024-10-12 | Inverters | SOLAREDGE TECHNOLOGIES | SE10000H-USSN | 10000 |  | 1 |  |  | 0.99 |  | Outdoor | next to meter
NJADRE1554697580 | Administratively Determined Incentive Program | Middlesex Boro | 8846 | 11 | 12.75 | Residential | Behind the Meter | Yes | Net Metered Residential | Sunrun Installation Services, Inc. | None | PSE&G | Accepted | 2023-09-21 | 2023-10-12 | 2024-10-12 | Solar Panels | Vikram Solar | VSMDHT.60.375.05 |  | 0.375 | 14 | 246 | 23 |  | Fixed | Roof
NJADRE1554697580 | Administratively Determined Incentive Program | Middlesex Boro | 8846 | 11 | 12.75 | Residential | Behind the Meter | Yes | Net Metered Residential | Sunrun Installation Services, Inc. | None | PSE&G | Accepted | 2023-09-21 | 2023-10-12 | 2024-10-12 | Solar Panels | Vikram Solar | VSMDHT.60.375.05 |  | 0.375 | 20 | 66 | 23 |  | Fixed | Roof
NJADRE1554697580 | Administratively Determined Incentive Program | Middlesex Boro | 8846 | 11 | 12.75 | Residential | Behind the Meter | Yes | Net Metered Residential | Sunrun Installation Services, Inc. | None | PSE&G | Accepted | 2023-09-21 | 2023-10-12 | 2024-10-12 | Electric Storage Battery | Tesla | Powerwall |  |  | 2 |  |  |  | Lithium Ion |  | Outside
NJADRE1554697596 | Administratively Determined Incentive Program | Trenton | 8619 | 12 | 12.56 | Residential | Behind the Meter | Yes | Net Metered Residential | Trinity Solar | None | PSE&G | Accepted | 2023-09-21 | 2023-10-12 | 2024-10-12 | Inverters | Solar Edge | SE10000H-US | 10000 |  | 1 |  |  | 0.97 |  | Outdoor
NJADRE1554697596 | Administratively Determined Incentive Program | Trenton | 8619 | 12 | 12.56 | Residential | Behind the Meter | Yes | Net Metered Residential | Trinity Solar | None | PSE&G | Accepted | 2023-09-21 | 2023-10-12 | 2024-10-12 | Solar Panels | HANWHA 405 (Q.PEAK DUO BLK ML-G10+ 405) | HANWHA 405 (Q.PEAK DUO BLK ML-G10+ 405) |  | 0.405 | 16 | 259 | 34 |  | Fixed | Roof
NJADRE1554697596 | Administratively Determined Incentive Program | Trenton | 8619 | 12 | 12.56 | Residential | Behind the Meter | Yes | Net Metered Residential | Trinity Solar | None | PSE&G | Accepted | 2023-09-21 | 2023-10-12 | 2024-10-12 | Solar Panels | HANWHA 405 (Q.PEAK DUO BLK ML-G10+ 405) | HANWHA 405 (Q.PEAK DUO BLK ML-G10+ 405) |  | 0.405 | 12 | 79 | 34 |  | Fixed | Roof
NJADRE1554697596 | Administratively Determined Incentive Program | Trenton | 8619 | 12 | 12.56 | Residential | Behind the Meter | Yes | Net Metered Residential | Trinity Solar | None | PSE&G | Accepted | 2023-09-21 | 2023-10-12 | 2024-10-12 | Solar Panels | HANWHA 405 (Q.PEAK DUO BLK ML-G10+ 405) | HANWHA 405 (Q.PEAK DUO BLK ML-G10+ 405) |  | 0.405 | 3 | 169 | 34 |  | Fixed | Roof
NJADRE1554697608 | Administratively Determined Incentive Program | Union Twp | 7083 | 10 | 10.73 | Residential | Behind the Meter | Yes | Net Metered Residential | Vision Solar LLC | None | PSE&G | Accepted | 2023-09-21 | 2023-10-12 | 2024-10-12 | Inverters | Solar Edge | SE7600H-USRGM | 8 |  | 1 |  |  | 0.97 |  | Outside
NJADRE1554697608 | Administratively Determined Incentive Program | Union Twp | 7083 | 10 | 10.73 | Residential | Behind the Meter | Yes | Net Metered Residential | Vision Solar LLC | None | PSE&G | Accepted | 2023-09-21 | 2023-10-12 | 2024-10-12 | Solar Panels | Znshine Solar | ZXM6-NH120-370/M |  | 0.37 | 13 | 218 | 33 |  | Fixed | Roof
NJADRE1554697608 | Administratively Determined Incentive Program | Union Twp | 7083 | 10 | 10.73 | Residential | Behind the Meter | Yes | Net Metered Residential | Vision Solar LLC | None | PSE&G | Accepted | 2023-09-21 | 2023-10-12 | 2024-10-12 | Solar Panels | Znshine Solar | ZXM6-NH120-370/M |  | 0.37 | 12 | 38 | 32 |  | Fixed | Roof
NJADRE1554697608 | Administratively Determined Incentive Program | Union Twp | 7083 | 10 | 10.73 | Residential | Behind the Meter | Yes | Net Metered Residential | Vision Solar LLC | None | PSE&G | Accepted | 2023-09-21 | 2023-10-12 | 2024-10-12 | Solar Panels | Znshine Solar | ZXM6-NH120-370/M |  | 0.37 | 4 | 38 | 31 |  | Fixed | Roof
NJADRE1554697619 | Administratively Determined Incentive Program | Erial | 8081 | 14 | 3.38 | Residential | Behind the Meter | Yes | Net Metered Residential | Sunrun Installation Services, Inc. | None | AC Electric | Accepted | 2023-09-21 | 2023-10-12 | 2024-10-12 | Inverters | SolarEdge Technologies | SE3800H-USSN | 3800 |  | 1 |  |  | 0.96 |  | Outdoor | Next To Meter
NJADRE1554697619 | Administratively Determined Incentive Program | Erial | 8081 | 14 | 3.38 | Residential | Behind the Meter | Yes | Net Metered Residential | Sunrun Installation Services, Inc. | None | AC Electric | Accepted | 2023-09-21 | 2023-10-12 | 2024-10-12 | Solar Panels | Vikram Solar | VSMDHT.60.375.05 |  | 0.375 | 3 | 254 | 27 |  | Fixed | Roof
NJADRE1554697619 | Administratively Determined Incentive Program | Erial | 8081 | 14 | 3.38 | Residential | Behind the Meter | Yes | Net Metered Residential | Sunrun Installation Services, Inc. | None | AC Electric | Accepted | 2023-09-21 | 2023-10-12 | 2024-10-12 | Solar Panels | Vikram Solar | VSMDHT.60.375.05 |  | 0.375 | 6 | 75 | 25 |  | Fixed | Roof
NJADRE1554698021 | Administratively Determined Incentive Program | Somerdale | 8083 | 14 | 6.4 | Residential | Behind the Meter | Yes | Net Metered Residential | Power Energy Solutions | None | PSE&G | Accepted | 2023-09-21 | 2023-10-12 | 2024-10-12 | Inverters | SOLAREDGE | SE6000H-US | 6000 |  | 1 |  |  | 0.99 |  | Other | ROOFTOP
NJADRE1554698021 | Administratively Determined Incentive Program | Somerdale | 8083 | 14 | 6.4 | Residential | Behind the Meter | Yes | Net Metered Residential | Power Energy Solutions | None | PSE&G | Accepted | 2023-09-21 | 2023-10-12 | 2024-10-12 | Solar Panels | SILFAB SOLAR | SIL-400 HC+ |  | 0.4 | 8 | 151 | 30 |  | Fixed | Roof | ROOFTOP
NJADRE1554698021 | Administratively Determined Incentive Program | Somerdale | 8083 | 14 | 6.4 | Residential | Behind the Meter | Yes | Net Metered Residential | Power Energy Solutions | None | PSE&G | Accepted | 2023-09-21 | 2023-10-12 | 2024-10-12 | Solar Panels | SILFAB SOLAR | SIL-400 HC+ |  | 0.4 | 8 | 331 | 30 |  | Fixed | Roof | ROOFTOP
NJADRE1554698079 | Administratively Determined Incentive Program | North Bergen | 7047 | 8 | 6.89 | Residential | Behind the Meter | Yes | Net Metered Residential | Trinity Solar Inc. | None | PSE&G | Accepted | 2023-09-21 | 2023-10-12 | 2024-10-12 | Inverters | Solar Edge | SE6000H-US | 6000 |  | 1 |  |  | 0.96 |  | Outdoor
NJADRE1554698079 | Administratively Determined Incentive Program | North Bergen | 7047 | 8 | 6.89 | Residential | Behind the Meter | Yes | Net Metered Residential | Trinity Solar Inc. | None | PSE&G | Accepted | 2023-09-21 | 2023-10-12 | 2024-10-12 | Solar Panels | HANWHA 405 (Q.PEAK DUO BLK ML-G10+ 405) | HANWHA 405 (Q.PEAK DUO BLK ML-G10+ 405) |  | 0.405 | 12 | 122 | 43 |  | Fixed | Roof
NJADRE1554698079 | Administratively Determined Incentive Program | North Bergen | 7047 | 8 | 6.89 | Residential | Behind the Meter | Yes | Net Metered Residential | Trinity Solar Inc. | None | PSE&G | Accepted | 2023-09-21 | 2023-10-12 | 2024-10-12 | Solar Panels | HANWHA 405 (Q.PEAK DUO BLK ML-G10+ 405) | HANWHA 405 (Q.PEAK DUO BLK ML-G10+ 405) |  | 0.405 | 5 | 302 | 43 |  | Fixed | Roof
NJADRE1554698110 | Administratively Determined Incentive Program | Newark | 7103 | 9 | 5.18 | Residential | Behind the Meter | Yes | Net Metered Residential | Vision Solar LLC | None | PSE&G | Accepted | 2023-09-21 | 2023-11-07 | 2024-11-07 | Inverters | Solar Edge | SE3800H-USRGM | 4 |  | 1 |  |  | 0.97 |  | Outside
NJADRE1554698110 | Administratively Determined Incentive Program | Newark | 7103 | 9 | 5.18 | Residential | Behind the Meter | Yes | Net Metered Residential | Vision Solar LLC | None | PSE&G | Accepted | 2023-09-21 | 2023-11-07 | 2024-11-07 | Solar Panels | ZNSHINE | ZXM6-NH120-370/M |  | 0.37 | 14 | 196 | 29 |  | Fixed | Roof
NJADRE1554698144 | Administratively Determined Incentive Program | Elizabeth City | 7208 | 10 | 5.92 | Residential | Behind the Meter | Yes | Net Metered Residential | Vision Solar LLC | None | PSE&G | Accepted | 2023-09-21 | 2023-10-12 | 2024-10-12 | Inverters | SolarEdge | SE3800H-USRGM | 4 |  | 1 |  |  | 0.97 |  | Outdoor
NJADRE1554698144 | Administratively Determined Incentive Program | Elizabeth City | 7208 | 10 | 5.92 | Residential | Behind the Meter | Yes | Net Metered Residential | Vision Solar LLC | None | PSE&G | Accepted | 2023-09-21 | 2023-10-12 | 2024-10-12 | Solar Panels | ZNSHINE SOLAR | ZXM6-NH120-370/M |  | 0.37 | 16 | 216 | 40 |  | Fixed | Roof
NJADRE1554698147 | Administratively Determined Incentive Program | SICKLEVILLE | 8081 | 14 | 3.38 | Residential | Behind the Meter | Yes | Net Metered Residential | Sunrun Installation Services, Inc. | None | AC Electric | Accepted | 2023-09-21 | 2023-10-12 | 2024-10-12 | Inverters | SolarEdge Technologies | SE3800H-USMN | 3800 |  | 1 |  |  | 0.96 |  | Outdoor | Next To Meter
NJADRE1554698147 | Administratively Determined Incentive Program | SICKLEVILLE | 8081 | 14 | 3.38 | Residential | Behind the Meter | Yes | Net Metered Residential | Sunrun Installation Services, Inc. | None | AC Electric | Accepted | 2023-09-21 | 2023-10-12 | 2024-10-12 | Solar Panels | Vikram Solar | VSMDHT.60.375.05 |  | 0.375 | 5 | 354 | 26 |  | Fixed | Roof
NJADRE1554698147 | Administratively Determined Incentive Program | SICKLEVILLE | 8081 | 14 | 3.38 | Residential | Behind the Meter | Yes | Net Metered Residential | Sunrun Installation Services, Inc. | None | AC Electric | Accepted | 2023-09-21 | 2023-10-12 | 2024-10-12 | Solar Panels | Vikram Solar | VSMDHT.60.375.05 |  | 0.375 | 4 | 175 | 27 |  | Fixed | Roof
NJADRE1554698147 | Administratively Determined Incentive Program | SICKLEVILLE | 8081 | 14 | 3.38 | Residential | Behind the Meter | Yes | Net Metered Residential | Sunrun Installation Services, Inc. | None | AC Electric | Accepted | 2023-09-21 | 2023-10-12 | 2024-10-12 | Electric Storage Battery | LG Chem | RESU 10H Prime |  |  | 1 |  |  |  | Lithium Ion |  | inside
NJADRE1554698180 | Administratively Determined Incentive Program | South Orange | 7079 | 9 | 14 | Residential | Behind the Meter | No | Net Metered Residential | New Jersey Power Solutions | None | PSE&G | Accepted | 2023-09-21 | 2023-10-12 | 2024-10-12 | Inverters | Enphase | IQ8PLUS-72-2-US | 290 |  | 35 |  |  | 0.975 |  | Outside | Roof
NJADRE1554698180 | Administratively Determined Incentive Program | South Orange | 7079 | 9 | 14 | Residential | Behind the Meter | No | Net Metered Residential | New Jersey Power Solutions | None | PSE&G | Accepted | 2023-09-21 | 2023-10-12 | 2024-10-12 | Solar Panels | Hanwha | Q PEAK DUO ML-G10+400 |  | 0.4 | 14 | 209 | 0 |  | Fixed | Roof
NJADRE1554698180 | Administratively Determined Incentive Program | South Orange | 7079 | 9 | 14 | Residential | Behind the Meter | No | Net Metered Residential | New Jersey Power Solutions | None | PSE&G | Accepted | 2023-09-21 | 2023-10-12 | 2024-10-12 | Solar Panels | Hanwha | Q PEAK DUO ML-G10+ 400 |  | 0.4 | 6 | 209 | 0 |  | Fixed | Roof
NJADRE1554698180 | Administratively Determined Incentive Program | South Orange | 7079 | 9 | 14 | Residential | Behind the Meter | No | Net Metered Residential | New Jersey Power Solutions | None | PSE&G | Accepted | 2023-09-21 | 2023-10-12 | 2024-10-12 | Solar Panels | Hanwha | Q PEAK DUP ML-G10+ 400 |  | 0.4 | 2 | 209 | 44 |  | Fixed | Roof
NJADRE1554698180 | Administratively Determined Incentive Program | South Orange | 7079 | 9 | 14 | Residential | Behind the Meter | No | Net Metered Residential | New Jersey Power Solutions | None | PSE&G | Accepted | 2023-09-21 | 2023-10-12 | 2024-10-12 | Solar Panels | Hanwha | Q PEAK DUO ML-G10+ 400 |  | 0.4 | 10 | 209 | 0 |  | Fixed | Roof
NJADRE1554698180 | Administratively Determined Incentive Program | South Orange | 7079 | 9 | 14 | Residential | Behind the Meter | No | Net Metered Residential | New Jersey Power Solutions | None | PSE&G | Accepted | 2023-09-21 | 2023-10-12 | 2024-10-12 | Solar Panels | Hanwha | Q PEAK DUO ML-G10+ 400 |  | 0.4 | 3 | 209 | 44 |  | Fixed | Roof
NJADRE1554698238 | Administratively Determined Incentive Program | Newark | 7108 | 9 | 10.36 | Residential | Behind the Meter | Yes | Net Metered Residential | Vision Solar LLC | None | PSE&G | Accepted | 2023-09-21 | 2023-10-12 | 2024-10-12 | Inverters | Solar Edge | SE7600H-USRGM | 8 |  | 1 |  |  | 0.97 |  | Outside
NJADRE1554698238 | Administratively Determined Incentive Program | Newark | 7108 | 9 | 10.36 | Residential | Behind the Meter | Yes | Net Metered Residential | Vision Solar LLC | None | PSE&G | Accepted | 2023-09-21 | 2023-10-12 | 2024-10-12 | Solar Panels | ZNSHINE | ZXM6-NH120-370/M |  | 0.37 | 21 | 153 | 23 |  | Fixed | Roof
NJADRE1554698238 | Administratively Determined Incentive Program | Newark | 7108 | 9 | 10.36 | Residential | Behind the Meter | Yes | Net Metered Residential | Vision Solar LLC | None | PSE&G | Accepted | 2023-09-21 | 2023-10-12 | 2024-10-12 | Solar Panels | ZNSHINE | ZXM6-NH120-370/M |  | 0.37 | 7 | 333 | 23 |  | Fixed | Roof
NJADRE1554698240 | Administratively Determined Incentive Program | Belleville Twp | 7109 | 9 | 8 | Residential | Behind the Meter | Yes | Net Metered Residential | Sunny Mac LLC | None | PSE&G | Accepted | 2023-09-21 | 2023-10-12 | 2024-10-12 | Solar Panels | HANWHA | Q.PEAK DUO BLK ML-G10+400 |  | 0.4 | 10 | 193 | 33 |  | Fixed | Roof
NJADRE1554698240 | Administratively Determined Incentive Program | Belleville Twp | 7109 | 9 | 8 | Residential | Behind the Meter | Yes | Net Metered Residential | Sunny Mac LLC | None | PSE&G | Accepted | 2023-09-21 | 2023-10-12 | 2024-10-12 | Solar Panels | HANWHA | Q.PEAK DUO BLK ML-G10+400 |  | 0.4 | 2 | 193 | 20 |  | Fixed | Roof
NJADRE1554698240 | Administratively Determined Incentive Program | Belleville Twp | 7109 | 9 | 8 | Residential | Behind the Meter | Yes | Net Metered Residential | Sunny Mac LLC | None | PSE&G | Accepted | 2023-09-21 | 2023-10-12 | 2024-10-12 | Solar Panels | HANWHA | Q.PEAK DUO BLK ML-G10+400 |  | 0.4 | 8 | 283 | 20 |  | Fixed | Roof
NJADRE1554698240 | Administratively Determined Incentive Program | Belleville Twp | 7109 | 9 | 8 | Residential | Behind the Meter | Yes | Net Metered Residential | Sunny Mac LLC | None | PSE&G | Accepted | 2023-09-21 | 2023-10-12 | 2024-10-12 | Inverters | SOLAREDGE | SE3800H-US | 3800 |  | 1 |  |  | 0.99 |  | Outdoor | NEXT TO METER
NJADRE1554698240 | Administratively Determined Incentive Program | Belleville Twp | 7109 | 9 | 8 | Residential | Behind the Meter | Yes | Net Metered Residential | Sunny Mac LLC | None | PSE&G | Accepted | 2023-09-21 | 2023-10-12 | 2024-10-12 | Inverters | SOLAREDGE | SE3000H-US | 3000 |  | 1 |  |  | 0.99 |  | Outdoor | NEXT TO METER
NJADRE1554698256 | Administratively Determined Incentive Program | South Brunswick Twp | 8824 | 11 | 4.88 | Residential | Behind the Meter | Yes | Net Metered Residential | Sunrun Installation Services, Inc. | None | PSE&G | Accepted | 2023-09-21 | 2023-10-12 | 2024-10-12 | Inverters | SOLAREDGE TECHNOLOGIES | SE3800H-USMN | 3800 |  | 1 |  |  | 0.99 |  | Outdoor | next to meter
NJADRE1554698256 | Administratively Determined Incentive Program | South Brunswick Twp | 8824 | 11 | 4.88 | Residential | Behind the Meter | Yes | Net Metered Residential | Sunrun Installation Services, Inc. | None | PSE&G | Accepted | 2023-09-21 | 2023-10-12 | 2024-10-12 | Solar Panels | Vikram Solar | VSMDHT.60.375.05 |  | 0.375 | 5 | 337 | 18 |  | Fixed | Roof
NJADRE1554698256 | Administratively Determined Incentive Program | South Brunswick Twp | 8824 | 11 | 4.88 | Residential | Behind the Meter | Yes | Net Metered Residential | Sunrun Installation Services, Inc. | None | PSE&G | Accepted | 2023-09-21 | 2023-10-12 | 2024-10-12 | Solar Panels | Vikram Solar | VSMDHT.60.375.05 |  | 0.375 | 8 | 157 | 18 |  | Fixed | Roof
NJADRE1554698262 | Administratively Determined Incentive Program | WOODLAND PARK | 7424 | 6 | 4.05 | Residential | Behind the Meter | No | Net Metered Residential | Big Wave Roofing and Solar LLC | None | PSE&G | Accepted | 2023-09-21 | 2023-10-12 | 2024-10-12 | Inverters | Enphase Energy Inc | IQ7A-72-2-US | 290 |  | 10 |  |  | 0.98 |  | Outside
NJADRE1554698262 | Administratively Determined Incentive Program | WOODLAND PARK | 7424 | 6 | 4.05 | Residential | Behind the Meter | No | Net Metered Residential | Big Wave Roofing and Solar LLC | None | PSE&G | Accepted | 2023-09-21 | 2023-10-12 | 2024-10-12 | Solar Panels | Qcells | Q.PEAK DUO BLK ML-G10+ 405 |  | 0.405 | 8 | 200 | 28 |  | Fixed | Roof
NJADRE1554698262 | Administratively Determined Incentive Program | WOODLAND PARK | 7424 | 6 | 4.05 | Residential | Behind the Meter | No | Net Metered Residential | Big Wave Roofing and Solar LLC | None | PSE&G | Accepted | 2023-09-21 | 2023-10-12 | 2024-10-12 | Solar Panels | Qcells | Q.PEAK DUO BLK ML-G10+ 405 |  | 0.405 | 2 | 20 | 28 |  | Fixed | Roof
NJADRE1554698269 | Administratively Determined Incentive Program | Carteret | 7008 | 11 | 8.14 | Residential | Behind the Meter | Yes | Net Metered Residential | Vision Solar LLC | None | PSE&G | Accepted | 2023-09-21 | 2023-10-12 | 2024-10-12 | Inverters | Solar Edge | SE6000H-USRGM | 6 |  | 1 |  |  | 0.97 |  | Outside
NJADRE1554698269 | Administratively Determined Incentive Program | Carteret | 7008 | 11 | 8.14 | Residential | Behind the Meter | Yes | Net Metered Residential | Vision Solar LLC | None | PSE&G | Accepted | 2023-09-21 | 2023-10-12 | 2024-10-12 | Solar Panels | Znshine Solar | ZXM6-NH120-370/M |  | 0.37 | 7 | 106 | 23 |  | Fixed | Roof
NJADRE1554698269 | Administratively Determined Incentive Program | Carteret | 7008 | 11 | 8.14 | Residential | Behind the Meter | Yes | Net Metered Residential | Vision Solar LLC | None | PSE&G | Accepted | 2023-09-21 | 2023-10-12 | 2024-10-12 | Solar Panels | Znshine Solar | ZXM6-NH120-370/M |  | 0.37 | 15 | 286 | 23 |  | Fixed | Roof
NJADRE1554698280 | Administratively Determined Incentive Program | OLD BRIDGE | 8857 | 11 | 13.49 | Residential | Behind the Meter | Yes | Net Metered Residential | SunPower Corporation, Systems | None | JCP&L | Accepted | 2023-09-21 | 2023-10-12 | 2024-10-12 | Solar Panels | Sunpower | SPR-M-435-H-AC |  | 0.435 | 9 | 1 | 36 |  | Fixed | Roof
NJADRE1554698280 | Administratively Determined Incentive Program | OLD BRIDGE | 8857 | 11 | 13.49 | Residential | Behind the Meter | Yes | Net Metered Residential | SunPower Corporation, Systems | None | JCP&L | Accepted | 2023-09-21 | 2023-10-12 | 2024-10-12 | Solar Panels | Sunpower | SPR-M-435-H-AC |  | 0.435 | 5 | 181 | 36 |  | Fixed | Roof
NJADRE1554698280 | Administratively Determined Incentive Program | OLD BRIDGE | 8857 | 11 | 13.49 | Residential | Behind the Meter | Yes | Net Metered Residential | SunPower Corporation, Systems | None | JCP&L | Accepted | 2023-09-21 | 2023-10-12 | 2024-10-12 | Solar Panels | Sunpower | SPR-M-435-H-AC |  | 0.435 | 9 | 91 | 24 |  | Fixed | Roof
NJADRE1554698280 | Administratively Determined Incentive Program | OLD BRIDGE | 8857 | 11 | 13.49 | Residential | Behind the Meter | Yes | Net Metered Residential | SunPower Corporation, Systems | None | JCP&L | Accepted | 2023-09-21 | 2023-10-12 | 2024-10-12 | Solar Panels | Sunpower | SPR-M-435-H-AC |  | 0.435 | 8 | 271 | 24 |  | Fixed | Roof
NJADRE1554698280 | Administratively Determined Incentive Program | OLD BRIDGE | 8857 | 11 | 13.49 | Residential | Behind the Meter | Yes | Net Metered Residential | SunPower Corporation, Systems | None | JCP&L | Accepted | 2023-09-21 | 2023-10-12 | 2024-10-12 | Inverters | Enphase | IQ7HS-66-ACM-US | 384 |  | 31 |  |  | 0.97 |  | Other | under each panel
NJADRE1554698315 | Administratively Determined Incentive Program | Union | 7083 | 10 | 7.77 | Residential | Behind the Meter | Yes | Net Metered Residential | Vision Solar LLC | None | PSE&G | Accepted | 2023-09-21 | 2023-10-12 | 2024-10-12 | Inverters | Solar Edge | SE6000H-USRGM | 6 |  | 1 |  |  | 0.97 |  | Outside
NJADRE1554698315 | Administratively Determined Incentive Program | Union | 7083 | 10 | 7.77 | Residential | Behind the Meter | Yes | Net Metered Residential | Vision Solar LLC | None | PSE&G | Accepted | 2023-09-21 | 2023-10-12 | 2024-10-12 | Solar Panels | Znshine Solar | ZXM6-NH120-370/M |  | 0.37 | 6 | 241 | 18 |  | Fixed | Roof
NJADRE1554698315 | Administratively Determined Incentive Program | Union | 7083 | 10 | 7.77 | Residential | Behind the Meter | Yes | Net Metered Residential | Vision Solar LLC | None | PSE&G | Accepted | 2023-09-21 | 2023-10-12 | 2024-10-12 | Solar Panels | Znshine Solar | ZXM6-NH120-370/M |  | 0.37 | 15 | 61 | 11 |  | Fixed | Roof
NJADRE1554698324 | Administratively Determined Incentive Program | Pennsauken Twp | 8109 | 14 | 10 | Residential | Behind the Meter | Yes | Net Metered Residential | SunnyMac LLC | None | PSE&G | Accepted | 2023-09-21 | 2023-10-12 | 2024-10-12 | Solar Panels | HANWHA | Q.PEAK DUO BLK ML-G10+400 |  | 0.4 | 10 | 303 | 40 |  | Fixed | Roof
NJADRE1554698324 | Administratively Determined Incentive Program | Pennsauken Twp | 8109 | 14 | 10 | Residential | Behind the Meter | Yes | Net Metered Residential | SunnyMac LLC | None | PSE&G | Accepted | 2023-09-21 | 2023-10-12 | 2024-10-12 | Solar Panels | HANWHA | Q.PEAK DUO BLK ML-G10+400 |  | 0.4 | 15 | 123 | 41 |  | Fixed | Roof
NJADRE1554698324 | Administratively Determined Incentive Program | Pennsauken Twp | 8109 | 14 | 10 | Residential | Behind the Meter | Yes | Net Metered Residential | SunnyMac LLC | None | PSE&G | Accepted | 2023-09-21 | 2023-10-12 | 2024-10-12 | Inverters | Solaredge | SE 7600H-US | 7600 |  | 1 |  |  | 0.99 |  | Outdoor | NEXT TO METER
NJADRE1554698324 | Administratively Determined Incentive Program | Pennsauken Twp | 8109 | 14 | 10 | Residential | Behind the Meter | Yes | Net Metered Residential | SunnyMac LLC | None | PSE&G | Accepted | 2023-09-21 | 2023-10-12 | 2024-10-12 | Meters | SE-RGMTR-1D-240C-B | Solaredge |  |  | 1 |  |  |  | Yes | Outdoor
NJADRE1554698330 | Administratively Determined Incentive Program | Hackensack | 7601 | 7 | 8.51 | Residential | Behind the Meter | No | Net Metered Residential | NJ Solar Power | None | PSE&G | Accepted | 2023-09-21 | 2023-10-12 | 2024-10-12 | Inverters | Solaredge | SE7600H-US | 7600 |  | 1 |  |  | 0.99 |  | Outdoor
NJADRE1554698330 | Administratively Determined Incentive Program | Hackensack | 7601 | 7 | 8.51 | Residential | Behind the Meter | No | Net Metered Residential | NJ Solar Power | None | PSE&G | Accepted | 2023-09-21 | 2023-10-12 | 2024-10-12 | Solar Panels | REC | 405 AA Pure Black |  | 0.405 | 4 | 128 | 23 |  | Fixed | Roof | Roof 1
NJADRE1554698330 | Administratively Determined Incentive Program | Hackensack | 7601 | 7 | 8.51 | Residential | Behind the Meter | No | Net Metered Residential | NJ Solar Power | None | PSE&G | Accepted | 2023-09-21 | 2023-10-12 | 2024-10-12 | Solar Panels | REC | 405 AA Pure Black |  | 0.405 | 12 | 128 | 23 |  | Fixed | Roof | Roof 2
NJADRE1554698330 | Administratively Determined Incentive Program | Hackensack | 7601 | 7 | 8.51 | Residential | Behind the Meter | No | Net Metered Residential | NJ Solar Power | None | PSE&G | Accepted | 2023-09-21 | 2023-10-12 | 2024-10-12 | Solar Panels | REC | 405 AA Pure Black |  | 0.405 | 5 | 308 | 23 |  | Fixed | Roof | Roof 3
NJADRE1554698424 | Administratively Determined Incentive Program | Jersey City | 7305 | 8 | 5.67 | Residential | Behind the Meter | Yes | Net Metered Residential | Pro Custom Solar dba Momentum Solar | None | PSE&G | Accepted | 2023-09-21 | 2023-10-12 | 2024-10-12 | Solar Panels | hanwha | Â Q. PEAK DUO BLK-G10+405 |  | 0.405 | 8 | 181 | 23 |  | Fixed | Roof
NJADRE1554698424 | Administratively Determined Incentive Program | Jersey City | 7305 | 8 | 5.67 | Residential | Behind the Meter | Yes | Net Metered Residential | Pro Custom Solar dba Momentum Solar | None | PSE&G | Accepted | 2023-09-21 | 2023-10-12 | 2024-10-12 | Solar Panels | hanwha | Â Q. PEAK DUO BLK-G10+405 |  | 0.405 | 6 | 1 | 23 |  | Fixed | Roof
NJADRE1554698424 | Administratively Determined Incentive Program | Jersey City | 7305 | 8 | 5.67 | Residential | Behind the Meter | Yes | Net Metered Residential | Pro Custom Solar dba Momentum Solar | None | PSE&G | Accepted | 2023-09-21 | 2023-10-12 | 2024-10-12 | Inverters | enphase | IQ8PLUS-72-2-US | 290 |  | 14 |  |  | 0.97 |  | Outdoor
NJADRE1554698887 | Administratively Determined Incentive Program | Fairview | 7022 | 7 | 7.88 | Residential | Behind the Meter | Yes | Net Metered Residential | Sunrun Installation Services, Inc. | None | PSE&G | Accepted | 2023-09-21 | 2023-10-12 | 2024-10-12 | Inverters | SolarEdge Technologies | SE6000H-USSN | 6000 |  | 1 |  |  | 0.96 |  | Outdoor | Next To Meter
NJADRE1554698887 | Administratively Determined Incentive Program | Fairview | 7022 | 7 | 7.88 | Residential | Behind the Meter | Yes | Net Metered Residential | Sunrun Installation Services, Inc. | None | PSE&G | Accepted | 2023-09-21 | 2023-10-12 | 2024-10-12 | Solar Panels | Vikram Solar | VSMDHT.60.375.05 |  | 0.375 | 11 | 102 | 21 |  | Fixed | Roof
NJADRE1554698887 | Administratively Determined Incentive Program | Fairview | 7022 | 7 | 7.88 | Residential | Behind the Meter | Yes | Net Metered Residential | Sunrun Installation Services, Inc. | None | PSE&G | Accepted | 2023-09-21 | 2023-10-12 | 2024-10-12 | Solar Panels | Vikram Solar | VSMDHT.60.375.05 |  | 0.375 | 10 | 11 | 21 |  | Fixed | Roof
NJADRE1554698887 | Administratively Determined Incentive Program | Fairview | 7022 | 7 | 7.88 | Residential | Behind the Meter | Yes | Net Metered Residential | Sunrun Installation Services, Inc. | None | PSE&G | Accepted | 2023-09-21 | 2023-10-12 | 2024-10-12 | Electric Storage Battery | Tesla | Powerwall 2 AC |  |  | 2 |  |  |  | Lithium Ion |  | inside
NJADRE1554698933 | Administratively Determined Incentive Program | Bargaintown | 8234 | 19 | 15.01 | Residential | Behind the Meter | Yes | Net Metered Residential | Sunrun Installation Services, Inc. | None | AC Electric | Accepted | 2023-09-21 | 2023-10-13 | 2024-10-13 | Inverters | Delta Electronics | E6-TL-US | 5760 |  | 2 |  |  | 0.96 |  | Outdoor | Next To Meter
NJADRE1554698933 | Administratively Determined Incentive Program | Bargaintown | 8234 | 19 | 15.01 | Residential | Behind the Meter | Yes | Net Metered Residential | Sunrun Installation Services, Inc. | None | AC Electric | Accepted | 2023-09-21 | 2023-10-13 | 2024-10-13 | Solar Panels | Trina Solar | TSM-395DE09C.07 |  | 0.395 | 11 | 350 | 17 |  | Fixed | Roof
NJADRE1554698933 | Administratively Determined Incentive Program | Bargaintown | 8234 | 19 | 15.01 | Residential | Behind the Meter | Yes | Net Metered Residential | Sunrun Installation Services, Inc. | None | AC Electric | Accepted | 2023-09-21 | 2023-10-13 | 2024-10-13 | Solar Panels | Trina Solar | TSM-395DE09C.07 |  | 0.395 | 18 | 170 | 17 |  | Fixed | Roof
NJADRE1554698933 | Administratively Determined Incentive Program | Bargaintown | 8234 | 19 | 15.01 | Residential | Behind the Meter | Yes | Net Metered Residential | Sunrun Installation Services, Inc. | None | AC Electric | Accepted | 2023-09-21 | 2023-10-13 | 2024-10-13 | Solar Panels | Trina Solar | TSM-395DE09C.07 |  | 0.395 | 9 | 170 | 17 |  | Fixed | Roof
NJADRE1554701738 | Administratively Determined Incentive Program | Laurel Springs, New Jersey | 8021 | 14 | 6.4 | Residential | Behind the Meter | Yes | Net Metered Residential | Suntuity Solar LLC | None | AC Electric | Accepted | 2023-09-22 | 2023-10-12 | 2024-10-12 | Inverters | (16) ENPHASE | IQ8PLUS-72-2-US | 290 |  | 16 |  |  | 0.97 |  | Outdoor | Behind the PV modules
NJADRE1554701738 | Administratively Determined Incentive Program | Laurel Springs, New Jersey | 8021 | 14 | 6.4 | Residential | Behind the Meter | Yes | Net Metered Residential | Suntuity Solar LLC | None | AC Electric | Accepted | 2023-09-22 | 2023-10-12 | 2024-10-12 | Solar Panels | (16) CANADIANSOLAR | CS6R-400MS-HL |  | 0.4 | 10 | 231 | 34 |  | Fixed | Roof
NJADRE1554701738 | Administratively Determined Incentive Program | Laurel Springs, New Jersey | 8021 | 14 | 6.4 | Residential | Behind the Meter | Yes | Net Metered Residential | Suntuity Solar LLC | None | AC Electric | Accepted | 2023-09-22 | 2023-10-12 | 2024-10-12 | Solar Panels | (16) CANADIANSOLAR | CS6R-400MS-HL |  | 0.4 | 4 | 51 | 34 |  | Fixed | Roof
NJADRE1554701738 | Administratively Determined Incentive Program | Laurel Springs, New Jersey | 8021 | 14 | 6.4 | Residential | Behind the Meter | Yes | Net Metered Residential | Suntuity Solar LLC | None | AC Electric | Accepted | 2023-09-22 | 2023-10-12 | 2024-10-12 | Solar Panels | (16) CANADIANSOLAR | CS6R-400MS-HL |  | 0.4 | 2 | 231 | 16 |  | Fixed | Roof
NJADRE1554701754 | Administratively Determined Incentive Program | Irvington, | 7111 | 9 | 6.4 | Residential | Behind the Meter | Yes | Net Metered Residential | Suntuity Solar LLC | None | PSE&G | Accepted | 2023-09-22 | 2023-10-12 | 2024-10-12 | Inverters | ENPHASE | IQ8PLUS-72-2-US | 290 |  | 16 |  |  | 0.97 |  | Outdoor | Behind the PV modules
NJADRE1554701754 | Administratively Determined Incentive Program | Irvington, | 7111 | 9 | 6.4 | Residential | Behind the Meter | Yes | Net Metered Residential | Suntuity Solar LLC | None | PSE&G | Accepted | 2023-09-22 | 2023-10-12 | 2024-10-12 | Solar Panels | CANADIANSOLAR | CS6R-400MS-HL |  | 0.4 | 2 | 138 | 12 |  | Fixed | Roof
NJADRE1554701754 | Administratively Determined Incentive Program | Irvington, | 7111 | 9 | 6.4 | Residential | Behind the Meter | Yes | Net Metered Residential | Suntuity Solar LLC | None | PSE&G | Accepted | 2023-09-22 | 2023-10-12 | 2024-10-12 | Solar Panels | CANADIANSOLAR | CS6R-400MS-HL |  | 0.4 | 10 | 317 | 37 |  | Fixed | Roof
NJADRE1554701754 | Administratively Determined Incentive Program | Irvington, | 7111 | 9 | 6.4 | Residential | Behind the Meter | Yes | Net Metered Residential | Suntuity Solar LLC | None | PSE&G | Accepted | 2023-09-22 | 2023-10-12 | 2024-10-12 | Solar Panels | CANADIANSOLAR | CS6R-400MS-HL |  | 0.4 | 4 | 137 | 37 |  | Fixed | Roof
NJADRE1554701757 | Administratively Determined Incentive Program | Ramsey, New Jersey | 7446 | 7 | 13.2 | Residential | Behind the Meter | No | Net Metered Residential | Suntuity Solar LLC | None | Orange Rockland Electric | Accepted | 2023-09-22 | 2023-10-12 | 2024-10-12 | Inverters | (33) ENPHASE | IQ8PLUS-72-2-US | 290 |  | 33 |  |  | 0.97 |  | Outdoor | 0.99
NJADRE1554701757 | Administratively Determined Incentive Program | Ramsey, New Jersey | 7446 | 7 | 13.2 | Residential | Behind the Meter | No | Net Metered Residential | Suntuity Solar LLC | None | Orange Rockland Electric | Accepted | 2023-09-22 | 2023-10-12 | 2024-10-12 | Solar Panels | (33) CANADIANSOLAR | CS6R-400MS-HL |  | 0.4 | 33 | 271 | 37 |  | Fixed | Roof
NJADRE1554701764 | Administratively Determined Incentive Program | Marlton | 8053 | 13 | 4.35 | Residential | Behind the Meter | Yes | Net Metered Residential | Sunrun Installation Services, Inc. | None | AC Electric | Accepted | 2023-09-22 | 2023-10-12 | 2024-10-12 | Inverters | Delta Electronics | E4-TL-US | 3840 |  | 1 |  |  | 0.96 |  | Outdoor | Next To Meter
NJADRE1554701764 | Administratively Determined Incentive Program | Marlton | 8053 | 13 | 4.35 | Residential | Behind the Meter | Yes | Net Metered Residential | Sunrun Installation Services, Inc. | None | AC Electric | Accepted | 2023-09-22 | 2023-10-12 | 2024-10-12 | Solar Panels | Trina Solar | TSM-395DE09C.07 |  | 0.395 | 11 | 63 | 19 |  | Fixed | Roof
NJADRE1554701771 | Administratively Determined Incentive Program | City of Orange | 7050 | 9 | 4.88 | Residential | Behind the Meter | Yes | Net Metered Residential | Sunrun Installation Services, Inc. | None | PSE&G | Accepted | 2023-09-22 | 2023-10-12 | 2024-10-12 | Inverters | SolarEdge Technologies | SE3800H-USMN | 3800 |  | 1 |  |  | 0.96 |  | Outdoor | Next To Meter
NJADRE1554701771 | Administratively Determined Incentive Program | City of Orange | 7050 | 9 | 4.88 | Residential | Behind the Meter | Yes | Net Metered Residential | Sunrun Installation Services, Inc. | None | PSE&G | Accepted | 2023-09-22 | 2023-10-12 | 2024-10-12 | Solar Panels | Vikram Solar | VSMDHT.60.375.05 |  | 0.375 | 3 | 37 | 40 |  | Fixed | Roof
NJADRE1554701771 | Administratively Determined Incentive Program | City of Orange | 7050 | 9 | 4.88 | Residential | Behind the Meter | Yes | Net Metered Residential | Sunrun Installation Services, Inc. | None | PSE&G | Accepted | 2023-09-22 | 2023-10-12 | 2024-10-12 | Solar Panels | Vikram Solar | VSMDHT.60.375.05 |  | 0.375 | 10 | 217 | 41 |  | Fixed | Roof
NJADRE1554701787 | Administratively Determined Incentive Program | Paterson | 7514 | 6 | 9.32 | Residential | Behind the Meter | Yes | Net Metered Residential | Big Wave Roofing and Solar LLC | None | PSE&G | Accepted | 2023-09-22 | 2023-10-13 | 2024-10-13 | Inverters | Enphase Energy Inc | IQ7A-72-2-US | 290 |  | 23 |  |  | 0.98 |  | Outside
NJADRE1554701787 | Administratively Determined Incentive Program | Paterson | 7514 | 6 | 9.32 | Residential | Behind the Meter | Yes | Net Metered Residential | Big Wave Roofing and Solar LLC | None | PSE&G | Accepted | 2023-09-22 | 2023-10-13 | 2024-10-13 | Solar Panels | Qcells | Q.PEAK DUO BLK ML-G10+ 405 |  | 0.405 | 12 | 103 | 33 |  | Fixed | Roof
NJADRE1554701787 | Administratively Determined Incentive Program | Paterson | 7514 | 6 | 9.32 | Residential | Behind the Meter | Yes | Net Metered Residential | Big Wave Roofing and Solar LLC | None | PSE&G | Accepted | 2023-09-22 | 2023-10-13 | 2024-10-13 | Solar Panels | Qcells | Q.PEAK DUO BLK ML-G10+ 405 |  | 0.405 | 11 | 283 | 33 |  | Fixed | Roof
NJADRE1554701793 | Administratively Determined Incentive Program | Manchester Township | 8759 | 18 | 13.32 | Residential | Behind the Meter | Yes | Net Metered Residential | Vision Solar LLC | None | JCP&L | Accepted | 2023-09-22 | 2023-10-13 | 2024-10-13 | Inverters | Solaredge | SE11400H-USRGM | 11 |  | 1 |  |  | 0.97 |  | Outdoor | side of house
NJADRE1554701793 | Administratively Determined Incentive Program | Manchester Township | 8759 | 18 | 13.32 | Residential | Behind the Meter | Yes | Net Metered Residential | Vision Solar LLC | None | JCP&L | Accepted | 2023-09-22 | 2023-10-13 | 2024-10-13 | Solar Panels | Trina Solar | TSM-360DE06X.05(II) |  | 0.36 | 20 | 222 | 15 |  | Fixed | Roof
NJADRE1554701793 | Administratively Determined Incentive Program | Manchester Township | 8759 | 18 | 13.32 | Residential | Behind the Meter | Yes | Net Metered Residential | Vision Solar LLC | None | JCP&L | Accepted | 2023-09-22 | 2023-10-13 | 2024-10-13 | Solar Panels | Trina Solar | TSM-360DE06X.05(II) |  | 0.36 | 10 | 41 | 16 |  | Fixed | Roof
NJADRE1554701793 | Administratively Determined Incentive Program | Manchester Township | 8759 | 18 | 13.32 | Residential | Behind the Meter | Yes | Net Metered Residential | Vision Solar LLC | None | JCP&L | Accepted | 2023-09-22 | 2023-10-13 | 2024-10-13 | Solar Panels | Trina Solar | TSM-360DE06X.05(II) |  | 0.36 | 7 | 41 | 17 |  | Fixed | Roof
NJADRE1554701941 | Administratively Determined Incentive Program | HADDON TOWNSHIP | 8108 | 14 | 19.6 | Residential | Behind the Meter | Yes | Net Metered Residential | SunnyMac LLC | None | PSE&G | Accepted | 2023-09-22 | 2023-10-25 | 2024-10-25 | Solar Panels | HANWHA | Q.PEAK DUO BLK ML-G10+ 400W |  | 0.4 | 8 | 198 | 24 |  | Fixed | Roof
NJADRE1554701941 | Administratively Determined Incentive Program | HADDON TOWNSHIP | 8108 | 14 | 19.6 | Residential | Behind the Meter | Yes | Net Metered Residential | SunnyMac LLC | None | PSE&G | Accepted | 2023-09-22 | 2023-10-25 | 2024-10-25 | Solar Panels | HANWHA | Q.PEAK DUO BLK ML-G10+ 400W |  | 0.4 | 7 | 108 | 33 |  | Fixed | Roof
NJADRE1554701941 | Administratively Determined Incentive Program | HADDON TOWNSHIP | 8108 | 14 | 19.6 | Residential | Behind the Meter | Yes | Net Metered Residential | SunnyMac LLC | None | PSE&G | Accepted | 2023-09-22 | 2023-10-25 | 2024-10-25 | Solar Panels | HANWHA | Q.PEAK DUO BLK ML-G10+ 400W |  | 0.4 | 13 | 288 | 33 |  | Fixed | Roof
NJADRE1554701941 | Administratively Determined Incentive Program | HADDON TOWNSHIP | 8108 | 14 | 19.6 | Residential | Behind the Meter | Yes | Net Metered Residential | SunnyMac LLC | None | PSE&G | Accepted | 2023-09-22 | 2023-10-25 | 2024-10-25 | Solar Panels | HANWHA | Q.PEAK DUO BLK ML-G10+ 400W |  | 0.4 | 7 | 18 | 24 |  | Fixed | Roof
NJADRE1554701941 | Administratively Determined Incentive Program | HADDON TOWNSHIP | 8108 | 14 | 19.6 | Residential | Behind the Meter | Yes | Net Metered Residential | SunnyMac LLC | None | PSE&G | Accepted | 2023-09-22 | 2023-10-25 | 2024-10-25 | Solar Panels | HANWHA | Q.PEAK DUO BLK ML-G10+ 400W |  | 0.4 | 2 | 18 | 31 |  | Fixed | Roof
NJADRE1554701941 | Administratively Determined Incentive Program | HADDON TOWNSHIP | 8108 | 14 | 19.6 | Residential | Behind the Meter | Yes | Net Metered Residential | SunnyMac LLC | None | PSE&G | Accepted | 2023-09-22 | 2023-10-25 | 2024-10-25 | Solar Panels | HANWHA | Q.PEAK DUO BLK ML-G10+ 400W |  | 0.4 | 6 | 198 | 30 |  | Fixed | Roof
NJADRE1554701941 | Administratively Determined Incentive Program | HADDON TOWNSHIP | 8108 | 14 | 19.6 | Residential | Behind the Meter | Yes | Net Metered Residential | SunnyMac LLC | None | PSE&G | Accepted | 2023-09-22 | 2023-10-25 | 2024-10-25 | Solar Panels | HANWHA | Q.PEAK DUO BLK ML-G10+ 400W |  | 0.4 | 6 | 18 | 30 |  | Fixed | Roof
NJADRE1554701941 | Administratively Determined Incentive Program | HADDON TOWNSHIP | 8108 | 14 | 19.6 | Residential | Behind the Meter | Yes | Net Metered Residential | SunnyMac LLC | None | PSE&G | Accepted | 2023-09-22 | 2023-10-25 | 2024-10-25 | Inverters | Solaredge | SE 3800H -US | 3800 |  | 1 |  |  | 0.99 |  | Outdoor | NEXT TO METER
NJADRE1554701941 | Administratively Determined Incentive Program | HADDON TOWNSHIP | 8108 | 14 | 19.6 | Residential | Behind the Meter | Yes | Net Metered Residential | SunnyMac LLC | None | PSE&G | Accepted | 2023-09-22 | 2023-10-25 | 2024-10-25 | Inverters | Solaredge | SE 10000H -US | 10000 |  | 1 |  |  | 0.99 |  | Outdoor | NEXT TO METER
NJADRE1554701941 | Administratively Determined Incentive Program | HADDON TOWNSHIP | 8108 | 14 | 19.6 | Residential | Behind the Meter | Yes | Net Metered Residential | SunnyMac LLC | None | PSE&G | Accepted | 2023-09-22 | 2023-10-25 | 2024-10-25 | Meters | SE-RGMTR-1D-240C-B | Solaredge |  |  | 1 |  |  |  | Yes | Outdoor
NJADRE1554701951 | Administratively Determined Incentive Program | EDISON | 8820 | 11 | 9.32 | Residential | Behind the Meter | Yes | Net Metered Residential | Tesla Energy Operations Inc | None | PSE&G | Accepted | 2023-09-22 | 2023-10-13 | 2024-10-13 | Inverters | Tesla | 1538000-45-A (240V) | 7600 |  | 1 |  |  | 0.98 |  | Outdoor
NJADRE1554701951 | Administratively Determined Incentive Program | EDISON | 8820 | 11 | 9.32 | Residential | Behind the Meter | Yes | Net Metered Residential | Tesla Energy Operations Inc | None | PSE&G | Accepted | 2023-09-22 | 2023-10-13 | 2024-10-13 | Solar Panels | Hanwha | Q.PEAK DUO BLK ML-G10+/TS 405 |  | 0.405 | 15 | 261 | 35 |  | Fixed | Roof
NJADRE1554701951 | Administratively Determined Incentive Program | EDISON | 8820 | 11 | 9.32 | Residential | Behind the Meter | Yes | Net Metered Residential | Tesla Energy Operations Inc | None | PSE&G | Accepted | 2023-09-22 | 2023-10-13 | 2024-10-13 | Solar Panels | Hanwha | Q.PEAK DUO BLK ML-G10+/TS 405 |  | 0.405 | 3 | 171 | 40 |  | Fixed | Roof
NJADRE1554701951 | Administratively Determined Incentive Program | EDISON | 8820 | 11 | 9.32 | Residential | Behind the Meter | Yes | Net Metered Residential | Tesla Energy Operations Inc | None | PSE&G | Accepted | 2023-09-22 | 2023-10-13 | 2024-10-13 | Solar Panels | Hanwha | Q.PEAK DUO BLK ML-G10+/TS 405 |  | 0.405 | 5 | 351 | 40 |  | Fixed | Roof
NJADRE1554701955 | Administratively Determined Incentive Program | HOLMDEL | 7733 | 17 | 21.87 | Residential | Behind the Meter | No | Net Metered Residential | Tesla Energy Operations Inc | None | JCP&L | Accepted | 2023-09-22 | 2023-10-13 | 2024-10-13 | Inverters | Tesla | #1850000-00-C | 7600 |  | 2 |  |  | 0.98 |  | Outside
NJADRE1554701955 | Administratively Determined Incentive Program | HOLMDEL | 7733 | 17 | 21.87 | Residential | Behind the Meter | No | Net Metered Residential | Tesla Energy Operations Inc | None | JCP&L | Accepted | 2023-09-22 | 2023-10-13 | 2024-10-13 | Inverters | Tesla | 1538000-45-A | 5000 |  | 1 |  |  | 0.98 |  | Outside
NJADRE1554701955 | Administratively Determined Incentive Program | HOLMDEL | 7733 | 17 | 21.87 | Residential | Behind the Meter | No | Net Metered Residential | Tesla Energy Operations Inc | None | JCP&L | Accepted | 2023-09-22 | 2023-10-13 | 2024-10-13 | Electric Storage Battery | Tesla | AC Powerwall 2.0 |  |  | 2 |  |  |  | Lead Acid |  | Outside
NJADRE1554701955 | Administratively Determined Incentive Program | HOLMDEL | 7733 | 17 | 21.87 | Residential | Behind the Meter | No | Net Metered Residential | Tesla Energy Operations Inc | None | JCP&L | Accepted | 2023-09-22 | 2023-10-13 | 2024-10-13 | Solar Panels | Hanwha | Hanwha # Q.PEAK DUO BLK ML-G10+/TS 405 |  | 0.405 | 31 | 29 | 30 |  | Fixed | Roof
NJADRE1554701955 | Administratively Determined Incentive Program | HOLMDEL | 7733 | 17 | 21.87 | Residential | Behind the Meter | No | Net Metered Residential | Tesla Energy Operations Inc | None | JCP&L | Accepted | 2023-09-22 | 2023-10-13 | 2024-10-13 | Solar Panels | Hanwha | Hanwha # Q.PEAK DUO BLK ML-G10+/TS 405 |  | 0.405 | 5 | 209 | 31 |  | Fixed | Roof
NJADRE1554701955 | Administratively Determined Incentive Program | HOLMDEL | 7733 | 17 | 21.87 | Residential | Behind the Meter | No | Net Metered Residential | Tesla Energy Operations Inc | None | JCP&L | Accepted | 2023-09-22 | 2023-10-13 | 2024-10-13 | Solar Panels | Hanwha | Hanwha # Q.PEAK DUO BLK ML-G10+/TS 405 |  | 0.405 | 18 | 29 | 31 |  | Fixed | Roof
NJADRE1554702020 | Administratively Determined Incentive Program | WEEHAWKEN | 7086 | 8 | 6.66 | Residential | Behind the Meter | No | Net Metered Residential | Vision Solar LLC | None | PSE&G | Accepted | 2023-09-22 | 2023-10-13 | 2024-10-13 | Inverters | Solar Edge | SE6000H-USRGM | 6000 |  | 1 |  |  | 0.97 |  | Outside
NJADRE1554702020 | Administratively Determined Incentive Program | WEEHAWKEN | 7086 | 8 | 6.66 | Residential | Behind the Meter | No | Net Metered Residential | Vision Solar LLC | None | PSE&G | Accepted | 2023-09-22 | 2023-10-13 | 2024-10-13 | Solar Panels | Znshine Solar | ZXM6-NH120-370/M |  | 0.37 | 12 | 20 | 31 |  | Fixed | Roof
NJADRE1554702020 | Administratively Determined Incentive Program | WEEHAWKEN | 7086 | 8 | 6.66 | Residential | Behind the Meter | No | Net Metered Residential | Vision Solar LLC | None | PSE&G | Accepted | 2023-09-22 | 2023-10-13 | 2024-10-13 | Solar Panels | Znshine Solar | ZXM6-NH120-370/M |  | 0.37 | 6 | 200 | 31 |  | Fixed | Roof
NJADRE1554702041 | Administratively Determined Incentive Program | MONROE TOWNSHIP | 8831 | 11 | 7.5 | Residential | Behind the Meter | Yes | Net Metered Residential | Sunrun Installation Services, Inc. | None | JCP&L | Accepted | 2023-09-22 | 2023-10-13 | 2024-10-13 | Inverters | SolarEdge Technologies | SE6000H-USSN | 6000 |  | 1 |  |  | 0.96 |  | Outdoor | Next To Meter
NJADRE1554702041 | Administratively Determined Incentive Program | MONROE TOWNSHIP | 8831 | 11 | 7.5 | Residential | Behind the Meter | Yes | Net Metered Residential | Sunrun Installation Services, Inc. | None | JCP&L | Accepted | 2023-09-22 | 2023-10-13 | 2024-10-13 | Solar Panels | Vikram Solar | VSMDHT.60.375.05 |  | 0.375 | 6 | 119 | 29 |  | Fixed | Roof
NJADRE1554702041 | Administratively Determined Incentive Program | MONROE TOWNSHIP | 8831 | 11 | 7.5 | Residential | Behind the Meter | Yes | Net Metered Residential | Sunrun Installation Services, Inc. | None | JCP&L | Accepted | 2023-09-22 | 2023-10-13 | 2024-10-13 | Solar Panels | Vikram Solar | VSMDHT.60.375.05 |  | 0.375 | 14 | 299 | 31 |  | Fixed | Roof
NJADRE1554702042 | Administratively Determined Incentive Program | FLORENCE | 8518 | 13 | 7.7 | Residential | Behind the Meter | No | Net Metered Residential | Tesla Energy Operations Inc | None | PSE&G | Accepted | 2023-09-22 | 2023-10-13 | 2024-10-13 | Solar Panels | Hanwha | Hanwha # Q.PEAK DUO BLK ML-G10+/TS 405 |  | 0.405 | 5 | 18 | 25 |  | Fixed | Roof
NJADRE1554702042 | Administratively Determined Incentive Program | FLORENCE | 8518 | 13 | 7.7 | Residential | Behind the Meter | No | Net Metered Residential | Tesla Energy Operations Inc | None | PSE&G | Accepted | 2023-09-22 | 2023-10-13 | 2024-10-13 | Solar Panels | Hanwha | Hanwha # Q.PEAK DUO BLK ML-G10+/TS 405 |  | 0.405 | 14 | 198 | 25 |  | Fixed | Roof
NJADRE1554702042 | Administratively Determined Incentive Program | FLORENCE | 8518 | 13 | 7.7 | Residential | Behind the Meter | No | Net Metered Residential | Tesla Energy Operations Inc | None | PSE&G | Accepted | 2023-09-22 | 2023-10-13 | 2024-10-13 | Inverters | Tesla | 1538000-45-A | 7600 |  | 1 |  |  | 0.98 |  | Outside
NJADRE1554702044 | Administratively Determined Incentive Program | TOMS RIVER | 8755 | 18 | 11.55 | Residential | Behind the Meter | Yes | Net Metered Residential | Reliable Power and Solar | None | JCP&L | Accepted | 2023-09-22 | 2023-10-13 | 2024-10-13 | Inverters | Enphase | IQ8 plus | 290 |  | 30 |  |  | 0.97 |  | Outdoor | roof
NJADRE1554702044 | Administratively Determined Incentive Program | TOMS RIVER | 8755 | 18 | 11.55 | Residential | Behind the Meter | Yes | Net Metered Residential | Reliable Power and Solar | None | JCP&L | Accepted | 2023-09-22 | 2023-10-13 | 2024-10-13 | Solar Panels | Trina | Tsmdd05385 |  | 0.385 | 14 | 160 | 30 |  | Fixed | Roof
NJADRE1554702044 | Administratively Determined Incentive Program | TOMS RIVER | 8755 | 18 | 11.55 | Residential | Behind the Meter | Yes | Net Metered Residential | Reliable Power and Solar | None | JCP&L | Accepted | 2023-09-22 | 2023-10-13 | 2024-10-13 | Solar Panels | Trina | Tsmdd05385 |  | 0.385 | 11 | 250 | 30 |  | Fixed | Roof
NJADRE1554702044 | Administratively Determined Incentive Program | TOMS RIVER | 8755 | 18 | 11.55 | Residential | Behind the Meter | Yes | Net Metered Residential | Reliable Power and Solar | None | JCP&L | Accepted | 2023-09-22 | 2023-10-13 | 2024-10-13 | Solar Panels | Trina | Tsmdd05385 |  | 0.385 | 5 | 250 | 30 |  | Fixed | Roof
NJADRE1554702173 | Administratively Determined Incentive Program | ELMER | 8318 | 16 | 10.64 | Residential | Behind the Meter | No | Net Metered Residential | Freedom Forever New Jersey LLC | None | AC Electric | Accepted | 2023-09-22 | 2023-10-13 | 2024-10-13 | Inverters | Solar Edge | SE7600H-USRGM | 7600 |  | 1 |  |  | 0.99 |  | Outdoor
NJADRE1554702173 | Administratively Determined Incentive Program | ELMER | 8318 | 16 | 10.64 | Residential | Behind the Meter | No | Net Metered Residential | Freedom Forever New Jersey LLC | None | AC Electric | Accepted | 2023-09-22 | 2023-10-13 | 2024-10-13 | Solar Panels | Jinko Solar | JKM380M-6RL3-B |  | 0.38 | 28 | 179 | 23 |  | Fixed | Roof
NJADRE1554702197 | Administratively Determined Incentive Program | PATERSON | 7514 | 6 | 5.6 | Residential | Behind the Meter | Yes | Net Metered Residential | Pro Custom Solar dba Momentum Solar | None | PSE&G | Accepted | 2023-09-22 | 2023-10-13 | 2024-10-13 | Solar Panels | hanwha | Â Q. PEAK DUO BLK-G10+405 |  | 0.4 | 12 | 103 | 34 |  | Fixed | Roof
NJADRE1554702197 | Administratively Determined Incentive Program | PATERSON | 7514 | 6 | 5.6 | Residential | Behind the Meter | Yes | Net Metered Residential | Pro Custom Solar dba Momentum Solar | None | PSE&G | Accepted | 2023-09-22 | 2023-10-13 | 2024-10-13 | Solar Panels | hanwha | Â Q. PEAK DUO BLK-G10+405 |  | 0.4 | 2 | 12 | 8 |  | Fixed | Roof
NJADRE1554702197 | Administratively Determined Incentive Program | PATERSON | 7514 | 6 | 5.6 | Residential | Behind the Meter | Yes | Net Metered Residential | Pro Custom Solar dba Momentum Solar | None | PSE&G | Accepted | 2023-09-22 | 2023-10-13 | 2024-10-13 | Inverters | enphase | IQ8PLUS-72-2-US | 290 |  | 14 |  |  | 0.97 |  | Outdoor
NJADRE1554702216 | Administratively Determined Incentive Program | MONROE TOWNSHIP | 8831 | 11 | 8.8 | Residential | Behind the Meter | No | Net Metered Residential | Tesla Energy Operations Inc | None | JCP&L | Accepted | 2023-09-22 | 2023-10-13 | 2024-10-13 | Inverters | Tesla | 1538000-00-F | 7600 |  | 1 |  |  | 0.98 |  | Outside
NJADRE1554702216 | Administratively Determined Incentive Program | MONROE TOWNSHIP | 8831 | 11 | 8.8 | Residential | Behind the Meter | No | Net Metered Residential | Tesla Energy Operations Inc | None | JCP&L | Accepted | 2023-09-22 | 2023-10-13 | 2024-10-13 | Solar Panels | Hanwha | Hanwha # Q.PEAK DUO BLK ML-G10+/TS 400 |  | 0.4 | 8 | 2 | 34 |  | Fixed | Roof
NJADRE1554702216 | Administratively Determined Incentive Program | MONROE TOWNSHIP | 8831 | 11 | 8.8 | Residential | Behind the Meter | No | Net Metered Residential | Tesla Energy Operations Inc | None | JCP&L | Accepted | 2023-09-22 | 2023-10-13 | 2024-10-13 | Solar Panels | Hanwha | Hanwha # Q.PEAK DUO BLK ML-G10+/TS 400 |  | 0.4 | 10 | 182 | 34 |  | Fixed | Roof
NJADRE1554702216 | Administratively Determined Incentive Program | MONROE TOWNSHIP | 8831 | 11 | 8.8 | Residential | Behind the Meter | No | Net Metered Residential | Tesla Energy Operations Inc | None | JCP&L | Accepted | 2023-09-22 | 2023-10-13 | 2024-10-13 | Solar Panels | Hanwha | Hanwha # Q.PEAK DUO BLK ML-G10+/TS 400 |  | 0.4 | 4 | 272 | 40 |  | Fixed | Roof
NJADRE1554702249 | Administratively Determined Incentive Program | ORANGE | 7050 | 9 | 3.65 | Residential | Behind the Meter | Yes | Net Metered Residential | Pro Custom Solar dba Momentum Solar | None | PSE&G | Accepted | 2023-09-22 | 2023-10-13 | 2024-10-13 | Solar Panels | hanwha | Â Q. PEAK DUO BLK-G10+405 |  | 0.405 | 9 | 114 | 13 |  | Fixed | Roof
NJADRE1554702249 | Administratively Determined Incentive Program | ORANGE | 7050 | 9 | 3.65 | Residential | Behind the Meter | Yes | Net Metered Residential | Pro Custom Solar dba Momentum Solar | None | PSE&G | Accepted | 2023-09-22 | 2023-10-13 | 2024-10-13 | Inverters | enphase | IQ8PLUS-72-2-US | 290 |  | 9 |  |  | 0.97 |  | Outdoor
NJADRE1554702262 | Administratively Determined Incentive Program | WESTFIELD | 7090 | 10 | 10.13 | Residential | Behind the Meter | No | Net Metered Residential | Tesla Energy Operations Inc | None | JCP&L | Accepted | 2023-09-22 | 2023-10-13 | 2024-10-13 | Inverters | Tesla | 1538000-45-A | 7600 |  | 1 |  |  | 0.98 |  | Outside
NJADRE1554702262 | Administratively Determined Incentive Program | WESTFIELD | 7090 | 10 | 10.13 | Residential | Behind the Meter | No | Net Metered Residential | Tesla Energy Operations Inc | None | JCP&L | Accepted | 2023-09-22 | 2023-10-13 | 2024-10-13 | Solar Panels | Hanwha | Hanwha # Q.PEAK DUO BLK ML-G10+/TS 405 |  | 0.405 | 19 | 114 | 27 |  | Fixed | Roof
NJADRE1554702262 | Administratively Determined Incentive Program | WESTFIELD | 7090 | 10 | 10.13 | Residential | Behind the Meter | No | Net Metered Residential | Tesla Energy Operations Inc | None | JCP&L | Accepted | 2023-09-22 | 2023-10-13 | 2024-10-13 | Solar Panels | Hanwha | Hanwha # Q.PEAK DUO BLK ML-G10+/TS 405 |  | 0.405 | 6 | 204 | 20 |  | Fixed | Roof
NJADRE1554702265 | Administratively Determined Incentive Program | CAMDEN | 8104 | 14 | 6.75 | Residential | Behind the Meter | Yes | Net Metered Residential | Sunrun Installation Services, Inc. | None | PSE&G | Accepted | 2023-09-22 | 2023-10-13 | 2024-10-13 | Inverters | SolarEdge Technologies | SE6000H-USSN | 6000 |  | 1 |  |  | 0.99 |  | Outdoor | Next to meter
NJADRE1554702265 | Administratively Determined Incentive Program | CAMDEN | 8104 | 14 | 6.75 | Residential | Behind the Meter | Yes | Net Metered Residential | Sunrun Installation Services, Inc. | None | PSE&G | Accepted | 2023-09-22 | 2023-10-13 | 2024-10-13 | Solar Panels | VIKRAM SOLAR | VSMDHT.60.375.05 |  | 0.375 | 18 | 112 | 36 |  | Fixed | Roof
NJADRE1554702315 | Administratively Determined Incentive Program | LAWNSIDE | 8045 | 14 | 20.66 | Residential | Behind the Meter | No | Net Metered Residential | Tesla Energy Operations Inc | None | PSE&G | Accepted | 2023-09-22 | 2023-10-18 | 2024-10-18 | Inverters | Tesla | 1538000-45-A | 7600 |  | 3 |  |  | 0.98 |  | Outside
NJADRE1554702315 | Administratively Determined Incentive Program | LAWNSIDE | 8045 | 14 | 20.66 | Residential | Behind the Meter | No | Net Metered Residential | Tesla Energy Operations Inc | None | PSE&G | Accepted | 2023-09-22 | 2023-10-18 | 2024-10-18 | Solar Panels | Hanwha | Hanwha # Q.PEAK DUO BLK ML-G10+/TS 405 |  | 0.405 | 20 | 92 | 27 |  | Fixed | Roof
NJADRE1554702315 | Administratively Determined Incentive Program | LAWNSIDE | 8045 | 14 | 20.66 | Residential | Behind the Meter | No | Net Metered Residential | Tesla Energy Operations Inc | None | PSE&G | Accepted | 2023-09-22 | 2023-10-18 | 2024-10-18 | Solar Panels | Hanwha | Hanwha # Q.PEAK DUO BLK ML-G10+/TS 405 |  | 0.405 | 4 | 182 | 40 |  | Fixed | Roof
NJADRE1554702315 | Administratively Determined Incentive Program | LAWNSIDE | 8045 | 14 | 20.66 | Residential | Behind the Meter | No | Net Metered Residential | Tesla Energy Operations Inc | None | PSE&G | Accepted | 2023-09-22 | 2023-10-18 | 2024-10-18 | Solar Panels | Hanwha | Hanwha # Q.PEAK DUO BLK ML-G10+/TS 405 |  | 0.405 | 8 | 272 | 27 |  | Fixed | Roof
NJADRE1554702315 | Administratively Determined Incentive Program | LAWNSIDE | 8045 | 14 | 20.66 | Residential | Behind the Meter | No | Net Metered Residential | Tesla Energy Operations Inc | None | PSE&G | Accepted | 2023-09-22 | 2023-10-18 | 2024-10-18 | Solar Panels | Hanwha | Hanwha # Q.PEAK DUO BLK ML-G10+/TS 405 |  | 0.405 | 19 | 92 | 27 |  | Fixed | Roof
NJADRE1554702320 | Administratively Determined Incentive Program | ROSELLE | 7203 | 10 | 7.11 | Residential | Behind the Meter | Yes | Net Metered Residential | Sunrun Installation Services, Inc. | None | PSE&G | Accepted | 2023-09-22 | 2023-10-13 | 2024-10-13 | Inverters | SOLAREDGE TECHNOLOGIES | SE6000H-USSN | 6000 |  | 1 |  |  | 0.99 |  | Outdoor
NJADRE1554702320 | Administratively Determined Incentive Program | ROSELLE | 7203 | 10 | 7.11 | Residential | Behind the Meter | Yes | Net Metered Residential | Sunrun Installation Services, Inc. | None | PSE&G | Accepted | 2023-09-22 | 2023-10-13 | 2024-10-13 | Solar Panels | TRINA SOLAR | TSM-395DE09C.07 |  | 0.395 | 4 | 81 | 40 |  | Fixed | Roof
NJADRE1554702320 | Administratively Determined Incentive Program | ROSELLE | 7203 | 10 | 7.11 | Residential | Behind the Meter | Yes | Net Metered Residential | Sunrun Installation Services, Inc. | None | PSE&G | Accepted | 2023-09-22 | 2023-10-13 | 2024-10-13 | Solar Panels | Trina Solar | TSM-395DE09C.07 |  | 0.395 | 14 | 171 | 40 |  | Fixed | Roof
NJADRE1554702331 | Administratively Determined Incentive Program | BRIDGETON | 8302 | 20 | 14.58 | Residential | Behind the Meter | Yes | Net Metered Residential | RCL Enterprises Inc. | None | AC Electric | Accepted | 2023-09-22 | 2023-10-13 | 2024-10-13 | Inverters | Enphase | IQ8plus | 290 |  | 36 |  |  | 0.97 |  | Outdoor
NJADRE1554702331 | Administratively Determined Incentive Program | BRIDGETON | 8302 | 20 | 14.58 | Residential | Behind the Meter | Yes | Net Metered Residential | RCL Enterprises Inc. | None | AC Electric | Accepted | 2023-09-22 | 2023-10-13 | 2024-10-13 | Solar Panels | Jinko | JKM-405M |  | 0.405 | 36 | 180 | 25 |  | Fixed | Ground
NJADRE1554702345 | Administratively Determined Incentive Program | MONROE | 8831 | 11 | 12.56 | Residential | Behind the Meter | Yes | Net Metered Residential | Pro Custom Solar dba Momentum Solar | None | JCP&L | Accepted | 2023-09-22 | 2023-10-13 | 2024-10-13 | Solar Panels | hanwha | Â Q. PEAK DUO BLK-G10+405 |  | 0.405 | 9 | 185 | 18 |  | Fixed | Roof
NJADRE1554702345 | Administratively Determined Incentive Program | MONROE | 8831 | 11 | 12.56 | Residential | Behind the Meter | Yes | Net Metered Residential | Pro Custom Solar dba Momentum Solar | None | JCP&L | Accepted | 2023-09-22 | 2023-10-13 | 2024-10-13 | Solar Panels | hanwha | Â Q. PEAK DUO BLK-G10+405 |  | 0.405 | 9 | 275 | 18 |  | Fixed | Roof
NJADRE1554702345 | Administratively Determined Incentive Program | MONROE | 8831 | 11 | 12.56 | Residential | Behind the Meter | Yes | Net Metered Residential | Pro Custom Solar dba Momentum Solar | None | JCP&L | Accepted | 2023-09-22 | 2023-10-13 | 2024-10-13 | Solar Panels | hanwha | Â Q. PEAK DUO BLK-G10+405 |  | 0.405 | 13 | 95 | 18 |  | Fixed | Roof
NJADRE1554702345 | Administratively Determined Incentive Program | MONROE | 8831 | 11 | 12.56 | Residential | Behind the Meter | Yes | Net Metered Residential | Pro Custom Solar dba Momentum Solar | None | JCP&L | Accepted | 2023-09-22 | 2023-10-13 | 2024-10-13 | Inverters | enphase | IQ8PLUS-72-2-US | 290 |  | 31 |  |  | 0.97 |  | Outdoor
NJADRE1554702367 | Administratively Determined Incentive Program | RUNNEMEDE | 8078 | 14 | 10.13 | Residential | Behind the Meter | Yes | Net Metered Residential | Pro Custom Solar dba Momentum Solar | None | PSE&G | Accepted | 2023-09-22 | 2023-10-13 | 2024-10-13 | Solar Panels | hanwha | Â Q. PEAK DUO BLK-G10+405 |  | 0.405 | 9 | 344 | 5 |  | Fixed | Roof
NJADRE1554702367 | Administratively Determined Incentive Program | RUNNEMEDE | 8078 | 14 | 10.13 | Residential | Behind the Meter | Yes | Net Metered Residential | Pro Custom Solar dba Momentum Solar | None | PSE&G | Accepted | 2023-09-22 | 2023-10-13 | 2024-10-13 | Solar Panels | hanwha | Â Q. PEAK DUO BLK-G10+405 |  | 0.405 | 3 | 344 | 30 |  | Fixed | Roof
NJADRE1554702367 | Administratively Determined Incentive Program | RUNNEMEDE | 8078 | 14 | 10.13 | Residential | Behind the Meter | Yes | Net Metered Residential | Pro Custom Solar dba Momentum Solar | None | PSE&G | Accepted | 2023-09-22 | 2023-10-13 | 2024-10-13 | Solar Panels | hanwha | Â Q. PEAK DUO BLK-G10+405. |  | 0.405 | 13 | 164 | 30 |  | Fixed | Roof
NJADRE1554702367 | Administratively Determined Incentive Program | RUNNEMEDE | 8078 | 14 | 10.13 | Residential | Behind the Meter | Yes | Net Metered Residential | Pro Custom Solar dba Momentum Solar | None | PSE&G | Accepted | 2023-09-22 | 2023-10-13 | 2024-10-13 | Inverters | enphase | IQ8PLUS-72-2-US | 290 |  | 25 |  |  | 0.97 |  | Outdoor
NJADRE1554702649 | Administratively Determined Incentive Program | SECAUCUS | 7094 | 8 | 8.36 | Residential | Behind the Meter | Yes | Net Metered Residential | Freedom Forever New Jersey LLC | None | PSE&G | Accepted | 2023-09-25 | 2023-10-16 | 2024-10-16 | Inverters | Solar Edge | SE6000H-USRGM | 6000 |  | 1 |  |  | 0.99 |  | Outdoor
NJADRE1554702649 | Administratively Determined Incentive Program | SECAUCUS | 7094 | 8 | 8.36 | Residential | Behind the Meter | Yes | Net Metered Residential | Freedom Forever New Jersey LLC | None | PSE&G | Accepted | 2023-09-25 | 2023-10-16 | 2024-10-16 | Solar Panels | Jinko Solar | JKM380M-6RL3-B |  | 0.38 | 12 | 129 | 22 |  | Fixed | Roof
NJADRE1554702649 | Administratively Determined Incentive Program | SECAUCUS | 7094 | 8 | 8.36 | Residential | Behind the Meter | Yes | Net Metered Residential | Freedom Forever New Jersey LLC | None | PSE&G | Accepted | 2023-09-25 | 2023-10-16 | 2024-10-16 | Solar Panels | Jinko Solar | JKM380M-6RL3-B |  | 0.38 | 3 | 219 | 22 |  | Fixed | Roof
NJADRE1554702649 | Administratively Determined Incentive Program | SECAUCUS | 7094 | 8 | 8.36 | Residential | Behind the Meter | Yes | Net Metered Residential | Freedom Forever New Jersey LLC | None | PSE&G | Accepted | 2023-09-25 | 2023-10-16 | 2024-10-16 | Solar Panels | Jinko Solar | JKM380M-6RL3-B |  | 0.38 | 7 | 309 | 22 |  | Fixed | Roof
NJADRE1554702651 | Administratively Determined Incentive Program | LITTLE EGG HARBOR TWP | 8087 | 18 | 6 | Residential | Behind the Meter | Yes | Net Metered Residential | Sunrun Installation Services, Inc. | ACE | AC Electric | Accepted | 2023-09-22 | 2023-10-13 | 2024-10-13 | Inverters | SOLAREDGE TECHNOLOGIES | SE6000H-USSN | 6000 |  | 1 |  |  | 0.99 |  | Outdoor
NJADRE1554702651 | Administratively Determined Incentive Program | LITTLE EGG HARBOR TWP | 8087 | 18 | 6 | Residential | Behind the Meter | Yes | Net Metered Residential | Sunrun Installation Services, Inc. | ACE | AC Electric | Accepted | 2023-09-22 | 2023-10-13 | 2024-10-13 | Solar Panels | VIKRAM SOLAR | VSMDHT.60.375.05 |  | 0.375 | 16 | 83 | 26 |  | Fixed | Roof
NJADRE1554702654 | Administratively Determined Incentive Program | SEWELL | 8080 | 15 | 14.99 | Residential | Behind the Meter | Yes | Net Metered Residential | Tesla Energy Operations Inc | None | AC Electric | Accepted | 2023-09-22 | 2023-10-13 | 2024-10-13 | Inverters | Tesla | 1538000-45-A | 7600 |  | 1 |  |  | 0.98 |  | Outside
NJADRE1554702654 | Administratively Determined Incentive Program | SEWELL | 8080 | 15 | 14.99 | Residential | Behind the Meter | Yes | Net Metered Residential | Tesla Energy Operations Inc | None | AC Electric | Accepted | 2023-09-22 | 2023-10-13 | 2024-10-13 | Inverters | Tesla | 1538000-45-A | 5000 |  | 1 |  |  | 0.98 |  | Outside
NJADRE1554702654 | Administratively Determined Incentive Program | SEWELL | 8080 | 15 | 14.99 | Residential | Behind the Meter | Yes | Net Metered Residential | Tesla Energy Operations Inc | None | AC Electric | Accepted | 2023-09-22 | 2023-10-13 | 2024-10-13 | Solar Panels | Hanwha | Hanwha # Q.PEAK DUO BLK ML-G10+/TS 405 |  | 0.405 | 24 | 92 | 34 |  | Fixed | Roof
NJADRE1554702654 | Administratively Determined Incentive Program | SEWELL | 8080 | 15 | 14.99 | Residential | Behind the Meter | Yes | Net Metered Residential | Tesla Energy Operations Inc | None | AC Electric | Accepted | 2023-09-22 | 2023-10-13 | 2024-10-13 | Solar Panels | Hanwha # Q.PEAK DUO BLK ML-G10+/TS 405 | Hanwha |  | 0.405 | 5 | 183 | 43 |  | Fixed | Roof
NJADRE1554702654 | Administratively Determined Incentive Program | SEWELL | 8080 | 15 | 14.99 | Residential | Behind the Meter | Yes | Net Metered Residential | Tesla Energy Operations Inc | None | AC Electric | Accepted | 2023-09-22 | 2023-10-13 | 2024-10-13 | Solar Panels | Hanwha | Hanwha # Q.PEAK DUO BLK ML-G10+/TS 405 |  | 0.405 | 4 | 272 | 34 |  | Fixed | Roof
NJADRE1554702654 | Administratively Determined Incentive Program | SEWELL | 8080 | 15 | 14.99 | Residential | Behind the Meter | Yes | Net Metered Residential | Tesla Energy Operations Inc | None | AC Electric | Accepted | 2023-09-22 | 2023-10-13 | 2024-10-13 | Solar Panels | Hanwha | Hanwha # Q.PEAK DUO BLK ML-G10+/TS 405 |  | 0.405 | 4 | 272 | 34 |  | Fixed | Roof
NJADRE1554702677 | Administratively Determined Incentive Program | Marlton | 8053 | 13 | 4.46 | Residential | Behind the Meter | Yes | Net Metered Residential | Pro Custom Solar dba Momentum Solar | None | PSE&G | Accepted | 2023-09-25 | 2023-10-13 | 2024-10-13 | Solar Panels | hanwha | Â Q. PEAK DUO BLK-G10+405 |  | 0.405 | 7 | 274 | 24 |  | Fixed | Roof
NJADRE1554702677 | Administratively Determined Incentive Program | Marlton | 8053 | 13 | 4.46 | Residential | Behind the Meter | Yes | Net Metered Residential | Pro Custom Solar dba Momentum Solar | None | PSE&G | Accepted | 2023-09-25 | 2023-10-13 | 2024-10-13 | Solar Panels | hanwha | Â Q. PEAK DUO BLK-G10+405 |  | 0.405 | 4 | 94 | 24 |  | Fixed | Roof
NJADRE1554702677 | Administratively Determined Incentive Program | Marlton | 8053 | 13 | 4.46 | Residential | Behind the Meter | Yes | Net Metered Residential | Pro Custom Solar dba Momentum Solar | None | PSE&G | Accepted | 2023-09-25 | 2023-10-13 | 2024-10-13 | Inverters | enphase | IQ8PLUS-72-2-US | 290 |  | 11 |  |  | 0.97 |  | Outdoor
NJADRE1554702681 | Administratively Determined Incentive Program | EAST BRUNSWICK | 8816 | 11 | 4.86 | Residential | Behind the Meter | Yes | Net Metered Residential | Pro Custom Solar dba Momentum Solar | None | PSE&G | Accepted | 2023-09-22 | 2023-10-13 | 2024-10-13 | Inverters | ENPHASE | IQ8PLUS-72-2-US | 290 |  | 12 |  |  | 0.97 |  | Outdoor
NJADRE1554702681 | Administratively Determined Incentive Program | EAST BRUNSWICK | 8816 | 11 | 4.86 | Residential | Behind the Meter | Yes | Net Metered Residential | Pro Custom Solar dba Momentum Solar | None | PSE&G | Accepted | 2023-09-22 | 2023-10-13 | 2024-10-13 | Solar Panels | HANWHA | Q. PEAK DUO BLK ML-G10+405 |  | 0.405 | 12 | 354 | 4 |  | Fixed | Roof
NJADRE1554702726 | Administratively Determined Incentive Program | HADDON TOWNSHIP | 8108 | 14 | 5.67 | Residential | Behind the Meter | Yes | Net Metered Residential | Pro Custom Solar dba Momentum Solar | None | PSE&G | Accepted | 2023-09-25 | 2023-10-16 | 2024-10-16 | Solar Panels | Â Q. PEAK DUO BLK-G10+405 | hanwha |  | 0.405 | 14 | 240 | 23 |  | Fixed | Roof
NJADRE1554702726 | Administratively Determined Incentive Program | HADDON TOWNSHIP | 8108 | 14 | 5.67 | Residential | Behind the Meter | Yes | Net Metered Residential | Pro Custom Solar dba Momentum Solar | None | PSE&G | Accepted | 2023-09-25 | 2023-10-16 | 2024-10-16 | Inverters | IQ8PLUS-72-2-US | enphase | 290 |  | 14 |  |  | 0.97 |  | Outdoor
NJADRE1554702745 | Administratively Determined Incentive Program | EAST ORANGE | 7018 | 9 | 2.84 | Residential | Behind the Meter | Yes | Net Metered Residential | Pro Custom Solar dba Momentum Solar | None | PSE&G | Accepted | 2023-09-22 | 2023-10-13 | 2024-10-13 | Solar Panels | HANWHA | Q. PEAK DUO BLK ML-G10+405 |  | 0.405 | 7 | 120 | 29 |  | Fixed | Roof
NJADRE1554702745 | Administratively Determined Incentive Program | EAST ORANGE | 7018 | 9 | 2.84 | Residential | Behind the Meter | Yes | Net Metered Residential | Pro Custom Solar dba Momentum Solar | None | PSE&G | Accepted | 2023-09-22 | 2023-10-13 | 2024-10-13 | Inverters | ENPHASE | IQ8PLUS-72-2-US | 290 |  | 7 |  |  | 0.97 |  | Outdoor
NJADRE1554702782 | Administratively Determined Incentive Program | BEACHWOOD | 8722 | 18 | 3.75 | Residential | Behind the Meter | Yes | Net Metered Residential | Sunrun Installation Services, Inc. | None | JCP&L | Accepted | 2023-09-22 | 2023-10-13 | 2024-10-13 | Inverters | SolarEdge Technologies | SE3800H-USMN | 3800 |  | 1 |  |  | 0.99 |  | Outdoor | Next To Meter
NJADRE1554702782 | Administratively Determined Incentive Program | BEACHWOOD | 8722 | 18 | 3.75 | Residential | Behind the Meter | Yes | Net Metered Residential | Sunrun Installation Services, Inc. | None | JCP&L | Accepted | 2023-09-22 | 2023-10-13 | 2024-10-13 | Electric Storage Battery | LG Chem | RESU 10H Prime |  |  | 1 |  |  |  | Lithium Ion |  | Inside
NJADRE1554702782 | Administratively Determined Incentive Program | BEACHWOOD | 8722 | 18 | 3.75 | Residential | Behind the Meter | Yes | Net Metered Residential | Sunrun Installation Services, Inc. | None | JCP&L | Accepted | 2023-09-22 | 2023-10-13 | 2024-10-13 | Solar Panels | Vikram Solar | VSMDHT.60.375.05 |  | 0.375 | 3 | 126 | 34 |  | Fixed | Roof
NJADRE1554702782 | Administratively Determined Incentive Program | BEACHWOOD | 8722 | 18 | 3.75 | Residential | Behind the Meter | Yes | Net Metered Residential | Sunrun Installation Services, Inc. | None | JCP&L | Accepted | 2023-09-22 | 2023-10-13 | 2024-10-13 | Solar Panels | Vikram Solar | VSMDHT.60.375.05 |  | 0.375 | 4 | 305 | 32 |  | Fixed | Roof
NJADRE1554702782 | Administratively Determined Incentive Program | BEACHWOOD | 8722 | 18 | 3.75 | Residential | Behind the Meter | Yes | Net Metered Residential | Sunrun Installation Services, Inc. | None | JCP&L | Accepted | 2023-09-22 | 2023-10-13 | 2024-10-13 | Solar Panels | Vikram Solar | VSMDHT.60.375.05 |  | 0.375 | 3 | 306 | 34 |  | Fixed | Roof
NJADRE1554707295 | Administratively Determined Incentive Program | MAHWAH | 7430 | 7 | 19.44 | Residential | Behind the Meter | No | Net Metered Residential | Over the Top Solar Solutions | None | Orange Rockland Electric | Accepted | 2023-09-26 | 2023-10-17 | 2024-10-17 | Meters | Enphase | Envoy | 3 |  | 1 |  |  |  | Yes | Outdoor
NJADRE1554707295 | Administratively Determined Incentive Program | MAHWAH | 7430 | 7 | 19.44 | Residential | Behind the Meter | No | Net Metered Residential | Over the Top Solar Solutions | None | Orange Rockland Electric | Accepted | 2023-09-26 | 2023-10-17 | 2024-10-17 | Inverters | Enphase | Iq8A | 349 |  | 48 |  |  | 0.965 |  | Outdoor | under each panel
NJADRE1554707295 | Administratively Determined Incentive Program | MAHWAH | 7430 | 7 | 19.44 | Residential | Behind the Meter | No | Net Metered Residential | Over the Top Solar Solutions | None | Orange Rockland Electric | Accepted | 2023-09-26 | 2023-10-17 | 2024-10-17 | Solar Panels | Habwha | Qcell G405 |  | 0.405 | 36 | 180 | 34 |  | Fixed | Roof
NJADRE1554707295 | Administratively Determined Incentive Program | MAHWAH | 7430 | 7 | 19.44 | Residential | Behind the Meter | No | Net Metered Residential | Over the Top Solar Solutions | None | Orange Rockland Electric | Accepted | 2023-09-26 | 2023-10-17 | 2024-10-17 | Solar Panels | Hanwha | Qcell G405 |  | 0.405 | 12 | 90 | 34 |  | Fixed | Roof
NJADRE1554708016 | Administratively Determined Incentive Program | WRIGHTSTOWN | 8562 | 13 | 29.16 | Farm | Behind the Meter | No | Small Net Metered Non-Residential Ground Mount | Exact Solar | JCPL | JCP&L | Accepted | 2023-09-25 | 2023-10-16 | 2024-10-16 | Inverters | Fronius | Fronius Primo 7.6-1 | 7600 |  | 3 |  |  | 0.97 |  | Outdoor
NJADRE1554708016 | Administratively Determined Incentive Program | WRIGHTSTOWN | 8562 | 13 | 29.16 | Farm | Behind the Meter | No | Small Net Metered Non-Residential Ground Mount | Exact Solar | JCPL | JCP&L | Accepted | 2023-09-25 | 2023-10-16 | 2024-10-16 | Solar Panels | ZnShine | ZXM7-SPLDD144 |  | 0.54 | 54 | 180 | 25 |  | Fixed | Ground
NJADRE1554708017 | Administratively Determined Incentive Program | ROCKAWAY | 7866 | 3 | 5.67 | Residential | Behind the Meter | Yes | Net Metered Residential | Big Wave Roofing and Solar LLC | None | JCP&L | Accepted | 2023-09-25 | 2023-10-13 | 2024-10-13 | Inverters | Enphase Energy Inc | IQ7A-72-2-US | 349 |  | 14 |  |  | 0.98 |  | Outside
NJADRE1554708017 | Administratively Determined Incentive Program | ROCKAWAY | 7866 | 3 | 5.67 | Residential | Behind the Meter | Yes | Net Metered Residential | Big Wave Roofing and Solar LLC | None | JCP&L | Accepted | 2023-09-25 | 2023-10-13 | 2024-10-13 | Solar Panels | Qcells | Q.PEAK DUO BLK ML-G10+ 405 |  | 0.405 | 9 | 356 | 38 |  | Fixed | Roof
NJADRE1554708017 | Administratively Determined Incentive Program | ROCKAWAY | 7866 | 3 | 5.67 | Residential | Behind the Meter | Yes | Net Metered Residential | Big Wave Roofing and Solar LLC | None | JCP&L | Accepted | 2023-09-25 | 2023-10-13 | 2024-10-13 | Solar Panels | Qcells | Q.PEAK DUO BLK ML-G10+ 405 |  | 0.405 | 1 | 356 | 38 |  | Fixed | Roof
NJADRE1554708017 | Administratively Determined Incentive Program | ROCKAWAY | 7866 | 3 | 5.67 | Residential | Behind the Meter | Yes | Net Metered Residential | Big Wave Roofing and Solar LLC | None | JCP&L | Accepted | 2023-09-25 | 2023-10-13 | 2024-10-13 | Solar Panels | Qcells | Q.PEAK DUO BLK ML-G10+ 405 |  | 0.405 | 2 | 176 | 38 |  | Fixed | Roof
NJADRE1554708017 | Administratively Determined Incentive Program | ROCKAWAY | 7866 | 3 | 5.67 | Residential | Behind the Meter | Yes | Net Metered Residential | Big Wave Roofing and Solar LLC | None | JCP&L | Accepted | 2023-09-25 | 2023-10-13 | 2024-10-13 | Solar Panels | Qcells | Q.PEAK DUO BLK ML-G10+ 405 |  | 0.405 | 2 | 176 | 15 |  | Fixed | Roof
NJADRE1554708040 | Administratively Determined Incentive Program | NEWFIELD | 8344 | 15 | 10.08 | Residential | Behind the Meter | Yes | Net Metered Residential | EMT Renewables | None | AC Electric | Accepted | 2023-09-25 | 2023-10-13 | 2024-10-13 | Inverters | ENPHASE | IQ7x | 315 |  | 24 |  |  | 0.98 |  | Other | UNDER EACH PANEL
NJADRE1554708040 | Administratively Determined Incentive Program | NEWFIELD | 8344 | 15 | 10.08 | Residential | Behind the Meter | Yes | Net Metered Residential | EMT Renewables | None | AC Electric | Accepted | 2023-09-25 | 2023-10-13 | 2024-10-13 | Solar Panels | REC ALPHA | REC 420 |  | 0.42 | 21 | 240 | 47 |  | Fixed | Roof
NJADRE1554708040 | Administratively Determined Incentive Program | NEWFIELD | 8344 | 15 | 10.08 | Residential | Behind the Meter | Yes | Net Metered Residential | EMT Renewables | None | AC Electric | Accepted | 2023-09-25 | 2023-10-13 | 2024-10-13 | Solar Panels | REC ALPHA | REC 420 |  | 0.42 | 3 | 240 | 1 |  | Fixed | Roof
NJADRE1554708044 | Administratively Determined Incentive Program | MARLBORO | 7746 | 17 | 6.48 | Residential | Behind the Meter | No | Net Metered Residential | Tesla Energy Operations Inc | None | JCP&L | Accepted | 2023-09-25 | 2023-10-13 | 2024-10-13 | Solar Panels | Hanwha | Q.PEAK DUO BLK ML-G10+/TS 405 |  | 0.405 | 2 | 156 | 27 |  | Fixed | Roof
NJADRE1554708044 | Administratively Determined Incentive Program | MARLBORO | 7746 | 17 | 6.48 | Residential | Behind the Meter | No | Net Metered Residential | Tesla Energy Operations Inc | None | JCP&L | Accepted | 2023-09-25 | 2023-10-13 | 2024-10-13 | Solar Panels | Hanwha | .PEAK DUO BLK ML-G10+/TS 405 |  | 0.405 | 2 | 336 | 27 |  | Fixed | Roof
NJADRE1554708044 | Administratively Determined Incentive Program | MARLBORO | 7746 | 17 | 6.48 | Residential | Behind the Meter | No | Net Metered Residential | Tesla Energy Operations Inc | None | JCP&L | Accepted | 2023-09-25 | 2023-10-13 | 2024-10-13 | Solar Panels | Hanwha | Q.PEAK DUO BLK ML-G10+/TS 405 |  | 0.405 | 3 | 66 | 27 |  | Fixed | Roof
NJADRE1554708044 | Administratively Determined Incentive Program | MARLBORO | 7746 | 17 | 6.48 | Residential | Behind the Meter | No | Net Metered Residential | Tesla Energy Operations Inc | None | JCP&L | Accepted | 2023-09-25 | 2023-10-13 | 2024-10-13 | Solar Panels | Hanwha | Q.PEAK DUO BLK ML-G10+/TS 405 |  | 0.405 | 4 | 156 | 27 |  | Fixed | Roof
NJADRE1554708044 | Administratively Determined Incentive Program | MARLBORO | 7746 | 17 | 6.48 | Residential | Behind the Meter | No | Net Metered Residential | Tesla Energy Operations Inc | None | JCP&L | Accepted | 2023-09-25 | 2023-10-13 | 2024-10-13 | Solar Panels | Hanwha | Q.PEAK DUO BLK ML-G10+/TS 405 |  | 0.405 | 5 | 246 | 27 |  | Fixed | Roof
NJADRE1554708044 | Administratively Determined Incentive Program | MARLBORO | 7746 | 17 | 6.48 | Residential | Behind the Meter | No | Net Metered Residential | Tesla Energy Operations Inc | None | JCP&L | Accepted | 2023-09-25 | 2023-10-13 | 2024-10-13 | Inverters | Tesla Inc | 1538000-45-A | 7600 |  | 1 |  |  | 0.986 |  | Outdoor
NJADRE1554708054 | Administratively Determined Incentive Program | NEWARK | 7112 | 9 | 10.53 | Residential | Behind the Meter | Yes | Net Metered Residential | Trinity Solar | None | PSE&G | Accepted | 2023-09-25 | 2023-10-16 | 2024-10-16 | Inverters | Solar Edge | SE10000H-US | 10000 |  | 1 |  |  | 0.97 |  | Outside
NJADRE1554708054 | Administratively Determined Incentive Program | NEWARK | 7112 | 9 | 10.53 | Residential | Behind the Meter | Yes | Net Metered Residential | Trinity Solar | None | PSE&G | Accepted | 2023-09-25 | 2023-10-16 | 2024-10-16 | Solar Panels | HANWHA 405 (Q.PEAK DUO BLK ML-G10+ 405) | HANWHA 405 (Q.PEAK DUO BLK ML-G10+ 405) |  | 0.405 | 12 | 216 | 34 |  | Fixed | Roof
NJADRE1554708054 | Administratively Determined Incentive Program | NEWARK | 7112 | 9 | 10.53 | Residential | Behind the Meter | Yes | Net Metered Residential | Trinity Solar | None | PSE&G | Accepted | 2023-09-25 | 2023-10-16 | 2024-10-16 | Solar Panels | HANWHA 405 (Q.PEAK DUO BLK ML-G10+ 405) | HANWHA 405 (Q.PEAK DUO BLK ML-G10+ 405) |  | 0.405 | 14 | 36 | 34 |  | Fixed | Roof
NJADRE1554708082 | Administratively Determined Incentive Program | DEPTFORD | 8096 | 15 | 4 | Residential | Behind the Meter | No | Net Metered Residential | Skyline Solar Solar | None | PSE&G | Accepted | 2023-09-25 | 2023-10-13 | 2024-10-13 | Solar Panels | MSOLAR | TXI10-400108BB |  | 0.4 | 10 | 135 | 28 |  | Fixed | Roof
NJADRE1554708082 | Administratively Determined Incentive Program | DEPTFORD | 8096 | 15 | 4 | Residential | Behind the Meter | No | Net Metered Residential | Skyline Solar Solar | None | PSE&G | Accepted | 2023-09-25 | 2023-10-13 | 2024-10-13 | Inverters | Solaredge | SE3800H-US | 3800 |  | 1 |  |  | 0.99 |  | Outdoor
NJADRE1554708095 | Administratively Determined Incentive Program | WILLIAMSTOWN | 8094 | 15 | 11.34 | Residential | Behind the Meter | No | Net Metered Residential | EMT Renewables | None | AC Electric | Accepted | 2023-09-25 | 2023-10-13 | 2024-10-13 | Inverters | ENPHASE | IQ7x | 315 |  | 27 |  |  | 0.98 |  | Other | UNDER EACH PANEL
NJADRE1554708095 | Administratively Determined Incentive Program | WILLIAMSTOWN | 8094 | 15 | 11.34 | Residential | Behind the Meter | No | Net Metered Residential | EMT Renewables | None | AC Electric | Accepted | 2023-09-25 | 2023-10-13 | 2024-10-13 | Solar Panels | REC ALPHA | REC 420 |  | 0.42 | 27 | 93 | 27 |  | Fixed | Roof
NJADRE1554708137 | Administratively Determined Incentive Program | DEPTFORD TERRACE | 8090 | 15 | 7.7 | Residential | Behind the Meter | No | Net Metered Residential | Tesla Energy Operations Inc | None | AC Electric | Accepted | 2023-09-25 | 2023-10-24 | 2024-10-24 | Solar Panels | Hanwha | Q.PEAK DUO BLK ML-G10+/TS 405 |  | 0.405 | 4 | 101 | 34 |  | Fixed | Roof
NJADRE1554708137 | Administratively Determined Incentive Program | DEPTFORD TERRACE | 8090 | 15 | 7.7 | Residential | Behind the Meter | No | Net Metered Residential | Tesla Energy Operations Inc | None | AC Electric | Accepted | 2023-09-25 | 2023-10-24 | 2024-10-24 | Solar Panels | Hanwha | Q.PEAK DUO BLK ML-G10+/TS 405 |  | 0.405 | 6 | 191 | 34 |  | Fixed | Roof
NJADRE1554708137 | Administratively Determined Incentive Program | DEPTFORD TERRACE | 8090 | 15 | 7.7 | Residential | Behind the Meter | No | Net Metered Residential | Tesla Energy Operations Inc | None | AC Electric | Accepted | 2023-09-25 | 2023-10-24 | 2024-10-24 | Solar Panels | Hanwha | Q.PEAK DUO BLK ML-G10+/TS 405 |  | 0.405 | 4 | 280 | 34 |  | Fixed | Roof
NJADRE1554708137 | Administratively Determined Incentive Program | DEPTFORD TERRACE | 8090 | 15 | 7.7 | Residential | Behind the Meter | No | Net Metered Residential | Tesla Energy Operations Inc | None | AC Electric | Accepted | 2023-09-25 | 2023-10-24 | 2024-10-24 | Solar Panels | Hanwha | Q.PEAK DUO BLK ML-G10+/TS 405 |  | 0.405 | 5 | 281 | 34 |  | Fixed | Roof
NJADRE1554708137 | Administratively Determined Incentive Program | DEPTFORD TERRACE | 8090 | 15 | 7.7 | Residential | Behind the Meter | No | Net Metered Residential | Tesla Energy Operations Inc | None | AC Electric | Accepted | 2023-09-25 | 2023-10-24 | 2024-10-24 | Inverters | Tesla Inc | 1538000-45-A | 7600 |  | 1 |  |  | 0.986 |  | Outdoor
NJADRE1554708145 | Administratively Determined Incentive Program | MORRISTOWN | 7960 | 3 | 9.94 | Residential | Behind the Meter | Yes | Net Metered Residential | Tesla Energy Operations Inc | None | JCP&L | Accepted | 2023-09-27 | 2023-10-18 | 2024-10-18 | Inverters | Tesla | #1850000-00-C | 7600 |  | 1 |  |  | 0.98 |  | Outside
NJADRE1554708145 | Administratively Determined Incentive Program | MORRISTOWN | 7960 | 3 | 9.94 | Residential | Behind the Meter | Yes | Net Metered Residential | Tesla Energy Operations Inc | None | JCP&L | Accepted | 2023-09-27 | 2023-10-18 | 2024-10-18 | Electric Storage Battery | Tesla | AC Powerwall 2.0 |  |  | 3 |  |  |  | Lithium Ion |  | Outside
NJADRE1554708145 | Administratively Determined Incentive Program | MORRISTOWN | 7960 | 3 | 9.94 | Residential | Behind the Meter | Yes | Net Metered Residential | Tesla Energy Operations Inc | None | JCP&L | Accepted | 2023-09-27 | 2023-10-18 | 2024-10-18 | Solar Panels | Tesla | 5014123-00-C |  | 0.072 | 42 | 60 | 34 |  | Fixed | Roof
NJADRE1554708145 | Administratively Determined Incentive Program | MORRISTOWN | 7960 | 3 | 9.94 | Residential | Behind the Meter | Yes | Net Metered Residential | Tesla Energy Operations Inc | None | JCP&L | Accepted | 2023-09-27 | 2023-10-18 | 2024-10-18 | Solar Panels | Tesla | 5014123-00-C |  | 0.072 | 96 | 240 | 34 |  | Fixed | Roof
NJADRE1554708148 | Administratively Determined Incentive Program | UNION | 7083 | 10 | 4 | Residential | Behind the Meter | No | Net Metered Residential | Skyline Solar Solar | None | PSE&G | Accepted | 2023-09-25 | 2023-10-16 | 2024-10-16 | Solar Panels | MSOLAR | TXI10-400108BB |  | 0.4 | 10 | 195 | 1 |  | Fixed | Roof
NJADRE1554708148 | Administratively Determined Incentive Program | UNION | 7083 | 10 | 4 | Residential | Behind the Meter | No | Net Metered Residential | Skyline Solar Solar | None | PSE&G | Accepted | 2023-09-25 | 2023-10-16 | 2024-10-16 | Inverters | Solaredge | SE3000H-US | 3000 |  | 1 |  |  | 0.99 |  | Outdoor
NJADRE1554708151 | Administratively Determined Incentive Program | NEWARK | 7108 | 9 | 4.81 | Residential | Behind the Meter | Yes | Net Metered Residential | Vision Solar LLC | None | PSE&G | Accepted | 2023-09-25 | 2023-10-16 | 2024-10-16 | Inverters | Solaredge | SE3800H-USRGM | 4 |  | 1 |  |  | 0.97 |  | Outdoor | side of house
NJADRE1554708151 | Administratively Determined Incentive Program | NEWARK | 7108 | 9 | 4.81 | Residential | Behind the Meter | Yes | Net Metered Residential | Vision Solar LLC | None | PSE&G | Accepted | 2023-09-25 | 2023-10-16 | 2024-10-16 | Solar Panels | ZNSHINE | ZXM6-NH120-370/M |  | 0.37 | 3 | 108 | 5 |  | Fixed | Roof
NJADRE1554708151 | Administratively Determined Incentive Program | NEWARK | 7108 | 9 | 4.81 | Residential | Behind the Meter | Yes | Net Metered Residential | Vision Solar LLC | None | PSE&G | Accepted | 2023-09-25 | 2023-10-16 | 2024-10-16 | Solar Panels | ZNSHINE | ZXM6-NH120-370/M |  | 0.37 | 2 | 108 | 8 |  | Fixed | Roof
NJADRE1554708151 | Administratively Determined Incentive Program | NEWARK | 7108 | 9 | 4.81 | Residential | Behind the Meter | Yes | Net Metered Residential | Vision Solar LLC | None | PSE&G | Accepted | 2023-09-25 | 2023-10-16 | 2024-10-16 | Solar Panels | ZNSHINE | ZXM6-NH120-370/M |  | 0.37 | 4 | 108 | 42 |  | Fixed | Roof
NJADRE1554708151 | Administratively Determined Incentive Program | NEWARK | 7108 | 9 | 4.81 | Residential | Behind the Meter | Yes | Net Metered Residential | Vision Solar LLC | None | PSE&G | Accepted | 2023-09-25 | 2023-10-16 | 2024-10-16 | Solar Panels | ZNSHINE | ZXM6-NH120-370/M |  | 0.37 | 4 | 288 | 42 |  | Fixed | Roof
NJADRE1554708212 | Administratively Determined Incentive Program | SOUTH AMBOY | 8879 | 11 | 6.08 | Residential | Behind the Meter | Yes | Net Metered Residential | Tesla Energy Operations Inc | None | JCP&L | Accepted | 2023-09-25 | 2023-10-16 | 2024-10-16 | Solar Panels | Hanwha | Q.PEAK DUO BLK ML-G10+/TS 405 |  | 0.405 | 15 | 149 | 40 |  | Fixed | Roof
NJADRE1554708212 | Administratively Determined Incentive Program | SOUTH AMBOY | 8879 | 11 | 6.08 | Residential | Behind the Meter | Yes | Net Metered Residential | Tesla Energy Operations Inc | None | JCP&L | Accepted | 2023-09-25 | 2023-10-16 | 2024-10-16 | Inverters | Tesla Inc | 1538000-45-A | 7600 |  | 1 |  |  | 0.986 |  | Outdoor
NJADRE1554708236 | Administratively Determined Incentive Program | SICKLERVILLE | 8081 | 14 | 14.28 | Residential | Behind the Meter | Yes | Net Metered Residential | EMT Renewables | None | AC Electric | Accepted | 2023-09-25 | 2023-10-16 | 2024-10-16 | Inverters | ENPHASE | IQ7x | 315 |  | 34 |  |  | 0.98 |  | Other | UNDER EACH PANEL
NJADRE1554708236 | Administratively Determined Incentive Program | SICKLERVILLE | 8081 | 14 | 14.28 | Residential | Behind the Meter | Yes | Net Metered Residential | EMT Renewables | None | AC Electric | Accepted | 2023-09-25 | 2023-10-16 | 2024-10-16 | Solar Panels | REC ALPHA | REC 420 |  | 0.42 | 8 | 233 | 28 |  | Fixed | Roof
NJADRE1554708236 | Administratively Determined Incentive Program | SICKLERVILLE | 8081 | 14 | 14.28 | Residential | Behind the Meter | Yes | Net Metered Residential | EMT Renewables | None | AC Electric | Accepted | 2023-09-25 | 2023-10-16 | 2024-10-16 | Solar Panels | REC ALPHA | REC 420 |  | 0.42 | 6 | 234 | 28 |  | Fixed | Roof
NJADRE1554708236 | Administratively Determined Incentive Program | SICKLERVILLE | 8081 | 14 | 14.28 | Residential | Behind the Meter | Yes | Net Metered Residential | EMT Renewables | None | AC Electric | Accepted | 2023-09-25 | 2023-10-16 | 2024-10-16 | Solar Panels | REC ALPHA | REC 420 |  | 0.42 | 14 | 53 | 28 |  | Fixed | Roof
NJADRE1554708236 | Administratively Determined Incentive Program | SICKLERVILLE | 8081 | 14 | 14.28 | Residential | Behind the Meter | Yes | Net Metered Residential | EMT Renewables | None | AC Electric | Accepted | 2023-09-25 | 2023-10-16 | 2024-10-16 | Solar Panels | REC ALPHA | REC 420 |  | 0.42 | 6 | 54 | 28 |  | Fixed | Roof
NJADRE1554708237 | Administratively Determined Incentive Program | Rosenhayn | 8352 | 20 | 33.73 | Residential | Behind the Meter | No | Net Metered Residential | Solar Energy World | None | AC Electric | Accepted | 2023-09-25 | 2023-10-16 | 2024-10-16 | Solar Panels | LONGi Green Energy | LR4-60HPB-355M |  | 0.355 | 95 | 160 | 25 |  | Fixed | Ground
NJADRE1554708237 | Administratively Determined Incentive Program | Rosenhayn | 8352 | 20 | 33.73 | Residential | Behind the Meter | No | Net Metered Residential | Solar Energy World | None | AC Electric | Accepted | 2023-09-25 | 2023-10-16 | 2024-10-16 | Inverters | SMA | SB7.7 | 7680 |  | 4 |  |  | 0.97 |  | Outside
NJADRE1554708260 | Administratively Determined Incentive Program | NORTHVALE | 7647 | 7 | 6.48 | Residential | Behind the Meter | Yes | Net Metered Residential | Pro Custom Solar dba Momentum Solar | None | Orange Rockland Electric | Accepted | 2023-09-25 | 2023-10-16 | 2024-10-16 | Solar Panels | hanwha | Â Q. PEAK DUO BLK-G10+405 |  | 0.405 | 16 | 111 | 27 |  | Fixed | Roof
NJADRE1554708260 | Administratively Determined Incentive Program | NORTHVALE | 7647 | 7 | 6.48 | Residential | Behind the Meter | Yes | Net Metered Residential | Pro Custom Solar dba Momentum Solar | None | Orange Rockland Electric | Accepted | 2023-09-25 | 2023-10-16 | 2024-10-16 | Inverters | enphase | IQ8PLUS-72-2-US | 300 |  | 16 |  |  | 0.97 |  | Outdoor
NJADRE1554708317 | Administratively Determined Incentive Program | BERGENFIELD | 7621 | 7 | 7.7 | Residential | Behind the Meter | Yes | Net Metered Residential | Tesla Energy Operations Inc | None | PSE&G | Accepted | 2023-09-25 | 2023-10-16 | 2024-10-16 | Solar Panels | Hanwha | Q.PEAK DUO BLK ML-G10+/TS 405 |  | 0.405 | 11 | 273 | 27 |  | Fixed | Roof
NJADRE1554708317 | Administratively Determined Incentive Program | BERGENFIELD | 7621 | 7 | 7.7 | Residential | Behind the Meter | Yes | Net Metered Residential | Tesla Energy Operations Inc | None | PSE&G | Accepted | 2023-09-25 | 2023-10-16 | 2024-10-16 | Solar Panels | Hanwha | Q.PEAK DUO BLK ML-G10+/TS 405 |  | 0.405 | 8 | 93 | 27 |  | Fixed | Roof
NJADRE1554708317 | Administratively Determined Incentive Program | BERGENFIELD | 7621 | 7 | 7.7 | Residential | Behind the Meter | Yes | Net Metered Residential | Tesla Energy Operations Inc | None | PSE&G | Accepted | 2023-09-25 | 2023-10-16 | 2024-10-16 | Inverters | Tesla Inc | 1538000-45-A | 7600 |  | 1 |  |  | 0.986 |  | Outdoor
NJADRE1554708333 | Administratively Determined Incentive Program | FLEMINGTON | 8822 | 4 | 9.32 | Residential | Behind the Meter | No | Net Metered Residential | EMT Renewables | None | JCP&L | Accepted | 2023-09-25 | 2023-10-16 | 2024-10-16 | Inverters | ENPHASE | IQ8+ | 290 |  | 23 |  |  | 0.98 |  | Other | UNDER EACH PANEL
NJADRE1554708333 | Administratively Determined Incentive Program | FLEMINGTON | 8822 | 4 | 9.32 | Residential | Behind the Meter | No | Net Metered Residential | EMT Renewables | None | JCP&L | Accepted | 2023-09-25 | 2023-10-16 | 2024-10-16 | Solar Panels | Q CELLS | Q PEAK DUO BLK |  | 0.405 | 20 | 310 | 20 |  | Fixed | Roof
NJADRE1554708333 | Administratively Determined Incentive Program | FLEMINGTON | 8822 | 4 | 9.32 | Residential | Behind the Meter | No | Net Metered Residential | EMT Renewables | None | JCP&L | Accepted | 2023-09-25 | 2023-10-16 | 2024-10-16 | Solar Panels | Q CELLS | Q PEAK DUO BLK |  | 0.405 | 3 | 310 | 8 |  | Fixed | Roof
NJADRE1554708496 | Administratively Determined Incentive Program | Whiting | 8759 | 18 | 11.55 | Residential | Behind the Meter | Yes | Net Metered Residential | Reliable Power and Solar | None | JCP&L | Accepted | 2023-09-25 | 2023-10-16 | 2024-10-16 | Inverters | Enphase | IQ8 plus | 290 |  | 30 |  |  | 0.97 |  | Outdoor | roof
NJADRE1554708496 | Administratively Determined Incentive Program | Whiting | 8759 | 18 | 11.55 | Residential | Behind the Meter | Yes | Net Metered Residential | Reliable Power and Solar | None | JCP&L | Accepted | 2023-09-25 | 2023-10-16 | 2024-10-16 | Solar Panels | Trina | TSMdd05385 |  | 0.385 | 30 | 260 | 28 |  | Fixed | Roof
NJADRE1554708605 | Administratively Determined Incentive Program | CARLSTADT | 7072 | 7 | 12 | Residential | Behind the Meter | Yes | Net Metered Residential | Sunrun Installation Services, Inc. |  | PSE&G | Accepted | 2023-09-25 | 2023-10-16 | 2024-10-16 | Inverters | SolarEdge Technologies | SE10000H-USSN | 10000 |  | 1 |  |  | 0.96 |  | Outdoor | Next To Meter
NJADRE1554708605 | Administratively Determined Incentive Program | CARLSTADT | 7072 | 7 | 12 | Residential | Behind the Meter | Yes | Net Metered Residential | Sunrun Installation Services, Inc. |  | PSE&G | Accepted | 2023-09-25 | 2023-10-16 | 2024-10-16 | Solar Panels | Vikram Solar | VSMDHT.60.375.05 |  | 0.375 | 18 | 37 | 22 |  | Fixed | Roof
NJADRE1554708605 | Administratively Determined Incentive Program | CARLSTADT | 7072 | 7 | 12 | Residential | Behind the Meter | Yes | Net Metered Residential | Sunrun Installation Services, Inc. |  | PSE&G | Accepted | 2023-09-25 | 2023-10-16 | 2024-10-16 | Solar Panels | Vikram Solar | VSMDHT.60.375.05 |  | 0.375 | 14 | 218 | 22 |  | Fixed | Roof
NJADRE1554708629 | Administratively Determined Incentive Program | BROWNS MILLS | 8015 | 13 | 12 | Residential | Behind the Meter | No | Net Metered Residential | Power Energy Solutions |  | JCP&L | Accepted | 2023-09-25 | 2023-10-16 | 2024-10-16 | Inverters | SE11400H-US | Solaredge | 11400 |  | 1 |  |  | 0.99 |  | Outside | rooftop
NJADRE1554708629 | Administratively Determined Incentive Program | BROWNS MILLS | 8015 | 13 | 12 | Residential | Behind the Meter | No | Net Metered Residential | Power Energy Solutions |  | JCP&L | Accepted | 2023-09-25 | 2023-10-16 | 2024-10-16 | Solar Panels | SIL-400 HC+ | SILFAB SOLAR |  | 0.4 | 16 | 197 | 23 |  | Fixed | Roof | rooftop
NJADRE1554708629 | Administratively Determined Incentive Program | BROWNS MILLS | 8015 | 13 | 12 | Residential | Behind the Meter | No | Net Metered Residential | Power Energy Solutions |  | JCP&L | Accepted | 2023-09-25 | 2023-10-16 | 2024-10-16 | Solar Panels | SIL-400 HC+ | SILFAB SOLAR |  | 0.4 | 14 | 17 | 23 |  | Fixed | Roof | ROOFTOP
NJADRE1554708663 | Administratively Determined Incentive Program | WEST ORANGE | 7052 | 9 | 5.27 | Residential | Behind the Meter | No | Net Metered Residential | EMT Renewables |  | PSE&G | Accepted | 2023-09-25 | 2023-10-16 | 2024-10-16 | Inverters | IQ8+ | ENPHASE | 290 |  | 13 |  |  | 0.98 |  | Other | UNDER EACH PANEL
NJADRE1554708663 | Administratively Determined Incentive Program | WEST ORANGE | 7052 | 9 | 5.27 | Residential | Behind the Meter | No | Net Metered Residential | EMT Renewables |  | PSE&G | Accepted | 2023-09-25 | 2023-10-16 | 2024-10-16 | Solar Panels | Q PEAK DUO BLK | Q CELLS |  | 0.405 | 2 | 314 | 25 |  | Fixed | Roof
NJADRE1554708663 | Administratively Determined Incentive Program | WEST ORANGE | 7052 | 9 | 5.27 | Residential | Behind the Meter | No | Net Metered Residential | EMT Renewables |  | PSE&G | Accepted | 2023-09-25 | 2023-10-16 | 2024-10-16 | Solar Panels | Q PEAK DUO BLK | Q CELLS |  | 0.405 | 1 | 224 | 31 |  | Fixed | Roof
NJADRE1554708663 | Administratively Determined Incentive Program | WEST ORANGE | 7052 | 9 | 5.27 | Residential | Behind the Meter | No | Net Metered Residential | EMT Renewables |  | PSE&G | Accepted | 2023-09-25 | 2023-10-16 | 2024-10-16 | Solar Panels | Q PEAK DUO BLK | Q CELLS |  | 0.405 | 1 | 44 | 31 |  | Fixed | Roof
NJADRE1554708663 | Administratively Determined Incentive Program | WEST ORANGE | 7052 | 9 | 5.27 | Residential | Behind the Meter | No | Net Metered Residential | EMT Renewables |  | PSE&G | Accepted | 2023-09-25 | 2023-10-16 | 2024-10-16 | Solar Panels | Q PEAK DUO BLK | Q CELLS |  | 0.405 | 9 | 133 | 25 |  | Fixed | Roof
NJADRE1554708683 | Administratively Determined Incentive Program | PRINCETON | 8540 | 12 | 9.72 | Residential | Behind the Meter | Yes | Net Metered Residential | Tesla Energy Operations Inc |  | PSE&G | Accepted | 2023-09-25 | 2023-10-16 | 2024-10-16 | Solar Panels | Hanwha | Q.PEAK DUO BLK ML-G10+/TS 405 |  | 0.405 | 8 | 251 | 23 |  | Fixed | Roof
NJADRE1554708683 | Administratively Determined Incentive Program | PRINCETON | 8540 | 12 | 9.72 | Residential | Behind the Meter | Yes | Net Metered Residential | Tesla Energy Operations Inc |  | PSE&G | Accepted | 2023-09-25 | 2023-10-16 | 2024-10-16 | Solar Panels | Hanwha | Q.PEAK DUO BLK ML-G10+/TS 405 |  | 0.405 | 6 | 251 | 23 |  | Fixed | Roof
NJADRE1554708683 | Administratively Determined Incentive Program | PRINCETON | 8540 | 12 | 9.72 | Residential | Behind the Meter | Yes | Net Metered Residential | Tesla Energy Operations Inc |  | PSE&G | Accepted | 2023-09-25 | 2023-10-16 | 2024-10-16 | Solar Panels | Q.PEAK DUO BLK ML-G10+/TS 405 | Hanwha |  | 0.405 | 5 | 71 | 23 |  | Fixed | Roof
NJADRE1554708683 | Administratively Determined Incentive Program | PRINCETON | 8540 | 12 | 9.72 | Residential | Behind the Meter | Yes | Net Metered Residential | Tesla Energy Operations Inc |  | PSE&G | Accepted | 2023-09-25 | 2023-10-16 | 2024-10-16 | Solar Panels | Hanwha | Q.PEAK DUO BLK ML-G10+/TS 405 |  | 0.405 | 5 | 341 | 23 |  | Fixed | Roof
NJADRE1554708683 | Administratively Determined Incentive Program | PRINCETON | 8540 | 12 | 9.72 | Residential | Behind the Meter | Yes | Net Metered Residential | Tesla Energy Operations Inc |  | PSE&G | Accepted | 2023-09-25 | 2023-10-16 | 2024-10-16 | Inverters | Tesla Inc | 1538000-45-A | 7600 |  | 1 |  |  | 0.986 |  | Outdoor
NJADRE1554708709 | Administratively Determined Incentive Program | BLOOMFIELD | 7003 | 9 | 9.62 | Residential | Behind the Meter | Yes | Net Metered Residential | Vision Solar LLC |  | PSE&G | Accepted | 2023-09-25 | 2023-10-16 | 2024-10-16 | Inverters | SE7600H-USRGM | Solar Edge | 8 |  | 1 |  |  | 0.97 |  | Outside
NJADRE1554708709 | Administratively Determined Incentive Program | BLOOMFIELD | 7003 | 9 | 9.62 | Residential | Behind the Meter | Yes | Net Metered Residential | Vision Solar LLC |  | PSE&G | Accepted | 2023-09-25 | 2023-10-16 | 2024-10-16 | Solar Panels | ZXM6-NH120-370/M | Znshine Solar |  | 0.37 | 6 | 83 | 43 |  | Fixed | Roof
NJADRE1554708709 | Administratively Determined Incentive Program | BLOOMFIELD | 7003 | 9 | 9.62 | Residential | Behind the Meter | Yes | Net Metered Residential | Vision Solar LLC |  | PSE&G | Accepted | 2023-09-25 | 2023-10-16 | 2024-10-16 | Solar Panels | ZXM6-NH120-370/M | Znshine Solar |  | 0.37 | 20 | 263 | 43 |  | Fixed | Roof
NJADRE1554708730 | Administratively Determined Incentive Program | MIDDLESEX | 8846 | 11 | 5.84 | Residential | Behind the Meter | No | Net Metered Residential | Power Home Remodeling |  | PSE&G | Accepted | 2023-09-25 | 2023-10-16 | 2024-10-16 | Inverters | SolarEdge | SE5000H-US | 5000 |  | 1 |  |  | 0.99 |  | Outdoor
NJADRE1554708730 | Administratively Determined Incentive Program | MIDDLESEX | 8846 | 11 | 5.84 | Residential | Behind the Meter | No | Net Metered Residential | Power Home Remodeling |  | PSE&G | Accepted | 2023-09-25 | 2023-10-16 | 2024-10-16 | Meters | SolarEdge | Revenue Grade Data Ansi C12.20 |  |  | 1 |  |  |  | Yes | Outdoor
NJADRE1554708730 | Administratively Determined Incentive Program | MIDDLESEX | 8846 | 11 | 5.84 | Residential | Behind the Meter | No | Net Metered Residential | Power Home Remodeling |  | PSE&G | Accepted | 2023-09-25 | 2023-10-16 | 2024-10-16 | Solar Panels | Q Cell | Q.PEAK DUO BLK-G10+ 365 |  | 0.365 | 6 | 264 | 11 |  | Fixed | Roof
NJADRE1554708730 | Administratively Determined Incentive Program | MIDDLESEX | 8846 | 11 | 5.84 | Residential | Behind the Meter | No | Net Metered Residential | Power Home Remodeling |  | PSE&G | Accepted | 2023-09-25 | 2023-10-16 | 2024-10-16 | Solar Panels | Q Cell | Q.PEAK DUO BLK-G10+ 365 |  | 0.365 | 10 | 84 | 41 |  | Fixed | Roof
NJADRE1554708764 | Administratively Determined Incentive Program | BLOOMFIELD | 7003 | 9 | 4.51 | Residential | Behind the Meter | No | Net Metered Residential | GAF Energy |  | PSE&G | Accepted | 2023-09-25 | 2023-10-16 | 2024-10-16 | Inverters | Delta | M4-TL-US | 4000 |  | 1 |  |  | 0.975 |  | Outside
NJADRE1554708764 | Administratively Determined Incentive Program | BLOOMFIELD | 7003 | 9 | 4.51 | Residential | Behind the Meter | No | Net Metered Residential | GAF Energy |  | PSE&G | Accepted | 2023-09-25 | 2023-10-16 | 2024-10-16 | Solar Panels | GAF Energy | TLS-1 |  | 0.046 | 42 | 306 | 34 |  | Fixed | Roof
NJADRE1554708764 | Administratively Determined Incentive Program | BLOOMFIELD | 7003 | 9 | 4.51 | Residential | Behind the Meter | No | Net Metered Residential | GAF Energy |  | PSE&G | Accepted | 2023-09-25 | 2023-10-16 | 2024-10-16 | Solar Panels | GAF Energy | TLS-1 |  | 0.046 | 56 | 126 | 34 |  | Fixed | Roof
NJADRE1554708785 | Administratively Determined Incentive Program | UNION | 7083 | 10 | 9.24 | Residential | Behind the Meter | No | Net Metered Residential | EMT Renewables |  | PSE&G | Accepted | 2023-09-25 | 2023-10-16 | 2024-10-16 | Inverters | IQ7x | ENPHASE | 315 |  | 22 |  |  | 0.98 |  | Other | UNDER EACH PANEL
NJADRE1554708785 | Administratively Determined Incentive Program | UNION | 7083 | 10 | 9.24 | Residential | Behind the Meter | No | Net Metered Residential | EMT Renewables |  | PSE&G | Accepted | 2023-09-25 | 2023-10-16 | 2024-10-16 | Solar Panels | REC 420 | REC ALPHA |  | 0.42 | 8 | 85 | 42 |  | Fixed | Roof
NJADRE1554708785 | Administratively Determined Incentive Program | UNION | 7083 | 10 | 9.24 | Residential | Behind the Meter | No | Net Metered Residential | EMT Renewables |  | PSE&G | Accepted | 2023-09-25 | 2023-10-16 | 2024-10-16 | Solar Panels | REC 420 | REC ALPHA |  | 0.42 | 3 | 85 | 18 |  | Fixed | Roof
NJADRE1554708785 | Administratively Determined Incentive Program | UNION | 7083 | 10 | 9.24 | Residential | Behind the Meter | No | Net Metered Residential | EMT Renewables |  | PSE&G | Accepted | 2023-09-25 | 2023-10-16 | 2024-10-16 | Solar Panels | REC 420 | REC ALPHA |  | 0.42 | 11 | 265 | 41 |  | Fixed | Roof
NJADRE1554708799 | Administratively Determined Incentive Program | MARLTON | 8053 | 13 | 16.94 | Residential | Behind the Meter | No | Net Metered Residential | Freedom Forever New Jersey LLC |  | AC Electric | Accepted | 2023-09-25 | 2023-10-16 | 2024-10-16 | Inverters | Solar edge | 11400H-USRGM | 11400 |  | 1 |  |  | 0.99 |  | Outdoor
NJADRE1554708799 | Administratively Determined Incentive Program | MARLTON | 8053 | 13 | 16.94 | Residential | Behind the Meter | No | Net Metered Residential | Freedom Forever New Jersey LLC |  | AC Electric | Accepted | 2023-09-25 | 2023-10-16 | 2024-10-16 | Solar Panels | JInko | JKM385M-6RL3-B |  | 0.385 | 24 | 256 | 21 |  | Fixed | Pole
NJADRE1554708799 | Administratively Determined Incentive Program | MARLTON | 8053 | 13 | 16.94 | Residential | Behind the Meter | No | Net Metered Residential | Freedom Forever New Jersey LLC |  | AC Electric | Accepted | 2023-09-25 | 2023-10-16 | 2024-10-16 | Solar Panels | JKM385M-6RL3-B | Jinko Solar |  | 0.385 | 20 | 76 | 21 |  | Fixed | Roof
NJADRE1554708848 | Administratively Determined Incentive Program | FAIRVIEW | 7022 | 7 | 8.1 | Residential | Behind the Meter | Yes | Net Metered Residential | Pro Custom Solar dba Momentum Solar |  | PSE&G | Accepted | 2023-09-25 | 2023-10-16 | 2024-10-16 | Solar Panels | Â Q. PEAK DUO BLK-G10+405 | hanwha |  | 0.405 | 9 | 125 | 35 |  | Fixed | Roof
NJADRE1554708848 | Administratively Determined Incentive Program | FAIRVIEW | 7022 | 7 | 8.1 | Residential | Behind the Meter | Yes | Net Metered Residential | Pro Custom Solar dba Momentum Solar |  | PSE&G | Accepted | 2023-09-25 | 2023-10-16 | 2024-10-16 | Solar Panels | Â Q. PEAK DUO BLK-G10+405 | hanwha |  | 0.405 | 11 | 305 | 35 |  | Fixed | Roof
NJADRE1554708848 | Administratively Determined Incentive Program | FAIRVIEW | 7022 | 7 | 8.1 | Residential | Behind the Meter | Yes | Net Metered Residential | Pro Custom Solar dba Momentum Solar |  | PSE&G | Accepted | 2023-09-25 | 2023-10-16 | 2024-10-16 | Inverters | IQ8PLUS-72-2-US | enphase | 290 |  | 20 |  |  | 0.97 |  | Outdoor
NJADRE1554708855 | Administratively Determined Incentive Program | PISCATAWAY | 8854 | 11 | 8.91 | Residential | Behind the Meter | No | Net Metered Residential | Tesla Energy Operations Inc |  | PSE&G | Accepted | 2023-09-25 | 2023-10-24 | 2024-10-24 | Solar Panels | Hanwha | Q.PEAK DUO BLK ML-G10+/TS 405 |  | 0.405 | 13 | 233 | 30 |  | Fixed | Roof
NJADRE1554708855 | Administratively Determined Incentive Program | PISCATAWAY | 8854 | 11 | 8.91 | Residential | Behind the Meter | No | Net Metered Residential | Tesla Energy Operations Inc |  | PSE&G | Accepted | 2023-09-25 | 2023-10-24 | 2024-10-24 | Solar Panels | Hanwha | Q.PEAK DUO BLK ML-G10+/TS 405 |  | 0.405 | 9 | 53 | 30 |  | Fixed | Roof
NJADRE1554708855 | Administratively Determined Incentive Program | PISCATAWAY | 8854 | 11 | 8.91 | Residential | Behind the Meter | No | Net Metered Residential | Tesla Energy Operations Inc |  | PSE&G | Accepted | 2023-09-25 | 2023-10-24 | 2024-10-24 | Inverters | Tesla Inc | 1538000-45-A | 7600 |  | 1 |  |  | 0.986 |  | Indoor
NJADRE1554709126 | Administratively Determined Incentive Program | BRIDGEWATER | 8807 | 5 | 9.72 | Residential | Behind the Meter | Yes | Net Metered Residential | Tesla Energy Operations Inc |  | PSE&G | Accepted | 2023-09-25 | 2023-10-16 | 2024-10-16 | Solar Panels | Hanwha | Q.PEAK DUO BLK ML-G10+/TS 405 |  | 0.405 | 7 | 147 | 27 |  | Fixed | Roof
NJADRE1554709126 | Administratively Determined Incentive Program | BRIDGEWATER | 8807 | 5 | 9.72 | Residential | Behind the Meter | Yes | Net Metered Residential | Tesla Energy Operations Inc |  | PSE&G | Accepted | 2023-09-25 | 2023-10-16 | 2024-10-16 | Solar Panels | Hanwha | Q.PEAK DUO BLK ML-G10+/TS 405 |  | 0.405 | 17 | 327 | 27 |  | Fixed | Roof
NJADRE1554709126 | Administratively Determined Incentive Program | BRIDGEWATER | 8807 | 5 | 9.72 | Residential | Behind the Meter | Yes | Net Metered Residential | Tesla Energy Operations Inc |  | PSE&G | Accepted | 2023-09-25 | 2023-10-16 | 2024-10-16 | Inverters | Tesla Inc | 1538000-45-A | 7600 |  | 1 |  |  | 0.986 |  | Outdoor
NJADRE1554709135 | Administratively Determined Incentive Program | PLAINFIELD | 7060 | 10 | 3.65 | Residential | Behind the Meter | Yes | Net Metered Residential | Pro Custom Solar dba Momentum Solar |  | PSE&G | Accepted | 2023-09-25 | 2023-10-17 | 2024-10-17 | Solar Panels | Â Q. PEAK DUO BLK-G10+405 | hanwha |  | 0.405 | 5 | 268 | 35 |  | Fixed | Roof
NJADRE1554709135 | Administratively Determined Incentive Program | PLAINFIELD | 7060 | 10 | 3.65 | Residential | Behind the Meter | Yes | Net Metered Residential | Pro Custom Solar dba Momentum Solar |  | PSE&G | Accepted | 2023-09-25 | 2023-10-17 | 2024-10-17 | Solar Panels | Â Q. PEAK DUO BLK-G10+405 | hanwha |  | 0.405 | 4 | 88 | 33 |  | Fixed | Roof
NJADRE1554709135 | Administratively Determined Incentive Program | PLAINFIELD | 7060 | 10 | 3.65 | Residential | Behind the Meter | Yes | Net Metered Residential | Pro Custom Solar dba Momentum Solar |  | PSE&G | Accepted | 2023-09-25 | 2023-10-17 | 2024-10-17 | Inverters | IQ8PLUS-72-2-US | enphase | 290 |  | 9 |  |  | 0.97 |  | Outdoor
NJADRE1554709170 | Administratively Determined Incentive Program | WEST BERLIN | 8091 | 14 | 12.6 | Residential | Behind the Meter | No | Net Metered Residential | EMT Renewables |  | AC Electric | Accepted | 2023-09-25 | 2023-10-16 | 2024-10-16 | Inverters | IQ7x | ENPHASE | 315 |  | 30 |  |  | 0.98 |  | Other | UNDER EACH PANEL
NJADRE1554709170 | Administratively Determined Incentive Program | WEST BERLIN | 8091 | 14 | 12.6 | Residential | Behind the Meter | No | Net Metered Residential | EMT Renewables |  | AC Electric | Accepted | 2023-09-25 | 2023-10-16 | 2024-10-16 | Solar Panels | REC 420 | REC ALPHA |  | 0.42 | 10 | 162 | 20 |  | Fixed | Roof
NJADRE1554709170 | Administratively Determined Incentive Program | WEST BERLIN | 8091 | 14 | 12.6 | Residential | Behind the Meter | No | Net Metered Residential | EMT Renewables |  | AC Electric | Accepted | 2023-09-25 | 2023-10-16 | 2024-10-16 | Solar Panels | REC 420 | REC ALPHA |  | 0.42 | 3 | 162 | 20 |  | Fixed | Roof
NJADRE1554709170 | Administratively Determined Incentive Program | WEST BERLIN | 8091 | 14 | 12.6 | Residential | Behind the Meter | No | Net Metered Residential | EMT Renewables |  | AC Electric | Accepted | 2023-09-25 | 2023-10-16 | 2024-10-16 | Solar Panels | REC 420 | REC ALPHA |  | 0.42 | 17 | 342 | 20 |  | Fixed | Roof
NJADRE1554709198 | Administratively Determined Incentive Program | EDISON | 8820 | 11 | 3.75 | Residential | Behind the Meter | Yes | Net Metered Residential | Sunrun Installation Services, Inc. |  | PSE&G | Accepted | 2023-09-25 | 2023-10-16 | 2024-10-16 | Inverters | SolarEdge Technologies | SE3800H-USSN | 3800 |  | 1 |  |  | 0.99 |  | Outdoor | Next To Meter
NJADRE1554709198 | Administratively Determined Incentive Program | EDISON | 8820 | 11 | 3.75 | Residential | Behind the Meter | Yes | Net Metered Residential | Sunrun Installation Services, Inc. |  | PSE&G | Accepted | 2023-09-25 | 2023-10-16 | 2024-10-16 | Solar Panels | Vikram Solar | VSMDHT.60.375.05 |  | 0.375 | 4 | 81 | 30 |  | Fixed | Roof
NJADRE1554709198 | Administratively Determined Incentive Program | EDISON | 8820 | 11 | 3.75 | Residential | Behind the Meter | Yes | Net Metered Residential | Sunrun Installation Services, Inc. |  | PSE&G | Accepted | 2023-09-25 | 2023-10-16 | 2024-10-16 | Solar Panels | Vikram Solar | VSMDHT.60.375.05 |  | 0.375 | 3 | 80 | 30 |  | Fixed | Roof
NJADRE1554709198 | Administratively Determined Incentive Program | EDISON | 8820 | 11 | 3.75 | Residential | Behind the Meter | Yes | Net Metered Residential | Sunrun Installation Services, Inc. |  | PSE&G | Accepted | 2023-09-25 | 2023-10-16 | 2024-10-16 | Solar Panels | Vikram Solar | VSMDHT.60.375.05 |  | 0.375 | 3 | 81 | 30 |  | Fixed | Roof
NJADRE1554709209 | Administratively Determined Incentive Program | BLOOMFIELD | 7003 | 9 | 10.53 | Residential | Behind the Meter | Yes | Net Metered Residential | Tesla Energy Operations Inc |  | PSE&G | Accepted | 2023-09-25 | 2023-10-16 | 2024-10-16 | Solar Panels | Hanwha | Q.PEAK DUO BLK ML-G10+/TS 405 |  | 0.405 | 8 | 36 | 45 |  | Fixed | Roof
NJADRE1554709209 | Administratively Determined Incentive Program | BLOOMFIELD | 7003 | 9 | 10.53 | Residential | Behind the Meter | Yes | Net Metered Residential | Tesla Energy Operations Inc |  | PSE&G | Accepted | 2023-09-25 | 2023-10-16 | 2024-10-16 | Solar Panels | Hanwha | Q.PEAK DUO BLK ML-G10+/TS 405 |  | 0.405 | 9 | 126 | 30 |  | Fixed | Roof
NJADRE1554709209 | Administratively Determined Incentive Program | BLOOMFIELD | 7003 | 9 | 10.53 | Residential | Behind the Meter | Yes | Net Metered Residential | Tesla Energy Operations Inc |  | PSE&G | Accepted | 2023-09-25 | 2023-10-16 | 2024-10-16 | Solar Panels | Hanwha | Q.PEAK DUO BLK ML-G10+/TS 405 |  | 0.405 | 9 | 306 | 30 |  | Fixed | Roof
NJADRE1554709209 | Administratively Determined Incentive Program | BLOOMFIELD | 7003 | 9 | 10.53 | Residential | Behind the Meter | Yes | Net Metered Residential | Tesla Energy Operations Inc |  | PSE&G | Accepted | 2023-09-25 | 2023-10-16 | 2024-10-16 | Inverters | Tesla Inc | 1538000-60-A | 5700 |  | 1 |  |  | 0.986 |  | Outdoor
NJADRE1554709209 | Administratively Determined Incentive Program | BLOOMFIELD | 7003 | 9 | 10.53 | Residential | Behind the Meter | Yes | Net Metered Residential | Tesla Energy Operations Inc |  | PSE&G | Accepted | 2023-09-25 | 2023-10-16 | 2024-10-16 | Inverters | Tesla Inc | 1538000-45-A | 3800 |  | 1 |  |  | 0.986 |  | Outdoor
NJADRE1554709223 | Administratively Determined Incentive Program | WESTAMPTON | 8060 | 13 | 13.44 | Residential | Behind the Meter | Yes | Net Metered Residential | EMT Renewables |  | PSE&G | Accepted | 2023-09-25 | 2023-10-17 | 2024-10-17 | Inverters | IQ7x | ENPHASE | 315 |  | 32 |  |  | 0.98 |  | Other | UNDER EACH PANEL
NJADRE1554709223 | Administratively Determined Incentive Program | WESTAMPTON | 8060 | 13 | 13.44 | Residential | Behind the Meter | Yes | Net Metered Residential | EMT Renewables |  | PSE&G | Accepted | 2023-09-25 | 2023-10-17 | 2024-10-17 | Solar Panels | REC 420 | REC ALPHA |  | 0.42 | 15 | 192 | 26 |  | Fixed | Roof
NJADRE1554709223 | Administratively Determined Incentive Program | WESTAMPTON | 8060 | 13 | 13.44 | Residential | Behind the Meter | Yes | Net Metered Residential | EMT Renewables |  | PSE&G | Accepted | 2023-09-25 | 2023-10-17 | 2024-10-17 | Solar Panels | REC 420 | REC ALPHA |  | 0.42 | 9 | 12 | 26 |  | Fixed | Roof
NJADRE1554709223 | Administratively Determined Incentive Program | WESTAMPTON | 8060 | 13 | 13.44 | Residential | Behind the Meter | Yes | Net Metered Residential | EMT Renewables |  | PSE&G | Accepted | 2023-09-25 | 2023-10-17 | 2024-10-17 | Solar Panels | REC 420 | REC ALPHA |  | 0.42 | 4 | 102 | 26 |  | Fixed | Roof
NJADRE1554709223 | Administratively Determined Incentive Program | WESTAMPTON | 8060 | 13 | 13.44 | Residential | Behind the Meter | Yes | Net Metered Residential | EMT Renewables |  | PSE&G | Accepted | 2023-09-25 | 2023-10-17 | 2024-10-17 | Solar Panels | REC 420 | REC ALPHA |  | 0.42 | 4 | 282 | 26 |  | Fixed | Roof
NJADRE1554709231 | Administratively Determined Incentive Program | TOMS RIVER | 8757 | 18 | 4.5 | Residential | Behind the Meter | Yes | Net Metered Residential | Sunrun Installation Services, Inc. |  | JCP&L | Accepted | 2023-09-25 | 2023-10-16 | 2024-10-16 | Inverters | Delta Electronics | E4-TL-US | 4000 |  | 1 |  |  | 0.975 |  | Outdoor | next to meter
NJADRE1554709231 | Administratively Determined Incentive Program | TOMS RIVER | 8757 | 18 | 4.5 | Residential | Behind the Meter | Yes | Net Metered Residential | Sunrun Installation Services, Inc. |  | JCP&L | Accepted | 2023-09-25 | 2023-10-16 | 2024-10-16 | Solar Panels | Vikram Solar | VSMDHT.60.375.05 |  | 0.375 | 12 | 288 | 19 |  | Fixed | Roof
NJADRE1554709262 | Administratively Determined Incentive Program | RUTHERFORD | 7070 | 7 | 9.32 | Residential | Behind the Meter | No | Net Metered Residential | Tesla Energy Operations Inc |  | PSE&G | Accepted | 2023-09-25 | 2023-10-16 | 2024-10-16 | Solar Panels | Hanwha | Q.PEAK DUO BLK ML-G10+/TS 405 |  | 0.405 | 8 | 218 | 45 |  | Fixed | Roof
NJADRE1554709262 | Administratively Determined Incentive Program | RUTHERFORD | 7070 | 7 | 9.32 | Residential | Behind the Meter | No | Net Metered Residential | Tesla Energy Operations Inc |  | PSE&G | Accepted | 2023-09-25 | 2023-10-16 | 2024-10-16 | Solar Panels | Hanwha | Q.PEAK DUO BLK ML-G10+/TS 405 |  | 0.405 | 3 | 37 | 45 |  | Fixed | Roof
NJADRE1554709262 | Administratively Determined Incentive Program | RUTHERFORD | 7070 | 7 | 9.32 | Residential | Behind the Meter | No | Net Metered Residential | Tesla Energy Operations Inc |  | PSE&G | Accepted | 2023-09-25 | 2023-10-16 | 2024-10-16 | Solar Panels | Hanwha | Q.PEAK DUO BLK ML-G10+/TS 405 |  | 0.405 | 4 | 37 | 45 |  | Fixed | Roof
NJADRE1554709262 | Administratively Determined Incentive Program | RUTHERFORD | 7070 | 7 | 9.32 | Residential | Behind the Meter | No | Net Metered Residential | Tesla Energy Operations Inc |  | PSE&G | Accepted | 2023-09-25 | 2023-10-16 | 2024-10-16 | Solar Panels | Hanwha | Q.PEAK DUO BLK ML-G10+/TS 405 |  | 0.405 | 8 | 45 | 37 |  | Fixed | Roof
NJADRE1554709262 | Administratively Determined Incentive Program | RUTHERFORD | 7070 | 7 | 9.32 | Residential | Behind the Meter | No | Net Metered Residential | Tesla Energy Operations Inc |  | PSE&G | Accepted | 2023-09-25 | 2023-10-16 | 2024-10-16 | Inverters | 1538000-45-A | Tesla Inc | 7600 |  | 1 |  |  | 0.986 |  | Outdoor
NJADRE1554709449 | Administratively Determined Incentive Program | PLEASANTVILLE | 8232 | 19 | 4.68 | Residential | Behind the Meter | Yes | Net Metered Residential | Bright Planet Solar |  | AC Electric | Accepted | 2023-09-25 | 2023-10-16 | 2024-10-16 | Inverters | Solar Edge | SE3800H-USRGM | 3800 |  | 1 |  |  | 0.98 |  | Outdoor | OUTSIDE
NJADRE1554709449 | Administratively Determined Incentive Program | PLEASANTVILLE | 8232 | 19 | 4.68 | Residential | Behind the Meter | Yes | Net Metered Residential | Bright Planet Solar |  | AC Electric | Accepted | 2023-09-25 | 2023-10-16 | 2024-10-16 | Solar Panels | LONGI | LR4-60HPB-360M |  | 0.36 | 13 | 210 | 9 |  | Fixed | Roof
NJADRE1554709474 | Administratively Determined Incentive Program | EAST RUTHERFORD | 7073 | 7 | 3.75 | Residential | Behind the Meter | No | Net Metered Residential | Sunrun Installation Services, Inc. |  | PSE&G | Accepted | 2023-09-25 | 2023-10-16 | 2024-10-16 | Inverters | SolarEdge Technologies | SE3800H-USSN | 3800 |  | 1 |  |  | 0.96 |  | Outdoor | Next To Meter
NJADRE1554709474 | Administratively Determined Incentive Program | EAST RUTHERFORD | 7073 | 7 | 3.75 | Residential | Behind the Meter | No | Net Metered Residential | Sunrun Installation Services, Inc. |  | PSE&G | Accepted | 2023-09-25 | 2023-10-16 | 2024-10-16 | Solar Panels | Vikram Solar | VSMDHT.60.375.05 |  | 0.375 | 10 | 216 | 33 |  | Fixed | Roof | VSMDHT.60.375.05
NJADRE1554711586 | Administratively Determined Incentive Program | NORTH BRUNSWICK | 8902 | 11 | 4.4 | Residential | Behind the Meter | Yes | Net Metered Residential | Suntuity Solar LLC |  | PSE&G | Accepted | 2023-09-26 | 2023-10-16 | 2024-10-16 | Inverters | ENPHASE | IQ8PLUS-72-2-US | 290 |  | 11 |  |  | 0.97 |  | Outdoor | Behind the PV modules
NJADRE1554711586 | Administratively Determined Incentive Program | NORTH BRUNSWICK | 8902 | 11 | 4.4 | Residential | Behind the Meter | Yes | Net Metered Residential | Suntuity Solar LLC |  | PSE&G | Accepted | 2023-09-26 | 2023-10-16 | 2024-10-16 | Solar Panels | CANADIANSOLAR | CS6R-400MS-HL |  | 0.4 | 6 | 169 | 25 |  | Fixed | Roof
NJADRE1554711586 | Administratively Determined Incentive Program | NORTH BRUNSWICK | 8902 | 11 | 4.4 | Residential | Behind the Meter | Yes | Net Metered Residential | Suntuity Solar LLC |  | PSE&G | Accepted | 2023-09-26 | 2023-10-16 | 2024-10-16 | Solar Panels | CANADIANSOLAR | CS6R-400MS-HL |  | 0.4 | 3 | 349 | 30 |  | Fixed | Roof
NJADRE1554711586 | Administratively Determined Incentive Program | NORTH BRUNSWICK | 8902 | 11 | 4.4 | Residential | Behind the Meter | Yes | Net Metered Residential | Suntuity Solar LLC |  | PSE&G | Accepted | 2023-09-26 | 2023-10-16 | 2024-10-16 | Solar Panels | CANADIANSOLAR | CS6R-400MS-HL |  | 0.4 | 2 | 79 | 29 |  | Fixed | Roof
NJADRE1554711589 | Administratively Determined Incentive Program | NORTH BERGEN | 7047 | 8 | 3.2 | Residential | Behind the Meter | Yes | Net Metered Residential | Suntuity Solar LLC |  | PSE&G | Accepted | 2023-09-26 | 2023-10-16 | 2024-10-16 | Inverters | ENPHASE | IQ8PLUS-72-2-US | 290 |  | 8 |  |  | 0.97 |  | Outdoor | Behind the PV modules
NJADRE1554711589 | Administratively Determined Incentive Program | NORTH BERGEN | 7047 | 8 | 3.2 | Residential | Behind the Meter | Yes | Net Metered Residential | Suntuity Solar LLC |  | PSE&G | Accepted | 2023-09-26 | 2023-10-16 | 2024-10-16 | Solar Panels | CANADIANSOLAR | CS6R-400MS-HL |  | 0.4 | 4 | 303 | 34 |  | Fixed | Roof
NJADRE1554711589 | Administratively Determined Incentive Program | NORTH BERGEN | 7047 | 8 | 3.2 | Residential | Behind the Meter | Yes | Net Metered Residential | Suntuity Solar LLC |  | PSE&G | Accepted | 2023-09-26 | 2023-10-16 | 2024-10-16 | Solar Panels | CS6R-400MS-HL | CANADIANSOLAR |  | 0.4 | 4 | 123 | 34 |  | Fixed | Roof
NJADRE1554711604 | Administratively Determined Incentive Program | IRVINGTON | 7111 | 9 | 3.2 | Residential | Behind the Meter | No | Net Metered Residential | Maier Solar Engineering dba Solar Me |  | PSE&G | Accepted | 2023-09-26 | 2023-10-16 | 2024-10-16 | Inverters | Enphase | IQ7+ | 290 |  | 8 |  |  | 0.96 |  | Outdoor | Next to meter
NJADRE1554711604 | Administratively Determined Incentive Program | IRVINGTON | 7111 | 9 | 3.2 | Residential | Behind the Meter | No | Net Metered Residential | Maier Solar Engineering dba Solar Me |  | PSE&G | Accepted | 2023-09-26 | 2023-10-16 | 2024-10-16 | Solar Panels | Phono | PS400M6-18/VHB |  | 0.4 | 8 | 216 | 3 |  | Fixed | Roof
NJADRE1554711619 | Administratively Determined Incentive Program | TRENTON | 8691 | 12 | 16.61 | Residential | Behind the Meter | No | Net Metered Residential | Tesla Energy Operations Inc |  | JCP&L | Accepted | 2023-09-26 | 2023-10-17 | 2024-10-17 | Inverters | Tesla | #1850000-00-C | 7600 |  | 2 |  |  | 0.98 |  | Outside
NJADRE1554711619 | Administratively Determined Incentive Program | TRENTON | 8691 | 12 | 16.61 | Residential | Behind the Meter | No | Net Metered Residential | Tesla Energy Operations Inc |  | JCP&L | Accepted | 2023-09-26 | 2023-10-17 | 2024-10-17 | Electric Storage Battery | Tesla | AC Powerwall 2.0 |  |  | 2 |  |  |  | Lithium Ion |  | Outside
NJADRE1554711619 | Administratively Determined Incentive Program | TRENTON | 8691 | 12 | 16.61 | Residential | Behind the Meter | No | Net Metered Residential | Tesla Energy Operations Inc |  | JCP&L | Accepted | 2023-09-26 | 2023-10-17 | 2024-10-17 | Solar Panels | Hanwha | Hanwha # Q.PEAK DUO BLK ML-G10+/TS 405 |  | 0.405 | 7 | 79 | 32 |  | Fixed | Roof
NJADRE1554711619 | Administratively Determined Incentive Program | TRENTON | 8691 | 12 | 16.61 | Residential | Behind the Meter | No | Net Metered Residential | Tesla Energy Operations Inc |  | JCP&L | Accepted | 2023-09-26 | 2023-10-17 | 2024-10-17 | Solar Panels | Hanwha | Hanwha # Q.PEAK DUO BLK ML-G10+/TS 405 |  | 0.405 | 22 | 259 | 32 |  | Fixed | Roof
NJADRE1554711619 | Administratively Determined Incentive Program | TRENTON | 8691 | 12 | 16.61 | Residential | Behind the Meter | No | Net Metered Residential | Tesla Energy Operations Inc |  | JCP&L | Accepted | 2023-09-26 | 2023-10-17 | 2024-10-17 | Solar Panels | Hanwha | Hanwha # Q.PEAK DUO BLK ML-G10+/TS 405 |  | 0.405 | 12 | 169 | 26 |  | Fixed | Roof
NJADRE1554711644 | Administratively Determined Incentive Program | IRVINGTON | 7111 | 9 | 5.6 | Residential | Behind the Meter | No | Net Metered Residential | Maier Solar Engineering dba Solar Me |  | PSE&G | Accepted | 2023-09-26 | 2023-10-17 | 2024-10-17 | Inverters | Enphase | IQ7+ | 290 |  | 14 |  |  | 0.96 |  | Outdoor | Next to meter
NJADRE1554711644 | Administratively Determined Incentive Program | IRVINGTON | 7111 | 9 | 5.6 | Residential | Behind the Meter | No | Net Metered Residential | Maier Solar Engineering dba Solar Me |  | PSE&G | Accepted | 2023-09-26 | 2023-10-17 | 2024-10-17 | Solar Panels | PS400M6-18/VBH | Phono |  | 0.4 | 14 | 216 | 3 |  | Fixed | Roof
NJADRE1554711696 | Administratively Determined Incentive Program | WEST ORANGE | 7052 | 9 | 3.78 | Residential | Behind the Meter | No | Net Metered Residential | EMT Renewables |  | PSE&G | Accepted | 2023-09-26 | 2023-10-17 | 2024-10-17 | Inverters | IQ8+ | ENPHASE | 290 |  | 9 |  |  | 0.98 |  | Other | UNDER EACH PANEL
NJADRE1554711696 | Administratively Determined Incentive Program | WEST ORANGE | 7052 | 9 | 3.78 | Residential | Behind the Meter | No | Net Metered Residential | EMT Renewables |  | PSE&G | Accepted | 2023-09-26 | 2023-10-17 | 2024-10-17 | Solar Panels | REC 420 | REC ALPHA |  | 0.42 | 7 | 23 | 35 |  | Fixed | Roof
NJADRE1554711696 | Administratively Determined Incentive Program | WEST ORANGE | 7052 | 9 | 3.78 | Residential | Behind the Meter | No | Net Metered Residential | EMT Renewables |  | PSE&G | Accepted | 2023-09-26 | 2023-10-17 | 2024-10-17 | Solar Panels | REC 420 | REC ALPHA |  | 0.42 | 2 | 203 | 9 |  | Fixed | Roof
NJADRE1554711766 | Administratively Determined Incentive Program | WILLIAMSTOWN | 8094 | 15 | 8.4 | Residential | Behind the Meter | No | Net Metered Residential | EMT Renewables |  | AC Electric | Accepted | 2023-09-26 | 2023-10-17 | 2024-10-17 | Inverters | IQ7x | ENPHASE | 315 |  | 20 |  |  | 0.98 |  | Other | UNDER EACH PANEL
NJADRE1554711766 | Administratively Determined Incentive Program | WILLIAMSTOWN | 8094 | 15 | 8.4 | Residential | Behind the Meter | No | Net Metered Residential | EMT Renewables |  | AC Electric | Accepted | 2023-09-26 | 2023-10-17 | 2024-10-17 | Solar Panels | REC 420 | REC ALPHA |  | 0.42 | 18 | 261 | 23 |  | Fixed | Roof
NJADRE1554711766 | Administratively Determined Incentive Program | WILLIAMSTOWN | 8094 | 15 | 8.4 | Residential | Behind the Meter | No | Net Metered Residential | EMT Renewables |  | AC Electric | Accepted | 2023-09-26 | 2023-10-17 | 2024-10-17 | Solar Panels | REC 420 | REC ALPHA |  | 0.42 | 2 | 81 | 23 |  | Fixed | Roof
NJADRE1554711813 | Administratively Determined Incentive Program | MIDDLESEX | 8846 | 11 | 6 | Residential | Behind the Meter | No | Net Metered Residential | Green House Solar |  | PSE&G | Accepted | 2023-09-26 | 2023-10-17 | 2024-10-17 | Inverters | enphase | iq7hs | 384 |  | 15 |  |  | 0.97 |  | Outdoor
NJADRE1554711813 | Administratively Determined Incentive Program | MIDDLESEX | 8846 | 11 | 6 | Residential | Behind the Meter | No | Net Metered Residential | Green House Solar |  | PSE&G | Accepted | 2023-09-26 | 2023-10-17 | 2024-10-17 | Solar Panels | sunpower | U 400 |  | 0.4 | 15 | 214 | 25 |  | Fixed | Roof
NJADRE1554711921 | Administratively Determined Incentive Program | NORTH BERGEN | 7047 | 8 | 4.46 | Residential | Behind the Meter | Yes | Net Metered Residential | Pro Custom Solar dba Momentum Solar |  | PSE&G | Accepted | 2023-09-26 | 2023-10-17 | 2024-10-17 | Inverters | Enphase | IQ8PLUS-72-2-US | 290 |  | 11 |  |  | 0.97 |  | Outdoor
NJADRE1554711921 | Administratively Determined Incentive Program | NORTH BERGEN | 7047 | 8 | 4.46 | Residential | Behind the Meter | Yes | Net Metered Residential | Pro Custom Solar dba Momentum Solar |  | PSE&G | Accepted | 2023-09-26 | 2023-10-17 | 2024-10-17 | Solar Panels | Hanwha | q.peak duo blk ML-g10+405 |  | 0.405 | 11 | 28 | 2 |  | Fixed | Roof
NJADRE1554711928 | Administratively Determined Incentive Program | NEWARK | 7106 | 9 | 2.43 | Residential | Behind the Meter | Yes | Net Metered Residential | Trinity Solar |  | PSE&G | Accepted | 2023-09-26 | 2023-10-17 | 2024-10-17 | Inverters | Solar Edge | SE3000H-US | 3000 |  | 1 |  |  | 0.96 |  | Outdoor
NJADRE1554711928 | Administratively Determined Incentive Program | NEWARK | 7106 | 9 | 2.43 | Residential | Behind the Meter | Yes | Net Metered Residential | Trinity Solar |  | PSE&G | Accepted | 2023-09-26 | 2023-10-17 | 2024-10-17 | Solar Panels | HANWHA 405 (Q.PEAK DUO BLK ML-G10+ 405) | HANWHA 405 (Q.PEAK DUO BLK ML-G10+ 405) |  | 0.405 | 2 | 301 | 19 |  | Fixed | Roof
NJADRE1554711928 | Administratively Determined Incentive Program | NEWARK | 7106 | 9 | 2.43 | Residential | Behind the Meter | Yes | Net Metered Residential | Trinity Solar |  | PSE&G | Accepted | 2023-09-26 | 2023-10-17 | 2024-10-17 | Solar Panels | HANWHA 405 (Q.PEAK DUO BLK ML-G10+ 405) | HANWHA 405 (Q.PEAK DUO BLK ML-G10+ 405) |  | 0.405 | 2 | 31 | 19 |  | Fixed | Roof
NJADRE1554711928 | Administratively Determined Incentive Program | NEWARK | 7106 | 9 | 2.43 | Residential | Behind the Meter | Yes | Net Metered Residential | Trinity Solar |  | PSE&G | Accepted | 2023-09-26 | 2023-10-17 | 2024-10-17 | Solar Panels | HANWHA 405 (Q.PEAK DUO BLK ML-G10+ 405) | HANWHA 405 (Q.PEAK DUO BLK ML-G10+ 405) |  | 0.405 | 2 | 211 | 19 |  | Fixed | Roof
NJADRE1554711946 | Administratively Determined Incentive Program | LINDENWOLD | 8021 | 14 | 9.62 | Residential | Behind the Meter | Yes | Net Metered Residential | Vision Solar LLC |  | AC Electric | Accepted | 2023-09-26 | 2023-10-18 | 2024-10-18 | Inverters | SolarEdge | SE7600H-USRGM | 8 |  | 1 |  |  | 0.97 |  | Outdoor
NJADRE1554711946 | Administratively Determined Incentive Program | LINDENWOLD | 8021 | 14 | 9.62 | Residential | Behind the Meter | Yes | Net Metered Residential | Vision Solar LLC |  | AC Electric | Accepted | 2023-09-26 | 2023-10-18 | 2024-10-18 | Solar Panels | ZNSHINE SOLAR | ZXM6-NH120-370/M |  | 0.37 | 5 | 214 | 37 |  | Fixed | Roof
NJADRE1554711946 | Administratively Determined Incentive Program | LINDENWOLD | 8021 | 14 | 9.62 | Residential | Behind the Meter | Yes | Net Metered Residential | Vision Solar LLC |  | AC Electric | Accepted | 2023-09-26 | 2023-10-18 | 2024-10-18 | Solar Panels | ZNSHINE SOLAR | ZXM6-NH120-370/M |  | 0.37 | 12 | 34 | 37 |  | Fixed | Roof
NJADRE1554711946 | Administratively Determined Incentive Program | LINDENWOLD | 8021 | 14 | 9.62 | Residential | Behind the Meter | Yes | Net Metered Residential | Vision Solar LLC |  | AC Electric | Accepted | 2023-09-26 | 2023-10-18 | 2024-10-18 | Solar Panels | ZNSHINE SOLAR | ZXM6-NH120-370/M |  | 0.37 | 9 | 303 | 6 |  | Fixed | Roof
NJADRE1554711964 | Administratively Determined Incentive Program | SALEM | 8079 | 16 | 8 | Residential | Behind the Meter | No | Net Metered Residential | Power Energy Solutions |  | AC Electric | Accepted | 2023-09-26 | 2023-10-17 | 2024-10-17 | Inverters | SE6000H-US | SOLAREDGE | 6000 |  | 1 |  |  | 0.99 |  | Outside | ROOFTOP
NJADRE1554711964 | Administratively Determined Incentive Program | SALEM | 8079 | 16 | 8 | Residential | Behind the Meter | No | Net Metered Residential | Power Energy Solutions |  | AC Electric | Accepted | 2023-09-26 | 2023-10-17 | 2024-10-17 | Solar Panels | SIL-400 HC+ | SILFAB SOLAR |  | 0.4 | 8 | 141 | 14 |  | Fixed | Roof | ROOFROP
NJADRE1554711964 | Administratively Determined Incentive Program | SALEM | 8079 | 16 | 8 | Residential | Behind the Meter | No | Net Metered Residential | Power Energy Solutions |  | AC Electric | Accepted | 2023-09-26 | 2023-10-17 | 2024-10-17 | Solar Panels | SIL-400 HC+ | SILFAB SOLAR |  | 0.4 | 7 | 141 | 22 |  | Fixed | Roof | ROOFTOP
NJADRE1554711964 | Administratively Determined Incentive Program | SALEM | 8079 | 16 | 8 | Residential | Behind the Meter | No | Net Metered Residential | Power Energy Solutions |  | AC Electric | Accepted | 2023-09-26 | 2023-10-17 | 2024-10-17 | Solar Panels | SIL-400 HC+ | SILFAB SOLAR |  | 0.4 | 1 | 321 | 20 |  | Fixed | Roof | ROOFROP
NJADRE1554711964 | Administratively Determined Incentive Program | SALEM | 8079 | 16 | 8 | Residential | Behind the Meter | No | Net Metered Residential | Power Energy Solutions |  | AC Electric | Accepted | 2023-09-26 | 2023-10-17 | 2024-10-17 | Solar Panels | SIL-400 HC+ | SILFAB SOLAR |  | 0.4 | 4 | 321 | 22 |  | Fixed | Roof | ROOFTOP
NJADRE1554711978 | Administratively Determined Incentive Program | LONG VALLEY | 7853 | 3 | 22.91 | Residential | Behind the Meter | Yes | Net Metered Residential | Skyline Solar LLC |  | JCP&L | Accepted | 2023-09-26 | 2023-10-17 | 2024-10-17 | Solar Panels | JA SOLAR | JAM54S31-395/MR |  | 0.395 | 29 | 289 | 26 |  | Fixed | Roof
NJADRE1554711978 | Administratively Determined Incentive Program | LONG VALLEY | 7853 | 3 | 22.91 | Residential | Behind the Meter | Yes | Net Metered Residential | Skyline Solar LLC |  | JCP&L | Accepted | 2023-09-26 | 2023-10-17 | 2024-10-17 | Solar Panels | JA SOLAR | JAM54S31-395/MR |  | 0.395 | 29 | 109 | 26 |  | Fixed | Roof
NJADRE1554711978 | Administratively Determined Incentive Program | LONG VALLEY | 7853 | 3 | 22.91 | Residential | Behind the Meter | Yes | Net Metered Residential | Skyline Solar LLC |  | JCP&L | Accepted | 2023-09-26 | 2023-10-17 | 2024-10-17 | Inverters | ENPHASE | IQ8PLUS -72-2-US | 290 |  | 58 |  |  | 0.976 |  | Outdoor
NJADRE1554711999 | Administratively Determined Incentive Program | Lincoln Park | 7035 | 3 | 5.84 | Residential | Behind the Meter | No | Net Metered Residential | Power Home Remodeling |  | JCP&L | Accepted | 2023-09-26 | 2023-10-27 | 2024-10-27 | Inverters | SolarEdge | SE3800H-US | 3800 |  | 1 |  |  | 0.99 |  | Outdoor
NJADRE1554711999 | Administratively Determined Incentive Program | Lincoln Park | 7035 | 3 | 5.84 | Residential | Behind the Meter | No | Net Metered Residential | Power Home Remodeling |  | JCP&L | Accepted | 2023-09-26 | 2023-10-27 | 2024-10-27 | Meters | SoalrEdge | Revenue Grade Data Ansi C12.20 |  |  | 1 |  |  |  | Yes | Outdoor
NJADRE1554711999 | Administratively Determined Incentive Program | Lincoln Park | 7035 | 3 | 5.84 | Residential | Behind the Meter | No | Net Metered Residential | Power Home Remodeling |  | JCP&L | Accepted | 2023-09-26 | 2023-10-27 | 2024-10-27 | Solar Panels | Q Cell | Q.PEAK DUO BLK-G10+ 365 |  | 0.365 | 16 | 142 | 39 |  | Fixed | Roof
NJADRE1554712164 | Administratively Determined Incentive Program | PERTH AMBOY | 8861 | 11 | 242.53 | Commercial | Behind the Meter | No | Small Net-Metered Non-Residential located on Rooftop, Carport, Canopy and Floating Solar | Green Revoluton Solar |  | PSE&G | Accepted | 2023-09-26 | 2023-10-17 | 2024-10-17 | Inverters | Solar Edge | SE80.0KUS | 8000 |  | 1 |  |  | 0.97 |  | Outdoor
NJADRE1554712164 | Administratively Determined Incentive Program | PERTH AMBOY | 8861 | 11 | 242.53 | Commercial | Behind the Meter | No | Small Net-Metered Non-Residential located on Rooftop, Carport, Canopy and Floating Solar | Green Revoluton Solar |  | PSE&G | Accepted | 2023-09-26 | 2023-10-17 | 2024-10-17 | Inverters | Solar Edge | SE100-KUS | 10000 |  | 1 |  |  | 0.97 |  | Outdoor
NJADRE1554712164 | Administratively Determined Incentive Program | PERTH AMBOY | 8861 | 11 | 242.53 | Commercial | Behind the Meter | No | Small Net-Metered Non-Residential located on Rooftop, Carport, Canopy and Floating Solar | Green Revoluton Solar |  | PSE&G | Accepted | 2023-09-26 | 2023-10-17 | 2024-10-17 | Solar Panels | Phono Solar | PS545M6H-24/TS |  | 0.545 | 142 | 210 | 5 |  | Fixed | Roof
NJADRE1554712164 | Administratively Determined Incentive Program | PERTH AMBOY | 8861 | 11 | 242.53 | Commercial | Behind the Meter | No | Small Net-Metered Non-Residential located on Rooftop, Carport, Canopy and Floating Solar | Green Revoluton Solar |  | PSE&G | Accepted | 2023-09-26 | 2023-10-17 | 2024-10-17 | Solar Panels | Phono Solar | PS545M6H-24/TS |  | 0.545 | 137 | 188 | 5 |  | Fixed | Roof
NJADRE1554712164 | Administratively Determined Incentive Program | PERTH AMBOY | 8861 | 11 | 242.53 | Commercial | Behind the Meter | No | Small Net-Metered Non-Residential located on Rooftop, Carport, Canopy and Floating Solar | Green Revoluton Solar |  | PSE&G | Accepted | 2023-09-26 | 2023-10-17 | 2024-10-17 | Solar Panels | Phono Solar | PS545M6H-24/TS |  | 0.545 | 166 | 188 | 5 |  | Fixed | Roof
NJADRE1554712695 | Administratively Determined Incentive Program | EWING | 8560 | 12 | 14.99 | Residential | Behind the Meter | Yes | Net Metered Residential | Pro Custom Solar dba Momentum Solar |  | PSE&G | Accepted | 2023-09-26 | 2023-10-17 | 2024-10-17 | Inverters | Enphase | IQ8PLUS-72-2-US | 290 |  | 37 |  |  | 0.97 |  | Outdoor
NJADRE1554712695 | Administratively Determined Incentive Program | EWING | 8560 | 12 | 14.99 | Residential | Behind the Meter | Yes | Net Metered Residential | Pro Custom Solar dba Momentum Solar |  | PSE&G | Accepted | 2023-09-26 | 2023-10-17 | 2024-10-17 | Solar Panels | Hanwha | q.peak duo blk ML-g10+405 |  | 0.405 | 10 | 200 | 19 |  | Fixed | Roof
NJADRE1554712695 | Administratively Determined Incentive Program | EWING | 8560 | 12 | 14.99 | Residential | Behind the Meter | Yes | Net Metered Residential | Pro Custom Solar dba Momentum Solar |  | PSE&G | Accepted | 2023-09-26 | 2023-10-17 | 2024-10-17 | Solar Panels | Hanwha | q.peak duo blk ML-g10+405 |  | 0.405 | 16 | 200 | 20 |  | Fixed | Roof
NJADRE1554712695 | Administratively Determined Incentive Program | EWING | 8560 | 12 | 14.99 | Residential | Behind the Meter | Yes | Net Metered Residential | Pro Custom Solar dba Momentum Solar |  | PSE&G | Accepted | 2023-09-26 | 2023-10-17 | 2024-10-17 | Solar Panels | Hanwha | q.peak duo blk ML-g10+405 |  | 0.405 | 3 | 20 | 20 |  | Fixed | Roof
NJADRE1554712695 | Administratively Determined Incentive Program | EWING | 8560 | 12 | 14.99 | Residential | Behind the Meter | Yes | Net Metered Residential | Pro Custom Solar dba Momentum Solar |  | PSE&G | Accepted | 2023-09-26 | 2023-10-17 | 2024-10-17 | Solar Panels | Hanwha | q.peak duo blk ML-g10+405 |  | 0.405 | 8 | 20 | 12 |  | Fixed | Roof
NJADRE1554713087 | Administratively Determined Incentive Program | CAMDEN | 8105 | 14 | 6 | Residential | Behind the Meter | Yes | Net Metered Residential | Sunrun Installation Services, Inc. |  | PSE&G | Accepted | 2023-09-26 | 2023-10-17 | 2024-10-17 | Inverters | SolarEdge Technologies | SE6000H-USSN | 6000 |  | 1 |  |  | 0.96 |  | Outdoor
NJADRE1554713087 | Administratively Determined Incentive Program | CAMDEN | 8105 | 14 | 6 | Residential | Behind the Meter | Yes | Net Metered Residential | Sunrun Installation Services, Inc. |  | PSE&G | Accepted | 2023-09-26 | 2023-10-17 | 2024-10-17 | Solar Panels | Vikram Solar | VSMDHT.60.375.05 |  | 0.375 | 16 | 80 | 2 |  | Fixed | Roof
NJADRE1554713288 | Administratively Determined Incentive Program | SPARTA TOWNSHIP | 7871 | 1 | 10.4 | Residential | Behind the Meter | No | Net Metered Residential | Sundial Solar Innovations |  | JCP&L | Accepted | 2023-09-26 | 2023-10-17 | 2024-10-17 | Inverters | Enphase Energy | IQ8A | 349 |  | 26 |  |  | 0.975 |  | Other | Roof
NJADRE1554713288 | Administratively Determined Incentive Program | SPARTA TOWNSHIP | 7871 | 1 | 10.4 | Residential | Behind the Meter | No | Net Metered Residential | Sundial Solar Innovations |  | JCP&L | Accepted | 2023-09-26 | 2023-10-17 | 2024-10-17 | Solar Panels | Canadian Solar | CS6R HiKu 400 |  | 0.4 | 20 | 137 | 21 |  | Fixed | Roof
NJADRE1554713288 | Administratively Determined Incentive Program | SPARTA TOWNSHIP | 7871 | 1 | 10.4 | Residential | Behind the Meter | No | Net Metered Residential | Sundial Solar Innovations |  | JCP&L | Accepted | 2023-09-26 | 2023-10-17 | 2024-10-17 | Solar Panels | Canadian Solar | CSR6 HiKu 400 |  | 0.4 | 6 | 229 | 21 |  | Fixed | Roof
NJADRE1554713348 | Administratively Determined Incentive Program | PISCATAWAY | 8854 | 11 | 5.67 | Residential | Behind the Meter | Yes | Net Metered Residential | Big Wave Roofing and Solar LLC |  | PSE&G | Accepted | 2023-09-27 | 2023-10-17 | 2024-10-17 | Inverters | Enphase Energy Inc | IQ7PLUS-72-2-US | 290 |  | 14 |  |  | 0.98 |  | Outside
NJADRE1554713348 | Administratively Determined Incentive Program | PISCATAWAY | 8854 | 11 | 5.67 | Residential | Behind the Meter | Yes | Net Metered Residential | Big Wave Roofing and Solar LLC |  | PSE&G | Accepted | 2023-09-27 | 2023-10-17 | 2024-10-17 | Solar Panels | Qcells | Q.PEAK DUO BLK ML-G10+ 405 |  | 0.405 | 11 | 174 | 4 |  | Fixed | Roof
NJADRE1554713348 | Administratively Determined Incentive Program | PISCATAWAY | 8854 | 11 | 5.67 | Residential | Behind the Meter | Yes | Net Metered Residential | Big Wave Roofing and Solar LLC |  | PSE&G | Accepted | 2023-09-27 | 2023-10-17 | 2024-10-17 | Solar Panels | Qcells | Q.PEAK DUO BLK ML-G10+ 405 |  | 0.405 | 3 | 84 | 4 |  | Fixed | Roof
NJADRE1554713386 | Administratively Determined Incentive Program | PATERSON | 7504 | 6 | 13.37 | Residential | Behind the Meter | Yes | Net Metered Residential | Pro Custom Solar dba Momentum Solar |  | PSE&G | Accepted | 2023-09-26 | 2023-10-17 | 2024-10-17 | Inverters | Enphase | IQ8PLUS-72-2-US | 290 |  | 33 |  |  | 0.97 |  | Outdoor
NJADRE1554713386 | Administratively Determined Incentive Program | PATERSON | 7504 | 6 | 13.37 | Residential | Behind the Meter | Yes | Net Metered Residential | Pro Custom Solar dba Momentum Solar |  | PSE&G | Accepted | 2023-09-26 | 2023-10-17 | 2024-10-17 | Solar Panels | Hanwha | q.peak duo blk ML-g10+405 |  | 0.405 | 16 | 99 | 33 |  | Fixed | Pole
NJADRE1554713386 | Administratively Determined Incentive Program | PATERSON | 7504 | 6 | 13.37 | Residential | Behind the Meter | Yes | Net Metered Residential | Pro Custom Solar dba Momentum Solar |  | PSE&G | Accepted | 2023-09-26 | 2023-10-17 | 2024-10-17 | Solar Panels | Hanwha | q.peak duo blk ML-g10+405 |  | 0.405 | 17 | 279 | 32 |  | Fixed | Roof
NJADRE1554713435 | Administratively Determined Incentive Program | PARLIN | 8859 | 11 | 5.25 | Residential | Behind the Meter | Yes | Net Metered Residential | Sunrun Installation Services, Inc. |  | JCP&L | Accepted | 2023-09-26 | 2023-10-17 | 2024-10-17 | Inverters | SOLAREDGE TECHNOLOGIES | SE3800H-USMN | 3800 |  | 1 |  |  | 0.99 |  | Outdoor | next to meter
NJADRE1554713435 | Administratively Determined Incentive Program | PARLIN | 8859 | 11 | 5.25 | Residential | Behind the Meter | Yes | Net Metered Residential | Sunrun Installation Services, Inc. |  | JCP&L | Accepted | 2023-09-26 | 2023-10-17 | 2024-10-17 | Solar Panels | Vikram Solar | VSMDHT.60.375.05 |  | 0.375 | 14 | 246 | 26 |  | Fixed | Roof
NJADRE1554713438 | Administratively Determined Incentive Program | VINELAND | 8361 | 20 | 5.27 | Residential | Behind the Meter | Yes | Net Metered Residential | Big Wave Roofing and Solar LLC |  | Vineland Muni Electric | Accepted | 2023-09-26 | 2023-10-17 | 2024-10-17 | Inverters | Enphase Energy Inc | IQ7PLUS-72-2-US | 290 |  | 13 |  |  | 0.98 |  | Outside
NJADRE1554713438 | Administratively Determined Incentive Program | VINELAND | 8361 | 20 | 5.27 | Residential | Behind the Meter | Yes | Net Metered Residential | Big Wave Roofing and Solar LLC |  | Vineland Muni Electric | Accepted | 2023-09-26 | 2023-10-17 | 2024-10-17 | Solar Panels | Qcells | Q.PEAK DUO BLK ML-G10+ 405 |  | 0.405 | 13 | 96 | 22 |  | Fixed | Roof
NJADRE1554713450 | Administratively Determined Incentive Program | HAMILTON TWP MER | 8690 | 12 | 5.63 | Residential | Behind the Meter | Yes | Net Metered Residential | Sunrun Installation Services, Inc. |  | PSE&G | Accepted | 2023-09-26 | 2023-10-17 | 2024-10-17 | Electric Storage Battery | Tesla | Powerwall |  |  | 1 |  |  |  | Lithium Ion |  | Outside
NJADRE1554713450 | Administratively Determined Incentive Program | HAMILTON TWP MER | 8690 | 12 | 5.63 | Residential | Behind the Meter | Yes | Net Metered Residential | Sunrun Installation Services, Inc. |  | PSE&G | Accepted | 2023-09-26 | 2023-10-17 | 2024-10-17 | Inverters | Delta Electronics | E4-TL-US | 3840 |  | 1 |  |  | 0.975 |  | Outdoor | Next to meter
NJADRE1554713450 | Administratively Determined Incentive Program | HAMILTON TWP MER | 8690 | 12 | 5.63 | Residential | Behind the Meter | Yes | Net Metered Residential | Sunrun Installation Services, Inc. |  | PSE&G | Accepted | 2023-09-26 | 2023-10-17 | 2024-10-17 | Solar Panels | Vikram Solar | VSMDHT.60.375.05 |  | 0.375 | 6 | 208 | 22 |  | Fixed | Roof
NJADRE1554713450 | Administratively Determined Incentive Program | HAMILTON TWP MER | 8690 | 12 | 5.63 | Residential | Behind the Meter | Yes | Net Metered Residential | Sunrun Installation Services, Inc. |  | PSE&G | Accepted | 2023-09-26 | 2023-10-17 | 2024-10-17 | Solar Panels | Vikram Solar | VSMDHT.60.375.05 |  | 0.375 | 3 | 209 | 22 |  | Fixed | Roof
NJADRE1554713450 | Administratively Determined Incentive Program | HAMILTON TWP MER | 8690 | 12 | 5.63 | Residential | Behind the Meter | Yes | Net Metered Residential | Sunrun Installation Services, Inc. |  | PSE&G | Accepted | 2023-09-26 | 2023-10-17 | 2024-10-17 | Solar Panels | Vikram Solar | VSMDHT.60.375.05 |  | 0.375 | 6 | 119 | 22 |  | Fixed | Roof
NJADRE1554713465 | Administratively Determined Incentive Program | ASBURY | 8802 | 4 | 10.5 | Residential | Behind the Meter | Yes | Net Metered Residential | EMT Renewables |  | JCP&L | Accepted | 2023-09-27 | 2023-10-18 | 2024-10-18 | Inverters | IQ7x | ENPHASE | 315 |  | 25 |  |  | 0.98 |  | Other | UNDER EACH PANEL
NJADRE1554713465 | Administratively Determined Incentive Program | ASBURY | 8802 | 4 | 10.5 | Residential | Behind the Meter | Yes | Net Metered Residential | EMT Renewables |  | JCP&L | Accepted | 2023-09-27 | 2023-10-18 | 2024-10-18 | Solar Panels | REC 420 | REC ALPHA |  | 0.42 | 2 | 75 | 20 |  | Fixed | Roof
NJADRE1554713465 | Administratively Determined Incentive Program | ASBURY | 8802 | 4 | 10.5 | Residential | Behind the Meter | Yes | Net Metered Residential | EMT Renewables |  | JCP&L | Accepted | 2023-09-27 | 2023-10-18 | 2024-10-18 | Solar Panels | REC 420 | REC ALPHA |  | 0.42 | 17 | 165 | 25 |  | Fixed | Roof
NJADRE1554713465 | Administratively Determined Incentive Program | ASBURY | 8802 | 4 | 10.5 | Residential | Behind the Meter | Yes | Net Metered Residential | EMT Renewables |  | JCP&L | Accepted | 2023-09-27 | 2023-10-18 | 2024-10-18 | Solar Panels | REC 420 | REC ALPHA |  | 0.42 | 2 | 255 | 20 |  | Fixed | Roof
NJADRE1554713465 | Administratively Determined Incentive Program | ASBURY | 8802 | 4 | 10.5 | Residential | Behind the Meter | Yes | Net Metered Residential | EMT Renewables |  | JCP&L | Accepted | 2023-09-27 | 2023-10-18 | 2024-10-18 | Solar Panels | REC 420 | REC ALPHA |  | 0.42 | 4 | 165 | 24 |  | Fixed | Roof
NJADRE1554713470 | Administratively Determined Incentive Program | HILLSIDE | 7205 | 10 | 4.44 | Residential | Behind the Meter | Yes | Net Metered Residential | Vision Solar LLC |  | PSE&G | Accepted | 2023-09-26 | 2023-10-17 | 2024-10-17 | Inverters | SE3800H-USRGM | Solar Edge | 4 |  | 1 |  |  | 0.97 |  | Outside
NJADRE1554713470 | Administratively Determined Incentive Program | HILLSIDE | 7205 | 10 | 4.44 | Residential | Behind the Meter | Yes | Net Metered Residential | Vision Solar LLC |  | PSE&G | Accepted | 2023-09-26 | 2023-10-17 | 2024-10-17 | Solar Panels | ZXM6-NH120-370/M | Znshine Solar |  | 0.37 | 6 | 125 | 24 |  | Fixed | Roof
NJADRE1554713470 | Administratively Determined Incentive Program | HILLSIDE | 7205 | 10 | 4.44 | Residential | Behind the Meter | Yes | Net Metered Residential | Vision Solar LLC |  | PSE&G | Accepted | 2023-09-26 | 2023-10-17 | 2024-10-17 | Solar Panels | ZXM6-NH120-370/M | Znshine Solar |  | 0.37 | 6 | 305 | 24 |  | Fixed | Roof
NJADRE1554713477 | Administratively Determined Incentive Program | BELLE MEAD | 8502 | 5 | 13.2 | Residential | Behind the Meter | No | Net Metered Residential | Tesla Energy Operations Inc |  | PSE&G | Accepted | 2023-10-24 | 2023-11-20 | 2024-11-20 | Solar Panels | T400H | Tesla |  | 0.4 | 18 | 129 | 31 |  | Fixed | Roof
NJADRE1554713477 | Administratively Determined Incentive Program | BELLE MEAD | 8502 | 5 | 13.2 | Residential | Behind the Meter | No | Net Metered Residential | Tesla Energy Operations Inc |  | PSE&G | Accepted | 2023-10-24 | 2023-11-20 | 2024-11-20 | Inverters | Tesla | #1850000-00-C | 7600 |  | 2 |  |  | 0.98 |  | Indoor
NJADRE1554713477 | Administratively Determined Incentive Program | BELLE MEAD | 8502 | 5 | 13.2 | Residential | Behind the Meter | No | Net Metered Residential | Tesla Energy Operations Inc |  | PSE&G | Accepted | 2023-10-24 | 2023-11-20 | 2024-11-20 | Electric Storage Battery | Tesla | AC Powerwall 2.0 |  |  | 2 |  |  |  | Lead Acid |  | Inside
NJADRE1554713477 | Administratively Determined Incentive Program | BELLE MEAD | 8502 | 5 | 13.2 | Residential | Behind the Meter | No | Net Metered Residential | Tesla Energy Operations Inc |  | PSE&G | Accepted | 2023-10-24 | 2023-11-20 | 2024-11-20 | Solar Panels | Tesla | T400H |  | 0.4 | 7 | 219 | 36 |  | Fixed | Roof
NJADRE1554713477 | Administratively Determined Incentive Program | BELLE MEAD | 8502 | 5 | 13.2 | Residential | Behind the Meter | No | Net Metered Residential | Tesla Energy Operations Inc |  | PSE&G | Accepted | 2023-10-24 | 2023-11-20 | 2024-11-20 | Solar Panels | Tesla | T400H |  | 0.4 | 3 | 309 | 29 |  | Fixed | Roof
NJADRE1554713477 | Administratively Determined Incentive Program | BELLE MEAD | 8502 | 5 | 13.2 | Residential | Behind the Meter | No | Net Metered Residential | Tesla Energy Operations Inc |  | PSE&G | Accepted | 2023-10-24 | 2023-11-20 | 2024-11-20 | Solar Panels | Tesla | T400H |  | 0.4 | 3 | 219 | 35 |  | Fixed | Roof
NJADRE1554713477 | Administratively Determined Incentive Program | BELLE MEAD | 8502 | 5 | 13.2 | Residential | Behind the Meter | No | Net Metered Residential | Tesla Energy Operations Inc |  | PSE&G | Accepted | 2023-10-24 | 2023-11-20 | 2024-11-20 | Solar Panels | Tesla | T400H |  | 0.4 | 2 | 39 | 37 |  | Fixed | Roof
NJADRE1554714319 | Administratively Determined Incentive Program | LAWNSIDE BORO | 8045 | 14 | 9.48 | Residential | Behind the Meter | Yes | Net Metered Residential | Sunrun Installation Services, Inc. |  | PSE&G | Accepted | 2023-09-26 | 2023-10-17 | 2024-10-17 | Inverters | SolarEdge Technologies | SE7600H-USSN | 7600 |  | 1 |  |  | 0.96 |  | Outdoor
NJADRE1554714319 | Administratively Determined Incentive Program | LAWNSIDE BORO | 8045 | 14 | 9.48 | Residential | Behind the Meter | Yes | Net Metered Residential | Sunrun Installation Services, Inc. |  | PSE&G | Accepted | 2023-09-26 | 2023-10-17 | 2024-10-17 | Solar Panels | Trina Solar | TSM-395DE09C.07 |  | 0.395 | 24 | 179 | 23 |  | Fixed | Roof
NJADRE1554714328 | Administratively Determined Incentive Program | SAYREVILLE | 8872 | 11 | 7.7 | Residential | Behind the Meter | Yes | Net Metered Residential | Pro Custom Solar dba Momentum Solar |  | PSE&G | Accepted | 2023-09-26 | 2023-10-19 | 2024-10-19 | Solar Panels | Â Q. PEAK DUO BLK-G10+405 | hanwha |  | 0.405 | 7 | 166 | 31 |  | Fixed | Roof
NJADRE1554714328 | Administratively Determined Incentive Program | SAYREVILLE | 8872 | 11 | 7.7 | Residential | Behind the Meter | Yes | Net Metered Residential | Pro Custom Solar dba Momentum Solar |  | PSE&G | Accepted | 2023-09-26 | 2023-10-19 | 2024-10-19 | Solar Panels | Â Q. PEAK DUO BLK-G10+405 | hanwha |  | 0.405 | 4 | 256 | 31 |  | Fixed | Roof
NJADRE1554714328 | Administratively Determined Incentive Program | SAYREVILLE | 8872 | 11 | 7.7 | Residential | Behind the Meter | Yes | Net Metered Residential | Pro Custom Solar dba Momentum Solar |  | PSE&G | Accepted | 2023-09-26 | 2023-10-19 | 2024-10-19 | Solar Panels | Â Q. PEAK DUO BLK-G10+405 | hanwha |  | 0.405 | 8 | 76 | 31 |  | Fixed | Roof
NJADRE1554714328 | Administratively Determined Incentive Program | SAYREVILLE | 8872 | 11 | 7.7 | Residential | Behind the Meter | Yes | Net Metered Residential | Pro Custom Solar dba Momentum Solar |  | PSE&G | Accepted | 2023-09-26 | 2023-10-19 | 2024-10-19 | Inverters | IQ8PLUS-72-2-US | enphase | 290 |  | 19 |  |  | 0.97 |  | Outdoor
NJADRE1554714374 | Administratively Determined Incentive Program | NEWARK | 7108 | 9 | 8.51 | Residential | Behind the Meter | Yes | Net Metered Residential | Vision Solar LLC |  | PSE&G | Accepted | 2023-09-26 | 2023-10-17 | 2024-10-17 | Inverters | SolarEdge | SE6000H-USRGM | 6 |  | 1 |  |  | 0.97 |  | Outdoor
NJADRE1554714374 | Administratively Determined Incentive Program | NEWARK | 7108 | 9 | 8.51 | Residential | Behind the Meter | Yes | Net Metered Residential | Vision Solar LLC |  | PSE&G | Accepted | 2023-09-26 | 2023-10-17 | 2024-10-17 | Solar Panels | ZNSHINE SOLAR | ZXM6-NH120-370/M |  | 0.37 | 8 | 208 | 40 |  | Fixed | Roof
NJADRE1554714374 | Administratively Determined Incentive Program | NEWARK | 7108 | 9 | 8.51 | Residential | Behind the Meter | Yes | Net Metered Residential | Vision Solar LLC |  | PSE&G | Accepted | 2023-09-26 | 2023-10-17 | 2024-10-17 | Solar Panels | ZNSHINE SOLAR | ZXM6-NH120-370/M |  | 0.37 | 15 | 28 | 40 |  | Fixed | Roof
NJADRE1554714585 | Administratively Determined Incentive Program | DOVER | 7801 | 3 | 4.88 | Residential | Behind the Meter | Yes | Net Metered Residential | Sunrun Installation Services, Inc. |  | JCP&L | Accepted | 2023-09-26 | 2023-10-17 | 2024-10-17 | Inverters | SE3800H-USSN | SolarEdge Technologies | 3800 |  | 1 |  |  | 0.96 |  | Outdoor
NJADRE1554714585 | Administratively Determined Incentive Program | DOVER | 7801 | 3 | 4.88 | Residential | Behind the Meter | Yes | Net Metered Residential | Sunrun Installation Services, Inc. |  | JCP&L | Accepted | 2023-09-26 | 2023-10-17 | 2024-10-17 | Solar Panels | Vikram Solar | VSMDHT.60.375.05 |  | 0.375 | 3 | 60 | 35 |  | Fixed | Roof
NJADRE1554714585 | Administratively Determined Incentive Program | DOVER | 7801 | 3 | 4.88 | Residential | Behind the Meter | Yes | Net Metered Residential | Sunrun Installation Services, Inc. |  | JCP&L | Accepted | 2023-09-26 | 2023-10-17 | 2024-10-17 | Solar Panels | Vikram Solar | VSMDHT.60.375.05 |  | 0.375 | 3 | 240 | 35 |  | Fixed | Roof
NJADRE1554714585 | Administratively Determined Incentive Program | DOVER | 7801 | 3 | 4.88 | Residential | Behind the Meter | Yes | Net Metered Residential | Sunrun Installation Services, Inc. |  | JCP&L | Accepted | 2023-09-26 | 2023-10-17 | 2024-10-17 | Solar Panels | Vikram Solar | VSMDHT.60.375.05 |  | 0.375 | 3 | 60 | 35 |  | Fixed | Roof
NJADRE1554714585 | Administratively Determined Incentive Program | DOVER | 7801 | 3 | 4.88 | Residential | Behind the Meter | Yes | Net Metered Residential | Sunrun Installation Services, Inc. |  | JCP&L | Accepted | 2023-09-26 | 2023-10-17 | 2024-10-17 | Solar Panels | Vikram Solar | VSMDHT.60.375.05 |  | 0.375 | 4 | 60 | 35 |  | Fixed | Roof
NJADRE1554714636 | Administratively Determined Incentive Program | MONTAGUE | 7827 | 1 | 10.88 | Residential | Behind the Meter | Yes | Net Metered Residential | Sunrun Installation Services, Inc. |  | JCP&L | Accepted | 2023-09-26 | 2023-10-17 | 2024-10-17 | Electric Storage Battery | Tesla | Powerwall 2 AC |  |  | 1 |  |  |  | Lithium Ion |  | inside
NJADRE1554714636 | Administratively Determined Incentive Program | MONTAGUE | 7827 | 1 | 10.88 | Residential | Behind the Meter | Yes | Net Metered Residential | Sunrun Installation Services, Inc. |  | JCP&L | Accepted | 2023-09-26 | 2023-10-17 | 2024-10-17 | Inverters | SolarEdge Technologies | SE7600H-USSN | 7600 |  | 1 |  |  | 0.96 |  | Outdoor | Next To Meter
NJADRE1554714636 | Administratively Determined Incentive Program | MONTAGUE | 7827 | 1 | 10.88 | Residential | Behind the Meter | Yes | Net Metered Residential | Sunrun Installation Services, Inc. |  | JCP&L | Accepted | 2023-09-26 | 2023-10-17 | 2024-10-17 | Solar Panels | Vikram Solar | VSMDHT.60.375.05 |  | 0.375 | 15 | 313 | 30 |  | Fixed | Roof
NJADRE1554714636 | Administratively Determined Incentive Program | MONTAGUE | 7827 | 1 | 10.88 | Residential | Behind the Meter | Yes | Net Metered Residential | Sunrun Installation Services, Inc. |  | JCP&L | Accepted | 2023-09-26 | 2023-10-17 | 2024-10-17 | Solar Panels | Vikram Solar | VSMDHT.60.375.05 |  | 0.375 | 6 | 133 | 30 |  | Fixed | Roof
NJADRE1554714636 | Administratively Determined Incentive Program | MONTAGUE | 7827 | 1 | 10.88 | Residential | Behind the Meter | Yes | Net Metered Residential | Sunrun Installation Services, Inc. |  | JCP&L | Accepted | 2023-09-26 | 2023-10-17 | 2024-10-17 | Solar Panels | Vikram Solar | VSMDHT.60.375.05 |  | 0.375 | 8 | 132 | 13 |  | Fixed | Roof
NJADRE1554714640 | Administratively Determined Incentive Program | NORTH BRUNSWICK | 8902 | 11 | 17.63 | Residential | Behind the Meter | Yes | Net Metered Residential | Sunrun Installation Services, Inc. |  | PSE&G | Accepted | 2023-09-26 | 2023-10-17 | 2024-10-17 | Inverters | Delta Electronics | E8-TL-US | 7680 |  | 1 |  |  | 0.96 |  | Outdoor | Next To Meter
NJADRE1554714640 | Administratively Determined Incentive Program | NORTH BRUNSWICK | 8902 | 11 | 17.63 | Residential | Behind the Meter | Yes | Net Metered Residential | Sunrun Installation Services, Inc. |  | PSE&G | Accepted | 2023-09-26 | 2023-10-17 | 2024-10-17 | Inverters | Delta Electronics | E6-TL-US | 5760 |  | 1 |  |  | 0.96 |  | Outdoor | Next To Meter
NJADRE1554714640 | Administratively Determined Incentive Program | NORTH BRUNSWICK | 8902 | 11 | 17.63 | Residential | Behind the Meter | Yes | Net Metered Residential | Sunrun Installation Services, Inc. |  | PSE&G | Accepted | 2023-09-26 | 2023-10-17 | 2024-10-17 | Electric Storage Battery | Tesla | Powerwall 2 AC |  |  | 1 |  |  |  | Lithium Ion |  | inside
NJADRE1554714640 | Administratively Determined Incentive Program | NORTH BRUNSWICK | 8902 | 11 | 17.63 | Residential | Behind the Meter | Yes | Net Metered Residential | Sunrun Installation Services, Inc. |  | PSE&G | Accepted | 2023-09-26 | 2023-10-17 | 2024-10-17 | Solar Panels | Vikram Solar | VSMDHT.60.375.05 |  | 0.375 | 10 | 129 | 18 |  | Fixed | Roof
NJADRE1554714640 | Administratively Determined Incentive Program | NORTH BRUNSWICK | 8902 | 11 | 17.63 | Residential | Behind the Meter | Yes | Net Metered Residential | Sunrun Installation Services, Inc. |  | PSE&G | Accepted | 2023-09-26 | 2023-10-17 | 2024-10-17 | Solar Panels | Vikram Solar | VSMDHT.60.375.05 |  | 0.375 | 18 | 129 | 18 |  | Fixed | Roof
NJADRE1554714640 | Administratively Determined Incentive Program | NORTH BRUNSWICK | 8902 | 11 | 17.63 | Residential | Behind the Meter | Yes | Net Metered Residential | Sunrun Installation Services, Inc. |  | PSE&G | Accepted | 2023-09-26 | 2023-10-17 | 2024-10-17 | Solar Panels | Vikram Solar | VSMDHT.60.375.05 |  | 0.375 | 10 | 309 | 19 |  | Fixed | Roof
NJADRE1554714640 | Administratively Determined Incentive Program | NORTH BRUNSWICK | 8902 | 11 | 17.63 | Residential | Behind the Meter | Yes | Net Metered Residential | Sunrun Installation Services, Inc. |  | PSE&G | Accepted | 2023-09-26 | 2023-10-17 | 2024-10-17 | Solar Panels | Vikram Solar | VSMDHT.60.375.05 |  | 0.375 | 9 | 309 | 19 |  | Fixed | Roof
NJADRE1554717566 | Administratively Determined Incentive Program | WEST MILFORD | 7480 | 6 | 15.6 | Residential | Behind the Meter | Yes | Net Metered Residential | Suntuity Solar LLC |  | JCP&L | Accepted | 2023-09-27 | 2023-10-19 | 2024-10-19 | Inverters | ENPHASE | IQ8PLUS-72-2-US | 290 |  | 39 |  |  | 0.97 |  | Outdoor | Behind the PV modules
NJADRE1554717566 | Administratively Determined Incentive Program | WEST MILFORD | 7480 | 6 | 15.6 | Residential | Behind the Meter | Yes | Net Metered Residential | Suntuity Solar LLC |  | JCP&L | Accepted | 2023-09-27 | 2023-10-19 | 2024-10-19 | Solar Panels | CANADIANSOLAR | CS6R-400MS-HL |  | 0.4 | 21 | 49 | 23 |  | Fixed | Roof
NJADRE1554717566 | Administratively Determined Incentive Program | WEST MILFORD | 7480 | 6 | 15.6 | Residential | Behind the Meter | Yes | Net Metered Residential | Suntuity Solar LLC |  | JCP&L | Accepted | 2023-09-27 | 2023-10-19 | 2024-10-19 | Solar Panels | CANADIANSOLAR | CS6R-400MS-HL |  | 0.4 | 18 | 229 | 23 |  | Fixed | Roof
NJADRE1554717568 | Administratively Determined Incentive Program | PLAINFIELD | 7060 | 10 | 4.13 | Residential | Behind the Meter | Yes | Net Metered Residential | Sunrun Installation Services, Inc. |  | PSE&G | Accepted | 2023-09-27 | 2023-10-17 | 2024-10-17 | Inverters | SolarEdge Technologies | SE3800H-USMN | 3800 |  | 1 |  |  | 0.96 |  | Outdoor | Next To Meter
NJADRE1554717568 | Administratively Determined Incentive Program | PLAINFIELD | 7060 | 10 | 4.13 | Residential | Behind the Meter | Yes | Net Metered Residential | Sunrun Installation Services, Inc. |  | PSE&G | Accepted | 2023-09-27 | 2023-10-17 | 2024-10-17 | Solar Panels | Vikram Solar | VSMDHT.60.375.05 |  | 0.375 | 6 | 38 | 13 |  | Fixed | Roof
NJADRE1554717568 | Administratively Determined Incentive Program | PLAINFIELD | 7060 | 10 | 4.13 | Residential | Behind the Meter | Yes | Net Metered Residential | Sunrun Installation Services, Inc. |  | PSE&G | Accepted | 2023-09-27 | 2023-10-17 | 2024-10-17 | Solar Panels | Vikram Solar | VSMDHT.60.375.05 |  | 0.375 | 5 | 218 | 45 |  | Fixed | Roof
NJADRE1554717583 | Administratively Determined Incentive Program | WESTVILLE | 8093 | 15 | 10 | Residential | Behind the Meter | Yes | Net Metered Residential | Suntuity Solar LLC |  | PSE&G | Accepted | 2023-09-27 | 2023-10-17 | 2024-10-17 | Inverters | IQ8PLUS-72-2-US | (25) ENPHASE | 290 |  | 25 |  |  | 0.97 |  | Outdoor | Behind the PV modules
NJADRE1554717583 | Administratively Determined Incentive Program | WESTVILLE | 8093 | 15 | 10 | Residential | Behind the Meter | Yes | Net Metered Residential | Suntuity Solar LLC |  | PSE&G | Accepted | 2023-09-27 | 2023-10-17 | 2024-10-17 | Solar Panels | CS6R-400MS-HL | (25) CANADIANSOLAR |  | 0.4 | 9 | 220 | 34 |  | Fixed | Roof
NJADRE1554717583 | Administratively Determined Incentive Program | WESTVILLE | 8093 | 15 | 10 | Residential | Behind the Meter | Yes | Net Metered Residential | Suntuity Solar LLC |  | PSE&G | Accepted | 2023-09-27 | 2023-10-17 | 2024-10-17 | Solar Panels | CS6R-400MS-HL | (25) CANADIANSOLAR |  | 0.4 | 16 | 40 | 11 |  | Fixed | Roof
NJADRE1554717592 | Administratively Determined Incentive Program | West Windosr Twp | 8550 | 12 | 4.08 | Residential | Behind the Meter | No | Net Metered Residential | Tesla Energy Operations Inc |  | PSE&G | Accepted | 2023-09-27 | 2023-11-01 | 2024-11-01 | Electric Storage Battery | Tesla | AC Powerwall 2.0 |  |  | 2 |  |  |  | Lithium Ion |  | Outside
NJADRE1554717592 | Administratively Determined Incentive Program | West Windosr Twp | 8550 | 12 | 4.08 | Residential | Behind the Meter | No | Net Metered Residential | Tesla Energy Operations Inc |  | PSE&G | Accepted | 2023-09-27 | 2023-11-01 | 2024-11-01 | Inverters | M4-TL-US [240V] | Delta | 3840 |  | 1 |  |  | 0.975 |  | Outside
NJADRE1554717592 | Administratively Determined Incentive Program | West Windosr Twp | 8550 | 12 | 4.08 | Residential | Behind the Meter | No | Net Metered Residential | Tesla Energy Operations Inc |  | PSE&G | Accepted | 2023-09-27 | 2023-11-01 | 2024-11-01 | Solar Panels | Hanwha Q-CELLS | Hanwha Q-CELLS # Q.Peak DUO BLK-G6+ 340 |  | 0.34 | 12 | 278 | 30 |  | Fixed | Roof
NJADRE1554717607 | Administratively Determined Incentive Program | WARREN | 7059 | 5 | 14.58 | Residential | Behind the Meter | Yes | Net Metered Residential | Trinity Solar |  | JCP&L | Accepted | 2023-09-27 | 2023-10-18 | 2024-10-18 | Inverters | Solar Edge | SE11400H-US | 11400 |  | 1 |  |  | 0.96 |  | Outdoor
NJADRE1554717607 | Administratively Determined Incentive Program | WARREN | 7059 | 5 | 14.58 | Residential | Behind the Meter | Yes | Net Metered Residential | Trinity Solar |  | JCP&L | Accepted | 2023-09-27 | 2023-10-18 | 2024-10-18 | Solar Panels | HANWHA 405 (Q.PEAK DUO BLK ML-G10+ 405) | HANWHA 405 (Q.PEAK DUO BLK ML-G10+ 405) |  | 0.405 | 14 | 161 | 34 |  | Fixed | Roof
NJADRE1554717607 | Administratively Determined Incentive Program | WARREN | 7059 | 5 | 14.58 | Residential | Behind the Meter | Yes | Net Metered Residential | Trinity Solar |  | JCP&L | Accepted | 2023-09-27 | 2023-10-18 | 2024-10-18 | Solar Panels | HANWHA 405 (Q.PEAK DUO BLK ML-G10+ 405) | HANWHA 405 (Q.PEAK DUO BLK ML-G10+ 405) |  | 0.405 | 7 | 161 | 30 |  | Fixed | Roof
NJADRE1554717607 | Administratively Determined Incentive Program | WARREN | 7059 | 5 | 14.58 | Residential | Behind the Meter | Yes | Net Metered Residential | Trinity Solar |  | JCP&L | Accepted | 2023-09-27 | 2023-10-18 | 2024-10-18 | Solar Panels | HANWHA 405 (Q.PEAK DUO BLK ML-G10+ 405) | HANWHA 405 (Q.PEAK DUO BLK ML-G10+ 405) |  | 0.405 | 6 | 341 | 30 |  | Fixed | Roof
NJADRE1554717607 | Administratively Determined Incentive Program | WARREN | 7059 | 5 | 14.58 | Residential | Behind the Meter | Yes | Net Metered Residential | Trinity Solar |  | JCP&L | Accepted | 2023-09-27 | 2023-10-18 | 2024-10-18 | Solar Panels | HANWHA 405 (Q.PEAK DUO BLK ML-G10+ 405) | HANWHA 405 (Q.PEAK DUO BLK ML-G10+ 405) |  | 0.405 | 5 | 71 | 30 |  | Fixed | Roof
NJADRE1554717607 | Administratively Determined Incentive Program | WARREN | 7059 | 5 | 14.58 | Residential | Behind the Meter | Yes | Net Metered Residential | Trinity Solar |  | JCP&L | Accepted | 2023-09-27 | 2023-10-18 | 2024-10-18 | Solar Panels | HANWHA 405 (Q.PEAK DUO BLK ML-G10+ 405) | HANWHA 405 (Q.PEAK DUO BLK ML-G10+ 405) |  | 0.405 | 4 | 341 | 18 |  | Fixed | Roof
NJADRE1554717637 | Administratively Determined Incentive Program | WEST WINDSOR TWP | 8550 | 12 | 16.4 | Residential | Behind the Meter | Yes | Net Metered Residential | SunnyMac LLC |  | PSE&G | Accepted | 2023-09-27 | 2023-10-17 | 2024-10-17 | Solar Panels | Q.PEAK DUO BLK ML-G10+400 | HANWHA |  | 0.4 | 21 | 97 | 21 |  | Fixed | Roof
NJADRE1554717637 | Administratively Determined Incentive Program | WEST WINDSOR TWP | 8550 | 12 | 16.4 | Residential | Behind the Meter | Yes | Net Metered Residential | SunnyMac LLC |  | PSE&G | Accepted | 2023-09-27 | 2023-10-17 | 2024-10-17 | Solar Panels | Q.PEAK DUO BLK ML-G10+400 | HANWHA |  | 0.4 | 20 | 277 | 21 |  | Fixed | Roof
NJADRE1554717637 | Administratively Determined Incentive Program | WEST WINDSOR TWP | 8550 | 12 | 16.4 | Residential | Behind the Meter | Yes | Net Metered Residential | SunnyMac LLC |  | PSE&G | Accepted | 2023-09-27 | 2023-10-17 | 2024-10-17 | Inverters | SE11400H-US | Solaredge | 11400 |  | 1 |  |  | 0.99 |  | Outdoor | NEXT TO METER
NJADRE1554717658 | Administratively Determined Incentive Program | FRANKLIN PARK | 8823 | 5 | 10.3 | Residential | Behind the Meter | No | Net Metered Residential | Power Home Remodeling |  | PSE&G | Accepted | 2023-09-27 | 2023-10-17 | 2024-10-17 | Inverters | SE7600H-US | SolarEdge | 7600 |  | 1 |  |  | 0.99 |  | Outdoor
NJADRE1554717658 | Administratively Determined Incentive Program | FRANKLIN PARK | 8823 | 5 | 10.3 | Residential | Behind the Meter | No | Net Metered Residential | Power Home Remodeling |  | PSE&G | Accepted | 2023-09-27 | 2023-10-17 | 2024-10-17 | Meters | SolarEdge | Revenue Grade Data Ansi C12.20 |  |  | 1 |  |  |  | No | Outdoor
NJADRE1554717658 | Administratively Determined Incentive Program | FRANKLIN PARK | 8823 | 5 | 10.3 | Residential | Behind the Meter | No | Net Metered Residential | Power Home Remodeling |  | PSE&G | Accepted | 2023-09-27 | 2023-10-17 | 2024-10-17 | Solar Panels | Longi | LR40-60HPB-355M |  | 0.355 | 25 | 298 | 23 |  | Fixed | Roof
NJADRE1554717658 | Administratively Determined Incentive Program | FRANKLIN PARK | 8823 | 5 | 10.3 | Residential | Behind the Meter | No | Net Metered Residential | Power Home Remodeling |  | PSE&G | Accepted | 2023-09-27 | 2023-10-17 | 2024-10-17 | Solar Panels | Longi | LR40-60HPB-355M |  | 0.355 | 4 | 118 | 24 |  | Fixed | Roof
NJADRE1554717677 | Administratively Determined Incentive Program | JERSEY CITY | 7305 | 8 | 8.51 | Residential | Behind the Meter | Yes | Net Metered Residential | Pro Custom Solar dba Momentum Solar |  | PSE&G | Accepted | 2023-09-27 | 2023-10-17 | 2024-10-17 | Solar Panels | Â Q. PEAK DUO BLK-G10+405 | hanwha |  | 0.405 | 7 | 147 | 20 |  | Fixed | Roof
NJADRE1554717677 | Administratively Determined Incentive Program | JERSEY CITY | 7305 | 8 | 8.51 | Residential | Behind the Meter | Yes | Net Metered Residential | Pro Custom Solar dba Momentum Solar |  | PSE&G | Accepted | 2023-09-27 | 2023-10-17 | 2024-10-17 | Solar Panels | Â Q. PEAK DUO BLK-G10+405 | hanwha |  | 0.405 | 5 | 238 | 5 |  | Fixed | Roof
NJADRE1554717677 | Administratively Determined Incentive Program | JERSEY CITY | 7305 | 8 | 8.51 | Residential | Behind the Meter | Yes | Net Metered Residential | Pro Custom Solar dba Momentum Solar |  | PSE&G | Accepted | 2023-09-27 | 2023-10-17 | 2024-10-17 | Solar Panels | Â Q. PEAK DUO BLK-G10+405 | hanwha |  | 0.405 | 9 | 327 | 20 |  | Fixed | Roof
NJADRE1554717677 | Administratively Determined Incentive Program | JERSEY CITY | 7305 | 8 | 8.51 | Residential | Behind the Meter | Yes | Net Metered Residential | Pro Custom Solar dba Momentum Solar |  | PSE&G | Accepted | 2023-09-27 | 2023-10-17 | 2024-10-17 | Inverters | IQ8PLUS-72-2-US | enphase | 290 |  | 21 |  |  | 0.97 |  | Outdoor
NJADRE1554717694 | Administratively Determined Incentive Program | MOUNT LAUREL | 8054 | 13 | 8.51 | Residential | Behind the Meter | Yes | Net Metered Residential | Sunrun Installation Services, Inc. |  | PSE&G | Accepted | 2023-09-27 | 2023-10-17 | 2024-10-17 | Inverters | Delta Electronics | E6-TL-US | 6000 |  | 1 |  |  | 0.975 |  | Outdoor | next to meter
NJADRE1554717694 | Administratively Determined Incentive Program | MOUNT LAUREL | 8054 | 13 | 8.51 | Residential | Behind the Meter | Yes | Net Metered Residential | Sunrun Installation Services, Inc. |  | PSE&G | Accepted | 2023-09-27 | 2023-10-17 | 2024-10-17 | Solar Panels | Hanwha Q Cells | Q.PEAK DUO BLK ML-G10+ 405 |  | 0.405 | 21 | 6 | 19 |  | Fixed | Roof
NJADRE1554717710 | Administratively Determined Incentive Program | CALIFON | 7830 | 4 | 18.25 | Commercial | Behind the Meter | No | Small Net-Metered Non-Residential located on Rooftop, Carport, Canopy and Floating Solar | Viron Consulting/Energy Group, LLC |  | JCP&L | Accepted | 2023-10-05 | 2023-11-17 | 2024-11-17 | Inverters | Enphase | iQ7+ | 290 |  | 50 |  |  | 0.97 |  | Outdoor
NJADRE1554717710 | Administratively Determined Incentive Program | CALIFON | 7830 | 4 | 18.25 | Commercial | Behind the Meter | No | Small Net-Metered Non-Residential located on Rooftop, Carport, Canopy and Floating Solar | Viron Consulting/Energy Group, LLC |  | JCP&L | Accepted | 2023-10-05 | 2023-11-17 | 2024-11-17 | Solar Panels | QCells | Q.Peak Duo BLK-G10+ 360-370 |  | 0.365 | 50 | 175 | 36 |  | Fixed | Roof
NJADRE1554717713 | Administratively Determined Incentive Program | JERSEY CITY | 7302 | 8 | 7.29 | Residential | Behind the Meter | Yes | Net Metered Residential | Pro Custom Solar dba Momentum Solar |  | PSE&G | Accepted | 2023-09-27 | 2023-10-18 | 2024-10-18 | Solar Panels | Â Q. PEAK DUO BLK-G10+405 | hanwha |  | 0.405 | 18 | 292 | 9 |  | Fixed | Roof
NJADRE1554717713 | Administratively Determined Incentive Program | JERSEY CITY | 7302 | 8 | 7.29 | Residential | Behind the Meter | Yes | Net Metered Residential | Pro Custom Solar dba Momentum Solar |  | PSE&G | Accepted | 2023-09-27 | 2023-10-18 | 2024-10-18 | Inverters | IQ8PLUS-72-2-US | enphase | 290 |  | 18 |  |  | 0.97 |  | Outdoor
NJADRE1554717768 | Administratively Determined Incentive Program | PORT NORRIS | 8349 | 20 | 14.58 | Residential | Behind the Meter | No | Net Metered Residential | Sunwise Energy LLC |  | AC Electric | Accepted | 2023-09-28 | 2023-10-19 | 2024-10-19 | Solar Panels | Hanwha Q Cells | Q.PEAK DUO BLK ML-G10+ |  | 0.405 | 36 | 181 | 25 |  | Fixed | Ground
NJADRE1554717768 | Administratively Determined Incentive Program | PORT NORRIS | 8349 | 20 | 14.58 | Residential | Behind the Meter | No | Net Metered Residential | Sunwise Energy LLC |  | AC Electric | Accepted | 2023-09-28 | 2023-10-19 | 2024-10-19 | Inverters | Enphase Energy | IQ8A-72-2-US | 349 |  | 36 |  |  | 0.977 |  | Outside
NJADRE1554717794 | Administratively Determined Incentive Program | MAYWOOD | 7607 | 7 | 4.44 | Residential | Behind the Meter | No | Net Metered Residential | Vision Solar LLC |  | PSE&G | Accepted | 2023-09-27 | 2023-10-18 | 2024-10-18 | Inverters | SolarEdge | SE3800H-USRGM | 4 |  | 1 |  |  | 0.97 |  | Outdoor
NJADRE1554717794 | Administratively Determined Incentive Program | MAYWOOD | 7607 | 7 | 4.44 | Residential | Behind the Meter | No | Net Metered Residential | Vision Solar LLC |  | PSE&G | Accepted | 2023-09-27 | 2023-10-18 | 2024-10-18 | Solar Panels | ZNSHINE SOLAR | ZXM6-NH120-370/M |  | 0.37 | 2 | 109 | 34 |  | Fixed | Roof
NJADRE1554717794 | Administratively Determined Incentive Program | MAYWOOD | 7607 | 7 | 4.44 | Residential | Behind the Meter | No | Net Metered Residential | Vision Solar LLC |  | PSE&G | Accepted | 2023-09-27 | 2023-10-18 | 2024-10-18 | Solar Panels | ZNSHINE SOLAR | ZXM6-NH120-370/M |  | 0.37 | 4 | 199 | 34 |  | Fixed | Roof
NJADRE1554717794 | Administratively Determined Incentive Program | MAYWOOD | 7607 | 7 | 4.44 | Residential | Behind the Meter | No | Net Metered Residential | Vision Solar LLC |  | PSE&G | Accepted | 2023-09-27 | 2023-10-18 | 2024-10-18 | Solar Panels | ZNSHINE SOLAR | ZXM6-NH120-370/M |  | 0.37 | 4 | 19 | 34 |  | Fixed | Roof
NJADRE1554717794 | Administratively Determined Incentive Program | MAYWOOD | 7607 | 7 | 4.44 | Residential | Behind the Meter | No | Net Metered Residential | Vision Solar LLC |  | PSE&G | Accepted | 2023-09-27 | 2023-10-18 | 2024-10-18 | Solar Panels | ZNSHINE SOLAR | ZXM6-NH120-370/M |  | 0.37 | 2 | 289 | 34 |  | Fixed | Roof
NJADRE1554717815 | Administratively Determined Incentive Program | CAMDEN | 8105 | 14 | 4.88 | Residential | Behind the Meter | Yes | Net Metered Residential | Sunrun Installation Services, Inc. |  | PSE&G | Accepted | 2023-09-27 | 2023-10-19 | 2024-10-19 | Inverters | SOLAREDGE TECHNOLOGIES | SE3800H-USMN | 3800 |  | 1 |  |  | 0.99 |  | Outdoor | next to meter
NJADRE1554717815 | Administratively Determined Incentive Program | CAMDEN | 8105 | 14 | 4.88 | Residential | Behind the Meter | Yes | Net Metered Residential | Sunrun Installation Services, Inc. |  | PSE&G | Accepted | 2023-09-27 | 2023-10-19 | 2024-10-19 | Solar Panels | Vikram Solar | VSMDHT.60.375.05 |  | 0.375 | 6 | 330 | 33 |  | Fixed | Roof
NJADRE1554717815 | Administratively Determined Incentive Program | CAMDEN | 8105 | 14 | 4.88 | Residential | Behind the Meter | Yes | Net Metered Residential | Sunrun Installation Services, Inc. |  | PSE&G | Accepted | 2023-09-27 | 2023-10-19 | 2024-10-19 | Solar Panels | Vikram Solar | VSMDHT.60.375.05 |  | 0.375 | 7 | 150 | 33 |  | Fixed | Roof
NJADRE1554717815 | Administratively Determined Incentive Program | CAMDEN | 8105 | 14 | 4.88 | Residential | Behind the Meter | Yes | Net Metered Residential | Sunrun Installation Services, Inc. |  | PSE&G | Accepted | 2023-09-27 | 2023-10-19 | 2024-10-19 | Electric Storage Battery | Tesla | AC Powerwall 2 |  |  | 1 |  |  |  | Lithium Ion |  | Inside
NJADRE1554717831 | Administratively Determined Incentive Program | LONG VALLEY | 7853 | 3 | 2.63 | Residential | Behind the Meter | No | Net Metered Residential | Green House Solar |  | JCP&L | Accepted | 2023-09-27 | 2023-10-18 | 2024-10-18 | Inverters | enphase | iq7+ | 290 |  | 7 |  |  | 0.97 |  | Outdoor
NJADRE1554717831 | Administratively Determined Incentive Program | LONG VALLEY | 7853 | 3 | 2.63 | Residential | Behind the Meter | No | Net Metered Residential | Green House Solar |  | JCP&L | Accepted | 2023-09-27 | 2023-10-18 | 2024-10-18 | Solar Panels | meyer burger | meyer burger 375 |  | 0.375 | 7 | 147 | 14 |  | Fixed | Roof
NJADRE1554717887 | Administratively Determined Incentive Program | MENDHAM | 7945 | 3 | 20.66 | Residential | Behind the Meter | Yes | Net Metered Residential | Trinity Solar |  | JCP&L | Accepted | 2023-09-27 | 2023-10-18 | 2024-10-18 | Inverters | Solar Edge | SE10000H-US | 10000 |  | 1 |  |  | 0.96 |  | Outdoor
NJADRE1554717887 | Administratively Determined Incentive Program | MENDHAM | 7945 | 3 | 20.66 | Residential | Behind the Meter | Yes | Net Metered Residential | Trinity Solar |  | JCP&L | Accepted | 2023-09-27 | 2023-10-18 | 2024-10-18 | Inverters | Solar Edge | SE6000H-US | 6000 |  | 1 |  |  | 0.96 |  | Outdoor
NJADRE1554717887 | Administratively Determined Incentive Program | MENDHAM | 7945 | 3 | 20.66 | Residential | Behind the Meter | Yes | Net Metered Residential | Trinity Solar |  | JCP&L | Accepted | 2023-09-27 | 2023-10-18 | 2024-10-18 | Solar Panels | HANWHA 405 (Q.PEAK DUO BLK ML-G10+ 405) | HANWHA 405 (Q.PEAK DUO BLK ML-G10+ 405) |  | 0.405 | 30 | 172 | 23 |  | Fixed | Roof
NJADRE1554717887 | Administratively Determined Incentive Program | MENDHAM | 7945 | 3 | 20.66 | Residential | Behind the Meter | Yes | Net Metered Residential | Trinity Solar |  | JCP&L | Accepted | 2023-09-27 | 2023-10-18 | 2024-10-18 | Solar Panels | HANWHA 405 (Q.PEAK DUO BLK ML-G10+ 405) | HANWHA 405 (Q.PEAK DUO BLK ML-G10+ 405) |  | 0.405 | 13 | 352 | 23 |  | Fixed | Roof
NJADRE1554717887 | Administratively Determined Incentive Program | MENDHAM | 7945 | 3 | 20.66 | Residential | Behind the Meter | Yes | Net Metered Residential | Trinity Solar |  | JCP&L | Accepted | 2023-09-27 | 2023-10-18 | 2024-10-18 | Solar Panels | HANWHA 405 (Q.PEAK DUO BLK ML-G10+ 405) | HANWHA 405 (Q.PEAK DUO BLK ML-G10+ 405) |  | 0.405 | 4 | 82 | 30 |  | Fixed | Roof
NJADRE1554717887 | Administratively Determined Incentive Program | MENDHAM | 7945 | 3 | 20.66 | Residential | Behind the Meter | Yes | Net Metered Residential | Trinity Solar |  | JCP&L | Accepted | 2023-09-27 | 2023-10-18 | 2024-10-18 | Solar Panels | HANWHA 405 (Q.PEAK DUO BLK ML-G10+ 405) | HANWHA 405 (Q.PEAK DUO BLK ML-G10+ 405) |  | 0.405 | 4 | 82 | 30 |  | Fixed | Roof
NJADRE1554720689 | Administratively Determined Incentive Program | CALIFON | 7830 | 4 | 7.3 | Commercial | Behind the Meter | No | Small Net-Metered Non-Residential located on Rooftop, Carport, Canopy and Floating Solar | Viron Consulting/Energy Group, LLC |  | JCP&L | Accepted | 2023-10-05 | 2023-11-17 | 2024-11-17 | Inverters | Enphase | iQ7+ | 290 |  | 20 |  |  | 0.96 |  | Outdoor
NJADRE1554720689 | Administratively Determined Incentive Program | CALIFON | 7830 | 4 | 7.3 | Commercial | Behind the Meter | No | Small Net-Metered Non-Residential located on Rooftop, Carport, Canopy and Floating Solar | Viron Consulting/Energy Group, LLC |  | JCP&L | Accepted | 2023-10-05 | 2023-11-17 | 2024-11-17 | Solar Panels | QCells | Q.Peak Duo BLK-G10+ 360-370 |  | 0.365 | 20 | 175 | 18 |  | Fixed | Roof
NJADRE1554720695 | Administratively Determined Incentive Program | LITTLE EGG HARBOR TWP | 8087 | 18 | 10.01 | Residential | Behind the Meter | Yes | Net Metered Residential | Freedom Forever New Jersey LLC |  | AC Electric | Accepted | 2023-09-27 | 2023-10-18 | 2024-10-18 | Inverters | Solar Edge | SE7600H-USRGM | 7600 |  | 1 |  |  | 0.99 |  | Outdoor
NJADRE1554720695 | Administratively Determined Incentive Program | LITTLE EGG HARBOR TWP | 8087 | 18 | 10.01 | Residential | Behind the Meter | Yes | Net Metered Residential | Freedom Forever New Jersey LLC |  | AC Electric | Accepted | 2023-09-27 | 2023-10-18 | 2024-10-18 | Solar Panels | Jinko Solar | JKM385M-6RL3-B |  | 0.385 | 10 | 140 | 23 |  | Fixed | Roof
NJADRE1554720695 | Administratively Determined Incentive Program | LITTLE EGG HARBOR TWP | 8087 | 18 | 10.01 | Residential | Behind the Meter | Yes | Net Metered Residential | Freedom Forever New Jersey LLC |  | AC Electric | Accepted | 2023-09-27 | 2023-10-18 | 2024-10-18 | Solar Panels | Jinko Solar | JKM385M-6RL3-B |  | 0.385 | 16 | 230 | 23 |  | Fixed | Roof
NJADRE1554720708 | Administratively Determined Incentive Program | MIDDLESEX | 8846 | 11 | 8.3 | Residential | Behind the Meter | Yes | Net Metered Residential | Sunrun Installation Services, Inc. |  | PSE&G | Accepted | 2023-09-27 | 2023-10-18 | 2024-10-18 | Inverters | Delta Electronics | E8-TL-US | 7680 |  | 1 |  |  | 0.975 |  | Outdoor | next to meter
NJADRE1554720708 | Administratively Determined Incentive Program | MIDDLESEX | 8846 | 11 | 8.3 | Residential | Behind the Meter | Yes | Net Metered Residential | Sunrun Installation Services, Inc. |  | PSE&G | Accepted | 2023-09-27 | 2023-10-18 | 2024-10-18 | Solar Panels | TRINA SOLAR | TSM-395DE09C.07 |  | 0.395 | 9 | 66 | 23 |  | Fixed | Roof
NJADRE1554720708 | Administratively Determined Incentive Program | MIDDLESEX | 8846 | 11 | 8.3 | Residential | Behind the Meter | Yes | Net Metered Residential | Sunrun Installation Services, Inc. |  | PSE&G | Accepted | 2023-09-27 | 2023-10-18 | 2024-10-18 | Solar Panels | TRINA SOLAR | TSM-395DE09C.07 |  | 0.395 | 12 | 245 | 22 |  | Fixed | Roof
NJADRE1554720719 | Administratively Determined Incentive Program | MANALAPAN | 7726 | 17 | 18.8 | Residential | Behind the Meter | Yes | Net Metered Residential | Pro Custom Solar dba Momentum Solar |  | PSE&G | Accepted | 2023-09-27 | 2023-10-18 | 2024-10-18 | Solar Panels | Â Q. PEAK DUO BLK-G10+400 | HANWHA |  | 0.4 | 19 | 160 | 31 |  | Fixed | Roof
NJADRE1554720719 | Administratively Determined Incentive Program | MANALAPAN | 7726 | 17 | 18.8 | Residential | Behind the Meter | Yes | Net Metered Residential | Pro Custom Solar dba Momentum Solar |  | PSE&G | Accepted | 2023-09-27 | 2023-10-18 | 2024-10-18 | Solar Panels | Â Q. PEAK DUO BLK-G10+400 | HANWHA |  | 0.4 | 3 | 250 | 38 |  | Fixed | Roof
NJADRE1554720719 | Administratively Determined Incentive Program | MANALAPAN | 7726 | 17 | 18.8 | Residential | Behind the Meter | Yes | Net Metered Residential | Pro Custom Solar dba Momentum Solar |  | PSE&G | Accepted | 2023-09-27 | 2023-10-18 | 2024-10-18 | Solar Panels | Â Q. PEAK DUO BLK-G10+400 | HAWNHA |  | 0.4 | 8 | 70 | 38 |  | Fixed | Roof
NJADRE1554720719 | Administratively Determined Incentive Program | MANALAPAN | 7726 | 17 | 18.8 | Residential | Behind the Meter | Yes | Net Metered Residential | Pro Custom Solar dba Momentum Solar |  | PSE&G | Accepted | 2023-09-27 | 2023-10-18 | 2024-10-18 | Solar Panels | Â Q. PEAK DUO BLK-G10+400 | HANWHA |  | 0.4 | 17 | 340 | 31 |  | Fixed | Roof
NJADRE1554720719 | Administratively Determined Incentive Program | MANALAPAN | 7726 | 17 | 18.8 | Residential | Behind the Meter | Yes | Net Metered Residential | Pro Custom Solar dba Momentum Solar |  | PSE&G | Accepted | 2023-09-27 | 2023-10-18 | 2024-10-18 | Inverters | IQ8PLUS-72-2-US | ENPHASE | 290 |  | 47 |  |  | 0.97 |  | Outdoor
NJADRE1554720778 | Administratively Determined Incentive Program | BAYVILLE | 8721 | 18 | 14.25 | Residential | Behind the Meter | Yes | Net Metered Residential | Sunrun Installation Services, Inc. |  | JCP&L | Accepted | 2023-09-27 | 2023-10-18 | 2024-10-18 | Inverters | E6-TL-US | Delta Electronics | 5760 |  | 1 |  |  | 0.96 |  | Outdoor
NJADRE1554720778 | Administratively Determined Incentive Program | BAYVILLE | 8721 | 18 | 14.25 | Residential | Behind the Meter | Yes | Net Metered Residential | Sunrun Installation Services, Inc. |  | JCP&L | Accepted | 2023-09-27 | 2023-10-18 | 2024-10-18 | Inverters | E4-TL-US | Delta Electronics | 3840 |  | 1 |  |  | 0.96 |  | Outdoor
NJADRE1554720778 | Administratively Determined Incentive Program | BAYVILLE | 8721 | 18 | 14.25 | Residential | Behind the Meter | Yes | Net Metered Residential | Sunrun Installation Services, Inc. |  | JCP&L | Accepted | 2023-09-27 | 2023-10-18 | 2024-10-18 | Solar Panels | Vikram Solar | VSMDHT.60.375.05 |  | 0.375 | 7 | 266 | 21 |  | Fixed | Roof
NJADRE1554720778 | Administratively Determined Incentive Program | BAYVILLE | 8721 | 18 | 14.25 | Residential | Behind the Meter | Yes | Net Metered Residential | Sunrun Installation Services, Inc. |  | JCP&L | Accepted | 2023-09-27 | 2023-10-18 | 2024-10-18 | Solar Panels | Vikram Solar | VSMDHT.60.375.05 |  | 0.375 | 6 | 266 | 21 |  | Fixed | Roof
NJADRE1554720778 | Administratively Determined Incentive Program | BAYVILLE | 8721 | 18 | 14.25 | Residential | Behind the Meter | Yes | Net Metered Residential | Sunrun Installation Services, Inc. |  | JCP&L | Accepted | 2023-09-27 | 2023-10-18 | 2024-10-18 | Solar Panels | Vikram Solar | VSMDHT.60.375.05 |  | 0.375 | 8 | 266 | 21 |  | Fixed | Roof
NJADRE1554720778 | Administratively Determined Incentive Program | BAYVILLE | 8721 | 18 | 14.25 | Residential | Behind the Meter | Yes | Net Metered Residential | Sunrun Installation Services, Inc. |  | JCP&L | Accepted | 2023-09-27 | 2023-10-18 | 2024-10-18 | Solar Panels | Vikram Solar | VSMDHT.60.375.05 |  | 0.375 | 17 | 266 | 21 |  | Fixed | Roof
NJADRE1554720805 | Administratively Determined Incentive Program | WILLIAMSTOWN | 8094 | 15 | 24 | Residential | Behind the Meter | No | Net Metered Residential | Sunrun Installation Services, Inc. |  | AC Electric | Accepted | 2023-09-27 | 2023-10-18 | 2024-10-18 | Inverters | Delta Electronics | E8-TL-US | 8000 |  | 1 |  |  | 0.975 |  | Outdoor | next to meter
NJADRE1554720805 | Administratively Determined Incentive Program | WILLIAMSTOWN | 8094 | 15 | 24 | Residential | Behind the Meter | No | Net Metered Residential | Sunrun Installation Services, Inc. |  | AC Electric | Accepted | 2023-09-27 | 2023-10-18 | 2024-10-18 | Inverters | Delta Electronics | E6-TL-US | 6000 |  | 1 |  |  | 0.975 |  | Outdoor | next to meter
NJADRE1554720805 | Administratively Determined Incentive Program | WILLIAMSTOWN | 8094 | 15 | 24 | Residential | Behind the Meter | No | Net Metered Residential | Sunrun Installation Services, Inc. |  | AC Electric | Accepted | 2023-09-27 | 2023-10-18 | 2024-10-18 | Inverters | Delta Electronics | E4-TL-US | 4000 |  | 1 |  |  | 0.975 |  | Outdoor | next to meter
NJADRE1554720805 | Administratively Determined Incentive Program | WILLIAMSTOWN | 8094 | 15 | 24 | Residential | Behind the Meter | No | Net Metered Residential | Sunrun Installation Services, Inc. |  | AC Electric | Accepted | 2023-09-27 | 2023-10-18 | 2024-10-18 | Solar Panels | Vikram Solar | VSMDHT.60.375.05 |  | 0.375 | 64 | 174 | 30 |  | Fixed | Roof
NJADRE1554720835 | Administratively Determined Incentive Program | LITTLE EGG HARBOR TWP | 8087 | 18 | 6.93 | Residential | Behind the Meter | Yes | Net Metered Residential | Freedom Forever New Jersey LLC |  | AC Electric | Accepted | 2023-09-27 | 2023-10-18 | 2024-10-18 | Inverters | Solar Edge | SE5000H-USRGM | 5000 |  | 1 |  |  | 0.99 |  | Outdoor
NJADRE1554720835 | Administratively Determined Incentive Program | LITTLE EGG HARBOR TWP | 8087 | 18 | 6.93 | Residential | Behind the Meter | Yes | Net Metered Residential | Freedom Forever New Jersey LLC |  | AC Electric | Accepted | 2023-09-27 | 2023-10-18 | 2024-10-18 | Solar Panels | Jinko Solar | JKM385M-6RL3-B |  | 0.385 | 6 | 351 | 18 |  | Fixed | Roof
NJADRE1554720835 | Administratively Determined Incentive Program | LITTLE EGG HARBOR TWP | 8087 | 18 | 6.93 | Residential | Behind the Meter | Yes | Net Metered Residential | Freedom Forever New Jersey LLC |  | AC Electric | Accepted | 2023-09-27 | 2023-10-18 | 2024-10-18 | Solar Panels | Jinko Solar | JKM385M-6RL3-B |  | 0.385 | 12 | 171 | 18 |  | Fixed | Roof
NJADRE1554720872 | Administratively Determined Incentive Program | WYCKOFF | 7481 | 7 | 8.51 | Residential | Behind the Meter | No | Net Metered Residential | Solar Living, Inc. |  | Orange Rockland Electric | Accepted | 2023-09-27 | 2023-10-23 | 2024-10-23 | Inverters | Enphase | IQ8A | 349 |  | 21 |  |  | 0.975 |  | Outdoor | below modules
NJADRE1554720872 | Administratively Determined Incentive Program | WYCKOFF | 7481 | 7 | 8.51 | Residential | Behind the Meter | No | Net Metered Residential | Solar Living, Inc. |  | Orange Rockland Electric | Accepted | 2023-09-27 | 2023-10-23 | 2024-10-23 | Solar Panels | Hanwha | Q Cell ML-G10+ 405 |  | 0.405 | 21 | 184 | 30 |  | Fixed | Roof
NJADRE1554720893 | Administratively Determined Incentive Program | WOODBURY | 8096 | 15 | 13.2 | Residential | Behind the Meter | No | Net Metered Residential | Power Energy Solutions |  | PSE&G | Accepted | 2023-09-27 | 2023-10-19 | 2024-10-19 | Inverters | SE11400H-US | SOLAREDGE | 11400 |  | 1 |  |  | 0.99 |  | Outside | ROOFTOP
NJADRE1554720893 | Administratively Determined Incentive Program | WOODBURY | 8096 | 15 | 13.2 | Residential | Behind the Meter | No | Net Metered Residential | Power Energy Solutions |  | PSE&G | Accepted | 2023-09-27 | 2023-10-19 | 2024-10-19 | Solar Panels | SIL-400 HC+ | SILFAB SOLAR |  | 0.4 | 4 | 189 | 30 |  | Fixed | Roof | ROOFTOP
NJADRE1554720893 | Administratively Determined Incentive Program | WOODBURY | 8096 | 15 | 13.2 | Residential | Behind the Meter | No | Net Metered Residential | Power Energy Solutions |  | PSE&G | Accepted | 2023-09-27 | 2023-10-19 | 2024-10-19 | Solar Panels | SIL-400 HC+ | SILFAB SOLAR |  | 0.4 | 16 | 189 | 30 |  | Fixed | Roof | ROOFTOP
NJADRE1554720893 | Administratively Determined Incentive Program | WOODBURY | 8096 | 15 | 13.2 | Residential | Behind the Meter | No | Net Metered Residential | Power Energy Solutions |  | PSE&G | Accepted | 2023-09-27 | 2023-10-19 | 2024-10-19 | Solar Panels | SIL-400 HC+ | SILFAB SOLAR |  | 0.4 | 8 | 9 | 30 |  | Fixed | Roof | ROOFTOP
NJADRE1554720893 | Administratively Determined Incentive Program | WOODBURY | 8096 | 15 | 13.2 | Residential | Behind the Meter | No | Net Metered Residential | Power Energy Solutions |  | PSE&G | Accepted | 2023-09-27 | 2023-10-19 | 2024-10-19 | Solar Panels | SIL-400 HC+ | SILGAB SOLAR |  | 0.4 | 5 | 9 | 30 |  | Fixed | Roof | ROOFTOP
NJADRE1554720951 | Administratively Determined Incentive Program | FRANKLIN PARK | 8823 | 5 | 4.76 | Residential | Behind the Meter | Yes | Net Metered Residential | Tesla Energy Operations Inc |  | PSE&G | Accepted | 2023-09-27 | 2023-10-19 | 2024-10-19 | Inverters | SE3800H-US [240V] | SolarEdge Technologies Ltd | 3800 |  | 1 |  |  | 0.975 |  | Outdoor
NJADRE1554720951 | Administratively Determined Incentive Program | FRANKLIN PARK | 8823 | 5 | 4.76 | Residential | Behind the Meter | Yes | Net Metered Residential | Tesla Energy Operations Inc |  | PSE&G | Accepted | 2023-09-27 | 2023-10-19 | 2024-10-19 | Solar Panels | Q.Peak DUO BLK-G6+ 340 | Hanwha Q-CELLS |  | 0.34 | 10 | 148 | 26 |  | Fixed | Roof
NJADRE1554720951 | Administratively Determined Incentive Program | FRANKLIN PARK | 8823 | 5 | 4.76 | Residential | Behind the Meter | Yes | Net Metered Residential | Tesla Energy Operations Inc |  | PSE&G | Accepted | 2023-09-27 | 2023-10-19 | 2024-10-19 | Solar Panels | Q.Peak DUO BLK-G6+ 340 | Hanwha Q-CELLS |  | 0.34 | 4 | 328 | 26 |  | Fixed | Roof
NJADRE1554720954 | Administratively Determined Incentive Program | PENNSAUKEN | 8109 | 14 | 11.6 | Residential | Behind the Meter | Yes | Net Metered Residential | Castle Energy, LLC |  | PSE&G | Accepted | 2023-09-27 | 2023-10-18 | 2024-10-18 | Inverters | Enphase Energy | Type H/SPWR-AS (IQ7HS) | 240 |  | 29 |  |  | 0.975 |  | Outdoor | on rooftop underneath each solar module
NJADRE1554720954 | Administratively Determined Incentive Program | PENNSAUKEN | 8109 | 14 | 11.6 | Residential | Behind the Meter | Yes | Net Metered Residential | Castle Energy, LLC |  | PSE&G | Accepted | 2023-09-27 | 2023-10-18 | 2024-10-18 | Solar Panels | Waaree Energies Ltd | SPR-U400-BLK-W-DC |  | 0.4 | 20 | 212 | 22 |  | Fixed | Roof
NJADRE1554720954 | Administratively Determined Incentive Program | PENNSAUKEN | 8109 | 14 | 11.6 | Residential | Behind the Meter | Yes | Net Metered Residential | Castle Energy, LLC |  | PSE&G | Accepted | 2023-09-27 | 2023-10-18 | 2024-10-18 | Solar Panels | Waaree Energies Ltd | SPR-U400-BLK-W-DC |  | 0.4 | 2 | 122 | 23 |  | Fixed | Roof
NJADRE1554720954 | Administratively Determined Incentive Program | PENNSAUKEN | 8109 | 14 | 11.6 | Residential | Behind the Meter | Yes | Net Metered Residential | Castle Energy, LLC |  | PSE&G | Accepted | 2023-09-27 | 2023-10-18 | 2024-10-18 | Solar Panels | Waaree Energies Ltd | SPR-U400-BLK-W-DC |  | 0.4 | 2 | 122 | 23 |  | Fixed | Roof
NJADRE1554720954 | Administratively Determined Incentive Program | PENNSAUKEN | 8109 | 14 | 11.6 | Residential | Behind the Meter | Yes | Net Metered Residential | Castle Energy, LLC |  | PSE&G | Accepted | 2023-09-27 | 2023-10-18 | 2024-10-18 | Solar Panels | Waaree Energies Ltd | SPR-U400-BLK-W-DC |  | 0.4 | 5 | 32 | 22 |  | Fixed | Roof
NJADRE1554720967 | Administratively Determined Incentive Program | MORRISTOWN | 7960 | 3 | 4.75 | Residential | Behind the Meter | No | Net Metered Residential | Power Home Remodeling |  | JCP&L | Accepted | 2023-09-27 | 2023-10-18 | 2024-10-18 | Inverters | SolarEdge | SE3800H-US | 3800 |  | 1 |  |  | 0.99 |  | Outdoor
NJADRE1554720967 | Administratively Determined Incentive Program | MORRISTOWN | 7960 | 3 | 4.75 | Residential | Behind the Meter | No | Net Metered Residential | Power Home Remodeling |  | JCP&L | Accepted | 2023-09-27 | 2023-10-18 | 2024-10-18 | Meters | SolarEdge | Revenue Grade Data Ansi C12.20 |  |  | 1 |  |  |  | Yes | Outdoor
NJADRE1554720967 | Administratively Determined Incentive Program | MORRISTOWN | 7960 | 3 | 4.75 | Residential | Behind the Meter | No | Net Metered Residential | Power Home Remodeling |  | JCP&L | Accepted | 2023-09-27 | 2023-10-18 | 2024-10-18 | Solar Panels | Hyundai | HiS-S365XG (BK) |  | 0.365 | 4 | 199 | 42 |  | Fixed | Roof
NJADRE1554720967 | Administratively Determined Incentive Program | MORRISTOWN | 7960 | 3 | 4.75 | Residential | Behind the Meter | No | Net Metered Residential | Power Home Remodeling |  | JCP&L | Accepted | 2023-09-27 | 2023-10-18 | 2024-10-18 | Solar Panels | Hyundai | HiS-S365XG (BK) |  | 0.365 | 9 | 199 | 19 |  | Fixed | Roof
NJADRE1554721287 | Administratively Determined Incentive Program | ALPINE | 7620 | 7 | 8.4 | Residential | Behind the Meter | No | Net Metered Residential | EMT Renewables |  | Orange Rockland Electric | Accepted | 2023-09-27 | 2023-10-18 | 2024-10-18 | Inverters | IQ7x | ENPHASE | 315 |  | 20 |  |  | 0.98 |  | Other | UNDER EACH PANEL
NJADRE1554721287 | Administratively Determined Incentive Program | ALPINE | 7620 | 7 | 8.4 | Residential | Behind the Meter | No | Net Metered Residential | EMT Renewables |  | Orange Rockland Electric | Accepted | 2023-09-27 | 2023-10-18 | 2024-10-18 | Solar Panels | REC 420 | REC ALPHA |  | 0.42 | 20 | 217 | 27 |  | Fixed | Roof
NJADRE1554721301 | Administratively Determined Incentive Program | HAZLET | 7730 | 17 | 4.38 | Residential | Behind the Meter | No | Net Metered Residential | Power Home Remodeling Group |  | JCP&L | Accepted | 2023-09-27 | 2023-10-18 | 2024-10-18 | Inverters | SolarEdge | SE3800H-US | 3800 |  | 1 |  |  | 0.99 |  | Outdoor
NJADRE1554721301 | Administratively Determined Incentive Program | HAZLET | 7730 | 17 | 4.38 | Residential | Behind the Meter | No | Net Metered Residential | Power Home Remodeling Group |  | JCP&L | Accepted | 2023-09-27 | 2023-10-18 | 2024-10-18 | Meters | SolarEdge | Revenue Grade Data Ansi C12.20 |  |  | 1 |  |  |  | Yes | Outdoor
NJADRE1554721301 | Administratively Determined Incentive Program | HAZLET | 7730 | 17 | 4.38 | Residential | Behind the Meter | No | Net Metered Residential | Power Home Remodeling Group |  | JCP&L | Accepted | 2023-09-27 | 2023-10-18 | 2024-10-18 | Solar Panels | Hyundai | HiS-S365XG (BK) |  | 0.365 | 4 | 197 | 21 |  | Fixed | Roof
NJADRE1554721301 | Administratively Determined Incentive Program | HAZLET | 7730 | 17 | 4.38 | Residential | Behind the Meter | No | Net Metered Residential | Power Home Remodeling Group |  | JCP&L | Accepted | 2023-09-27 | 2023-10-18 | 2024-10-18 | Solar Panels | Hyundai | HiS-S365XG (BK) |  | 0.365 | 8 | 197 | 37 |  | Fixed | Roof
NJADRE1554721350 | Administratively Determined Incentive Program | EGG HARBOR TOWNSHIP | 8234 | 19 | 8.51 | Residential | Behind the Meter | Yes | Net Metered Residential | Skyline Solar LLC |  | AC Electric | Accepted | 2023-09-27 | 2023-10-18 | 2024-10-18 | Solar Panels | Q CELLS | Q.PEAK DUO ML-G10.A+ |  | 0.405 | 15 | 187 | 26 |  | Fixed | Roof
NJADRE1554721350 | Administratively Determined Incentive Program | EGG HARBOR TOWNSHIP | 8234 | 19 | 8.51 | Residential | Behind the Meter | Yes | Net Metered Residential | Skyline Solar LLC |  | AC Electric | Accepted | 2023-09-27 | 2023-10-18 | 2024-10-18 | Solar Panels | Q CELLS | Q.PEAK DUO ML-G10.A+ |  | 0.405 | 6 | 7 | 26 |  | Fixed | Roof
NJADRE1554721350 | Administratively Determined Incentive Program | EGG HARBOR TOWNSHIP | 8234 | 19 | 8.51 | Residential | Behind the Meter | Yes | Net Metered Residential | Skyline Solar LLC |  | AC Electric | Accepted | 2023-09-27 | 2023-10-18 | 2024-10-18 | Inverters | ENPHASE | IQ8PLUS -72-2-US | 290 |  | 21 |  |  | 0.976 |  | Outdoor
NJADRE1554721371 | Administratively Determined Incentive Program | VINELAND | 8360 | 20 | 17.46 | Residential | Behind the Meter | No | Net Metered Residential | NJ Solar Power |  | AC Electric | Accepted | 2023-09-28 | 2023-10-20 | 2024-10-20 | Inverters | Solaredge | SE10000H-US | 10000 |  | 1 |  |  | 0.99 |  | Outdoor
NJADRE1554721371 | Administratively Determined Incentive Program | VINELAND | 8360 | 20 | 17.46 | Residential | Behind the Meter | No | Net Metered Residential | NJ Solar Power |  | AC Electric | Accepted | 2023-09-28 | 2023-10-20 | 2024-10-20 | Inverters | Solaredge | SE6000H-US | 6000 |  | 1 |  |  | 0.99 |  | Outdoor
NJADRE1554721371 | Administratively Determined Incentive Program | VINELAND | 8360 | 20 | 17.46 | Residential | Behind the Meter | No | Net Metered Residential | NJ Solar Power |  | AC Electric | Accepted | 2023-09-28 | 2023-10-20 | 2024-10-20 | Solar Panels | Hanwha | Q.Peak Duo XL - G10.2 485 |  | 0.485 | 36 | 180 | 30 |  | Fixed | Ground
NJADRE1554721381 | Administratively Determined Incentive Program | BARNEGAT LIGHT | 8006 | 18 | 3.65 | Residential | Behind the Meter | No | Net Metered Residential | EMT Renewables |  | AC Electric | Accepted | 2023-09-27 | 2023-10-18 | 2024-10-18 | Inverters | IQ8+ | ENPHASE | 290 |  | 9 |  |  | 0.98 |  | Other | UNDER EACH PANEL
NJADRE1554721381 | Administratively Determined Incentive Program | BARNEGAT LIGHT | 8006 | 18 | 3.65 | Residential | Behind the Meter | No | Net Metered Residential | EMT Renewables |  | AC Electric | Accepted | 2023-09-27 | 2023-10-18 | 2024-10-18 | Solar Panels | Q PEAK DUO BLK | Q CELLS |  | 0.405 | 9 | 205 | 22 |  | Fixed | Roof
NJADRE1554721398 | Administratively Determined Incentive Program | Buena | 8310 | 19 | 11.64 | Residential | Behind the Meter | No | Small Net Metered Non-Residential Ground Mount | NJ Solar Power |  | AC Electric | Accepted | 2023-09-28 | 2023-10-20 | 2024-10-20 | Inverters | Solaredge | SE 11400H-US | 11400 |  | 1 |  |  | 0.99 |  | Outdoor
NJADRE1554721398 | Administratively Determined Incentive Program | Buena | 8310 | 19 | 11.64 | Residential | Behind the Meter | No | Small Net Metered Non-Residential Ground Mount | NJ Solar Power |  | AC Electric | Accepted | 2023-09-28 | 2023-10-20 | 2024-10-20 | Solar Panels | Hanwha | Q.Peak Duo XL- G10.2 485 |  | 0.485 | 24 | 180 | 30 |  | Fixed | Ground
NJADRE1554721406 | Administratively Determined Incentive Program | CEDAR GROVE | 7009 | 9 | 8.09 | Residential | Behind the Meter | Yes | Net Metered Residential | Freedom Forever New Jersey LLC |  | PSE&G | Accepted | 2023-09-27 | 2023-10-18 | 2024-10-18 | Inverters | SE6000H-USRGM | Solar Edge | 6000 |  | 1 |  |  | 0.99 |  | Outdoor
NJADRE1554721406 | Administratively Determined Incentive Program | CEDAR GROVE | 7009 | 9 | 8.09 | Residential | Behind the Meter | Yes | Net Metered Residential | Freedom Forever New Jersey LLC |  | PSE&G | Accepted | 2023-09-27 | 2023-10-18 | 2024-10-18 | Solar Panels | Jinko Solar | JKM385M-72HBL |  | 0.385 | 16 | 200 | 26 |  | Fixed | Roof
NJADRE1554721406 | Administratively Determined Incentive Program | CEDAR GROVE | 7009 | 9 | 8.09 | Residential | Behind the Meter | Yes | Net Metered Residential | Freedom Forever New Jersey LLC |  | PSE&G | Accepted | 2023-09-27 | 2023-10-18 | 2024-10-18 | Solar Panels | Jinko Solar | JKM385M-72HBL |  | 0.385 | 5 | 20 | 26 |  | Fixed | Roof
NJADRE1554721613 | Administratively Determined Incentive Program | PLEASANTVILLE | 8232 | 19 | 7.2 | Residential | Behind the Meter | No | Net Metered Residential | Power Energy Solutions |  | AC Electric | Accepted | 2023-09-28 | 2023-10-19 | 2024-10-19 | Inverters | SE6000H-US | SOLAREDGE | 6000 |  | 1 |  |  | 0.99 |  | Outside | ROOFTOP
NJADRE1554721613 | Administratively Determined Incentive Program | PLEASANTVILLE | 8232 | 19 | 7.2 | Residential | Behind the Meter | No | Net Metered Residential | Power Energy Solutions |  | AC Electric | Accepted | 2023-09-28 | 2023-10-19 | 2024-10-19 | Solar Panels | SIL-400 HC+ | SILFAB SOLAR |  | 0.4 | 5 | 118 | 17 |  | Fixed | Roof | ROOFTOP
NJADRE1554721613 | Administratively Determined Incentive Program | PLEASANTVILLE | 8232 | 19 | 7.2 | Residential | Behind the Meter | No | Net Metered Residential | Power Energy Solutions |  | AC Electric | Accepted | 2023-09-28 | 2023-10-19 | 2024-10-19 | Solar Panels | SIL-400 HC+ | SILFAB SOLAR |  | 0.4 | 4 | 298 | 17 |  | Fixed | Roof | ROOFTOP
NJADRE1554721613 | Administratively Determined Incentive Program | PLEASANTVILLE | 8232 | 19 | 7.2 | Residential | Behind the Meter | No | Net Metered Residential | Power Energy Solutions |  | AC Electric | Accepted | 2023-09-28 | 2023-10-19 | 2024-10-19 | Solar Panels | SIL-400 HC+ | SOLAREDGE |  | 0.4 | 1 | 208 | 37 |  | Fixed | Roof | ROOFTOP
NJADRE1554721613 | Administratively Determined Incentive Program | PLEASANTVILLE | 8232 | 19 | 7.2 | Residential | Behind the Meter | No | Net Metered Residential | Power Energy Solutions |  | AC Electric | Accepted | 2023-09-28 | 2023-10-19 | 2024-10-19 | Solar Panels | SIL-400 HC+ | SILFAB SOLAR |  | 0.4 | 4 | 298 | 32 |  | Fixed | Roof | ROOFTOP
NJADRE1554721613 | Administratively Determined Incentive Program | PLEASANTVILLE | 8232 | 19 | 7.2 | Residential | Behind the Meter | No | Net Metered Residential | Power Energy Solutions |  | AC Electric | Accepted | 2023-09-28 | 2023-10-19 | 2024-10-19 | Solar Panels | SIL-400 HC+ | SILFAB SOLAR |  | 0.4 | 3 | 118 | 32 |  | Fixed | Roof | ROOFTOP
NJADRE1554721613 | Administratively Determined Incentive Program | PLEASANTVILLE | 8232 | 19 | 7.2 | Residential | Behind the Meter | No | Net Metered Residential | Power Energy Solutions |  | AC Electric | Accepted | 2023-09-28 | 2023-10-19 | 2024-10-19 | Solar Panels | SIL-400 HC+ | SILFAB SOLAR |  | 0.4 | 1 | 28 | 41 |  | Fixed | Roof | ROOFTOP
NJADRE1554721614 | Administratively Determined Incentive Program | WOODBRIDGE TOWNSHIP | 7001 | 11 | 12.41 | Residential | Behind the Meter | Yes | Net Metered Residential | Ad Energy |  | PSE&G | Accepted | 2023-09-27 | 2023-10-18 | 2024-10-18 | Inverters | SunPower | IQ7HS | 384 |  | 34 |  |  | 0.97 |  | Outdoor | At each panel
NJADRE1554721614 | Administratively Determined Incentive Program | WOODBRIDGE TOWNSHIP | 7001 | 11 | 12.41 | Residential | Behind the Meter | Yes | Net Metered Residential | Ad Energy |  | PSE&G | Accepted | 2023-09-27 | 2023-10-18 | 2024-10-18 | Solar Panels | SunPower | SPR-U-365-BLK-QC-DC |  | 0.365 | 34 | 214 | 33 |  | Fixed | Roof
NJADRE1554721628 | Administratively Determined Incentive Program | NORTHFIELD | 8225 | 19 | 7.2 | Residential | Behind the Meter | Yes | Net Metered Residential | Bright Planet Solar |  | AC Electric | Accepted | 2023-09-27 | 2023-10-18 | 2024-10-18 | Inverters | Solar Edge | SE5000H-USRGM | 5000 |  | 1 |  |  | 0.98 |  | Outdoor | OUTSIDE
NJADRE1554721628 | Administratively Determined Incentive Program | NORTHFIELD | 8225 | 19 | 7.2 | Residential | Behind the Meter | Yes | Net Metered Residential | Bright Planet Solar |  | AC Electric | Accepted | 2023-09-27 | 2023-10-18 | 2024-10-18 | Solar Panels | HANWHA Q-CELLS | Q.PEAK DUO BLK ML-G10.a+400 |  | 0.4 | 18 | 78 | 30 |  | Fixed | Roof
NJADRE1554721632 | Administratively Determined Incentive Program | WEST WINDSOR | 8550 | 12 | 6.57 | Residential | Behind the Meter | Yes | Net Metered Residential | Ad Energy |  | PSE&G | Accepted | 2023-09-27 | 2023-10-19 | 2024-10-19 | Inverters | SunPower | IQ7HS | 384 |  | 18 |  |  | 0.97 |  | Outdoor | At each panel
NJADRE1554721632 | Administratively Determined Incentive Program | WEST WINDSOR | 8550 | 12 | 6.57 | Residential | Behind the Meter | Yes | Net Metered Residential | Ad Energy |  | PSE&G | Accepted | 2023-09-27 | 2023-10-19 | 2024-10-19 | Solar Panels | SunPower | SPR-U-365-BLK-QC-DC |  | 0.365 | 12 | 163 | 33 |  | Fixed | Roof
NJADRE1554721632 | Administratively Determined Incentive Program | WEST WINDSOR | 8550 | 12 | 6.57 | Residential | Behind the Meter | Yes | Net Metered Residential | Ad Energy |  | PSE&G | Accepted | 2023-09-27 | 2023-10-19 | 2024-10-19 | Solar Panels | SunPower | SPR-U-365-BLK-QC-DC |  | 0.365 | 6 | 253 | 26 |  | Fixed | Roof
NJADRE1554721644 | Administratively Determined Incentive Program | MANALAPAN | 7726 | 17 | 13.77 | Residential | Behind the Meter | No | Net Metered Residential | Integral Solar Services |  | JCP&L | Accepted | 2023-09-27 | 2023-10-18 | 2024-10-18 | Inverters | Solar Edge | SE11400H-US | 11400 |  | 1 |  |  | 0.99 |  | Outside | Next to utility meter
NJADRE1554721644 | Administratively Determined Incentive Program | MANALAPAN | 7726 | 17 | 13.77 | Residential | Behind the Meter | No | Net Metered Residential | Integral Solar Services |  | JCP&L | Accepted | 2023-09-27 | 2023-10-18 | 2024-10-18 | Solar Panels | Hanwha Q.Cells | Q.Cells 405W |  | 0.405 | 7 | 270 | 25 |  | Fixed | Roof
NJADRE1554721644 | Administratively Determined Incentive Program | MANALAPAN | 7726 | 17 | 13.77 | Residential | Behind the Meter | No | Net Metered Residential | Integral Solar Services |  | JCP&L | Accepted | 2023-09-27 | 2023-10-18 | 2024-10-18 | Solar Panels | Hanwha Q.Cells | Q.Cells 405W |  | 0.405 | 6 | 180 | 25 |  | Fixed | Roof
NJADRE1554721644 | Administratively Determined Incentive Program | MANALAPAN | 7726 | 17 | 13.77 | Residential | Behind the Meter | No | Net Metered Residential | Integral Solar Services |  | JCP&L | Accepted | 2023-09-27 | 2023-10-18 | 2024-10-18 | Solar Panels | Hanwha Q.Cells | Q.Cells 405W |  | 0.405 | 7 | 180 | 20 |  | Fixed | Roof
NJADRE1554721644 | Administratively Determined Incentive Program | MANALAPAN | 7726 | 17 | 13.77 | Residential | Behind the Meter | No | Net Metered Residential | Integral Solar Services |  | JCP&L | Accepted | 2023-09-27 | 2023-10-18 | 2024-10-18 | Solar Panels | Hanwha Q.Cells | Q.Cells 405W |  | 0.405 | 7 | 90 | 20 |  | Fixed | Roof
NJADRE1554721644 | Administratively Determined Incentive Program | MANALAPAN | 7726 | 17 | 13.77 | Residential | Behind the Meter | No | Net Metered Residential | Integral Solar Services |  | JCP&L | Accepted | 2023-09-27 | 2023-10-18 | 2024-10-18 | Solar Panels | Hanwha Q.Cells | Q.Cells 405W |  | 0.405 | 7 | 270 | 20 |  | Fixed | Roof
NJADRE1554721647 | Administratively Determined Incentive Program | BELLEVILLE | 7109 | 9 | 2.52 | Residential | Behind the Meter | No | Net Metered Residential | Bright Planet Solar |  | PSE&G | Accepted | 2023-09-27 | 2023-10-18 | 2024-10-18 | Inverters | Solar Edge | SE3000H-USRGM | 3000 |  | 1 |  |  | 0.98 |  | Outdoor | OUTSIDE
NJADRE1554721647 | Administratively Determined Incentive Program | BELLEVILLE | 7109 | 9 | 2.52 | Residential | Behind the Meter | No | Net Metered Residential | Bright Planet Solar |  | PSE&G | Accepted | 2023-09-27 | 2023-10-18 | 2024-10-18 | Solar Panels | LONGI | LR4-60HPB-360M |  | 0.36 | 3 | 198 | 45 |  | Fixed | Roof
NJADRE1554721647 | Administratively Determined Incentive Program | BELLEVILLE | 7109 | 9 | 2.52 | Residential | Behind the Meter | No | Net Metered Residential | Bright Planet Solar |  | PSE&G | Accepted | 2023-09-27 | 2023-10-18 | 2024-10-18 | Solar Panels | LONGI | LR4-60HPB-360M |  | 0.36 | 2 | 289 | 45 |  | Fixed | Roof
NJADRE1554721647 | Administratively Determined Incentive Program | BELLEVILLE | 7109 | 9 | 2.52 | Residential | Behind the Meter | No | Net Metered Residential | Bright Planet Solar |  | PSE&G | Accepted | 2023-09-27 | 2023-10-18 | 2024-10-18 | Solar Panels | Roof | LR4-60HPB-360M |  | 0.36 | 2 | 18 | 45 |  | Fixed | Roof
NJADRE1554721648 | Administratively Determined Incentive Program | Hackettstown | 7840 | 2 | 21.38 | Residential | Behind the Meter | Yes | Net Metered Residential | Sunrun Installation Services, Inc. |  | JCP&L | Accepted | 2023-09-27 | 2023-10-19 | 2024-10-19 | Inverters | SolarEdge Technologies | SE7600H-USSN | 7600 |  | 2 |  |  | 0.96 |  | Outdoor | Next To Meter
NJADRE1554721648 | Administratively Determined Incentive Program | Hackettstown | 7840 | 2 | 21.38 | Residential | Behind the Meter | Yes | Net Metered Residential | Sunrun Installation Services, Inc. |  | JCP&L | Accepted | 2023-09-27 | 2023-10-19 | 2024-10-19 | Solar Panels | Vikram Solar | VSMDHT.60.375.05 |  | 0.375 | 27 | 338 | 33 |  | Fixed | Roof
NJADRE1554721648 | Administratively Determined Incentive Program | Hackettstown | 7840 | 2 | 21.38 | Residential | Behind the Meter | Yes | Net Metered Residential | Sunrun Installation Services, Inc. |  | JCP&L | Accepted | 2023-09-27 | 2023-10-19 | 2024-10-19 | Solar Panels | Vikram Solar | VSMDHT.60.375.05 |  | 0.375 | 6 | 338 | 33 |  | Fixed | Roof
NJADRE1554721648 | Administratively Determined Incentive Program | Hackettstown | 7840 | 2 | 21.38 | Residential | Behind the Meter | Yes | Net Metered Residential | Sunrun Installation Services, Inc. |  | JCP&L | Accepted | 2023-09-27 | 2023-10-19 | 2024-10-19 | Solar Panels | Vikram Solar | VSMDHT.60.375.05 |  | 0.375 | 24 | 157 | 32 |  | Fixed | Roof
NJADRE1554721652 | Administratively Determined Incentive Program | SICKLERVILLE | 8081 | 14 | 9.2 | Residential | Behind the Meter | No | Net Metered Residential | Power Energy Solutions |  | AC Electric | Accepted | 2023-09-28 | 2023-10-19 | 2024-10-19 | Inverters | SE6000H-US | SOLAREDGE | 60000 |  | 1 |  |  | 0.99 |  | Outside | ROOFTOP
NJADRE1554721652 | Administratively Determined Incentive Program | SICKLERVILLE | 8081 | 14 | 9.2 | Residential | Behind the Meter | No | Net Metered Residential | Power Energy Solutions |  | AC Electric | Accepted | 2023-09-28 | 2023-10-19 | 2024-10-19 | Solar Panels | SIL-400 HC+ | SILFAB SOLAR |  | 0.4 | 18 | 162 | 31 |  | Fixed | Roof | ROOFTOP
NJADRE1554721652 | Administratively Determined Incentive Program | SICKLERVILLE | 8081 | 14 | 9.2 | Residential | Behind the Meter | No | Net Metered Residential | Power Energy Solutions |  | AC Electric | Accepted | 2023-09-28 | 2023-10-19 | 2024-10-19 | Solar Panels | SIL-400 HC+ | SILFAB SOLAR |  | 0.4 | 5 | 342 | 24 |  | Fixed | Roof | ROOFTOP
NJADRE1554721655 | Administratively Determined Incentive Program | PASSAIC | 7055 | 6 | 3.6 | Residential | Behind the Meter | No | Net Metered Residential | Bright Planet Solar |  | PSE&G | Accepted | 2023-09-27 | 2023-10-19 | 2024-10-19 | Inverters | Solar Edge | SE3000H-USRGM | 3000 |  | 1 |  |  | 0.98 |  | Outdoor | OUTSIDE
NJADRE1554721655 | Administratively Determined Incentive Program | PASSAIC | 7055 | 6 | 3.6 | Residential | Behind the Meter | No | Net Metered Residential | Bright Planet Solar |  | PSE&G | Accepted | 2023-09-27 | 2023-10-19 | 2024-10-19 | Solar Panels | LONGI | LR4-60HPB-360M |  | 0.36 | 10 | 112 | 45 |  | Fixed | Roof
NJADRE1554721665 | Administratively Determined Incentive Program | LODI | 7644 | 7 | 3.38 | Residential | Behind the Meter | Yes | Net Metered Residential | Sunrun Installation Services, Inc. |  | PSE&G | Accepted | 2023-09-27 | 2023-10-19 | 2024-10-19 | Inverters | SolarEdge Technologies | SE3800H-USMN | 3800 |  | 1 |  |  | 0.96 |  | Outdoor
NJADRE1554721665 | Administratively Determined Incentive Program | LODI | 7644 | 7 | 3.38 | Residential | Behind the Meter | Yes | Net Metered Residential | Sunrun Installation Services, Inc. |  | PSE&G | Accepted | 2023-09-27 | 2023-10-19 | 2024-10-19 | Solar Panels | Vikram Solar | VSMDHT.60.375.05 |  | 0.375 | 3 | 127 | 21 |  | Fixed | Roof
NJADRE1554721665 | Administratively Determined Incentive Program | LODI | 7644 | 7 | 3.38 | Residential | Behind the Meter | Yes | Net Metered Residential | Sunrun Installation Services, Inc. |  | PSE&G | Accepted | 2023-09-27 | 2023-10-19 | 2024-10-19 | Solar Panels | Vikram Solar | VSMDHT.60.375.05 |  | 0.375 | 6 | 218 | 22 |  | Fixed | Roof
NJADRE1554721688 | Administratively Determined Incentive Program | TINTON FALLS | 7724 | 17 | 8.25 | Residential | Behind the Meter | Yes | Net Metered Residential | Sunrun Installation Services, Inc. |  | JCP&L | Accepted | 2023-09-27 | 2023-10-19 | 2024-10-19 | Inverters | SolarEdge Technologies | SE6000H-USSN | 6000 |  | 1 |  |  | 0.96 |  | Outdoor | Next To Meter
NJADRE1554721688 | Administratively Determined Incentive Program | TINTON FALLS | 7724 | 17 | 8.25 | Residential | Behind the Meter | Yes | Net Metered Residential | Sunrun Installation Services, Inc. |  | JCP&L | Accepted | 2023-09-27 | 2023-10-19 | 2024-10-19 | Solar Panels | Vikram Solar | VSMDHT.60.375.05 |  | 0.375 | 11 | 264 | 30 |  | Fixed | Roof
NJADRE1554721688 | Administratively Determined Incentive Program | TINTON FALLS | 7724 | 17 | 8.25 | Residential | Behind the Meter | Yes | Net Metered Residential | Sunrun Installation Services, Inc. |  | JCP&L | Accepted | 2023-09-27 | 2023-10-19 | 2024-10-19 | Solar Panels | Vikram Solar | VSMDHT.60.375.05 |  | 0.375 | 11 | 84 | 30 |  | Fixed | Roof
NJADRE1554721691 | Administratively Determined Incentive Program | NORTH BERGEN | 7047 | 8 | 5.7 | Residential | Behind the Meter | Yes | Net Metered Residential | Freedom Forever New Jersey LLC |  | PSE&G | Accepted | 2023-09-27 | 2023-10-19 | 2024-10-19 | Inverters | Solar Edge | SE3800H-USRGM | 3800 |  | 1 |  |  | 0.99 |  | Outdoor
NJADRE1554721691 | Administratively Determined Incentive Program | NORTH BERGEN | 7047 | 8 | 5.7 | Residential | Behind the Meter | Yes | Net Metered Residential | Freedom Forever New Jersey LLC |  | PSE&G | Accepted | 2023-09-27 | 2023-10-19 | 2024-10-19 | Solar Panels | Jinko Solar | JKM380M-6RL3-B |  | 0.38 | 15 | 212 | 10 |  | Fixed | Roof
NJADRE1554721701 | Administratively Determined Incentive Program | HILLSIDE | 7205 | 10 | 3.08 | Residential | Behind the Meter | Yes | Net Metered Residential | Freedom Forever New Jersey LLC |  | PSE&G | Accepted | 2023-09-27 | 2023-10-19 | 2024-10-19 | Inverters | Enphase | IQ8PLUS-72-2-US | 290 |  | 8 |  |  | 0.99 |  | Outdoor
NJADRE1554721701 | Administratively Determined Incentive Program | HILLSIDE | 7205 | 10 | 3.08 | Residential | Behind the Meter | Yes | Net Metered Residential | Freedom Forever New Jersey LLC |  | PSE&G | Accepted | 2023-09-27 | 2023-10-19 | 2024-10-19 | Solar Panels | Jinko Solar | JKM385M-72HB |  | 0.385 | 6 | 180 | 30 |  | Fixed | Roof
NJADRE1554721701 | Administratively Determined Incentive Program | HILLSIDE | 7205 | 10 | 3.08 | Residential | Behind the Meter | Yes | Net Metered Residential | Freedom Forever New Jersey LLC |  | PSE&G | Accepted | 2023-09-27 | 2023-10-19 | 2024-10-19 | Solar Panels | Jinko Solar | JKM385M-72HB |  | 0.385 | 2 | 90 | 30 |  | Fixed | Roof
NJADRE1554724809 | Administratively Determined Incentive Program | BORDENTOWN | 8505 | 13 | 17.6 | Residential | Behind the Meter | Yes | Net Metered Residential | Suntuity Solar LLC |  | PSE&G | Accepted | 2023-09-28 | 2023-10-19 | 2024-10-19 | Inverters | ENPHASE | IQ8PLUS-72-2-US | 290 |  | 44 |  |  | 0.97 |  | Outdoor | Behind the PV modules
NJADRE1554724809 | Administratively Determined Incentive Program | BORDENTOWN | 8505 | 13 | 17.6 | Residential | Behind the Meter | Yes | Net Metered Residential | Suntuity Solar LLC |  | PSE&G | Accepted | 2023-09-28 | 2023-10-19 | 2024-10-19 | Solar Panels | CANADIAN SOLAR | CS6R-400MS-HL |  | 0.4 | 12 | 96 | 18 |  | Fixed | Roof
NJADRE1554724809 | Administratively Determined Incentive Program | BORDENTOWN | 8505 | 13 | 17.6 | Residential | Behind the Meter | Yes | Net Metered Residential | Suntuity Solar LLC |  | PSE&G | Accepted | 2023-09-28 | 2023-10-19 | 2024-10-19 | Solar Panels | CANADIAN SOLAR | CS6R-400MS-HL |  | 0.4 | 10 | 98 | 43 |  | Fixed | Roof
NJADRE1554724809 | Administratively Determined Incentive Program | BORDENTOWN | 8505 | 13 | 17.6 | Residential | Behind the Meter | Yes | Net Metered Residential | Suntuity Solar LLC |  | PSE&G | Accepted | 2023-09-28 | 2023-10-19 | 2024-10-19 | Solar Panels | CANADIAN SOLAR | CS6R-400MS-HL |  | 0.4 | 6 | 278 | 27 |  | Fixed | Roof
NJADRE1554724809 | Administratively Determined Incentive Program | BORDENTOWN | 8505 | 13 | 17.6 | Residential | Behind the Meter | Yes | Net Metered Residential | Suntuity Solar LLC |  | PSE&G | Accepted | 2023-09-28 | 2023-10-19 | 2024-10-19 | Solar Panels | CANADIAN SOLAR | CS6R-400MS-HL |  | 0.4 | 10 | 98 | 37 |  | Fixed | Roof
NJADRE1554724809 | Administratively Determined Incentive Program | BORDENTOWN | 8505 | 13 | 17.6 | Residential | Behind the Meter | Yes | Net Metered Residential | Suntuity Solar LLC |  | PSE&G | Accepted | 2023-09-28 | 2023-10-19 | 2024-10-19 | Solar Panels | CANADIAN SOLAR | CS6R-400MS-HL |  | 0.4 | 6 | 278 | 37 |  | Fixed | Roof
NJADRE1554724839 | Administratively Determined Incentive Program | DEPTFORD | 8096 | 15 | 18.4 | Residential | Behind the Meter | Yes | Net Metered Residential | Suntuity Solar LLC |  | PSE&G | Accepted | 2023-09-28 | 2023-10-19 | 2024-10-19 | Inverters | ENPHASE | IQ8PLUS-72-2-US | 290 |  | 46 |  |  | 0.97 |  | Outdoor | Behind the PV modules
NJADRE1554724839 | Administratively Determined Incentive Program | DEPTFORD | 8096 | 15 | 18.4 | Residential | Behind the Meter | Yes | Net Metered Residential | Suntuity Solar LLC |  | PSE&G | Accepted | 2023-09-28 | 2023-10-19 | 2024-10-19 | Solar Panels | CANADIAN SOLAR | CS6R-400MS-HL |  | 0.4 | 20 | 94 | 32 |  | Fixed | Roof
NJADRE1554724839 | Administratively Determined Incentive Program | DEPTFORD | 8096 | 15 | 18.4 | Residential | Behind the Meter | Yes | Net Metered Residential | Suntuity Solar LLC |  | PSE&G | Accepted | 2023-09-28 | 2023-10-19 | 2024-10-19 | Solar Panels | CANADIAN SOLAR | CS6R-400MS-HL |  | 0.4 | 7 | 94 | 32 |  | Fixed | Roof
NJADRE1554724839 | Administratively Determined Incentive Program | DEPTFORD | 8096 | 15 | 18.4 | Residential | Behind the Meter | Yes | Net Metered Residential | Suntuity Solar LLC |  | PSE&G | Accepted | 2023-09-28 | 2023-10-19 | 2024-10-19 | Solar Panels | CANADIAN SOLAR | CS6R-400MS-HL |  | 0.4 | 19 | 274 | 32 |  | Fixed | Roof
NJADRE1554724848 | Administratively Determined Incentive Program | LINWOOD | 8221 | 19 | 5.6 | Residential | Behind the Meter | Yes | Net Metered Residential | Suntuity Solar LLC |  | AC Electric | Accepted | 2023-09-28 | 2023-10-19 | 2024-10-19 | Inverters | IQ8PLUS-72-2-US | (14) ENPHASE | 290 |  | 14 |  |  | 0.97 |  | Outdoor | Behind the PV modules
NJADRE1554724848 | Administratively Determined Incentive Program | LINWOOD | 8221 | 19 | 5.6 | Residential | Behind the Meter | Yes | Net Metered Residential | Suntuity Solar LLC |  | AC Electric | Accepted | 2023-09-28 | 2023-10-19 | 2024-10-19 | Solar Panels | CS6R-400MS-HL | (14) CANADIANSOLAR |  | 0.4 | 9 | 204 | 27 |  | Fixed | Roof
NJADRE1554724848 | Administratively Determined Incentive Program | LINWOOD | 8221 | 19 | 5.6 | Residential | Behind the Meter | Yes | Net Metered Residential | Suntuity Solar LLC |  | AC Electric | Accepted | 2023-09-28 | 2023-10-19 | 2024-10-19 | Solar Panels | CS6R-400MS-HL | (14) CANADIANSOLAR |  | 0.4 | 5 | 294 | 27 |  | Fixed | Roof
NJADRE1554724866 | Administratively Determined Incentive Program | BEVERLY | 8010 | 13 | 3.6 | Residential | Behind the Meter | Yes | Net Metered Residential | SunnyMac LLC |  | PSE&G | Accepted | 2023-09-28 | 2023-10-19 | 2024-10-19 | Solar Panels | Q.PEAK DUO BLK ML-G10+ 400W | HANWHA |  | 0.4 | 9 | 163 | 30 |  | Fixed | Roof
NJADRE1554724866 | Administratively Determined Incentive Program | BEVERLY | 8010 | 13 | 3.6 | Residential | Behind the Meter | Yes | Net Metered Residential | SunnyMac LLC |  | PSE&G | Accepted | 2023-09-28 | 2023-10-19 | 2024-10-19 | Inverters | SE3000H-US | SOLAREDGE | 3000 |  | 1 |  |  | 0.1 |  | Outdoor | NEXT TO METER
NJADRE1554724866 | Administratively Determined Incentive Program | BEVERLY | 8010 | 13 | 3.6 | Residential | Behind the Meter | Yes | Net Metered Residential | SunnyMac LLC |  | PSE&G | Accepted | 2023-09-28 | 2023-10-19 | 2024-10-19 | Meters | SE-RGMTR-1D-240C-B | Solaredge |  |  | 1 |  |  |  | Yes | Outdoor
NJADRE1554724868 | Administratively Determined Incentive Program | MILLVILLE | 8332 | 20 | 20.4 | Residential | Behind the Meter | Yes | Net Metered Residential | Suntuity Solar LLC |  | AC Electric | Accepted | 2023-09-28 | 2023-10-19 | 2024-10-19 | Inverters | IQ8PLUS-72-2-US | (51) ENPHASE | 290 |  | 51 |  |  | 0.97 |  | Outdoor | Behind the PV modules
NJADRE1554724868 | Administratively Determined Incentive Program | MILLVILLE | 8332 | 20 | 20.4 | Residential | Behind the Meter | Yes | Net Metered Residential | Suntuity Solar LLC |  | AC Electric | Accepted | 2023-09-28 | 2023-10-19 | 2024-10-19 | Solar Panels | CS6R-400MS-HL | (51) CANADIAN SOLAR |  | 0.4 | 13 | 181 | 31 |  | Fixed | Roof
NJADRE1554724868 | Administratively Determined Incentive Program | MILLVILLE | 8332 | 20 | 20.4 | Residential | Behind the Meter | Yes | Net Metered Residential | Suntuity Solar LLC |  | AC Electric | Accepted | 2023-09-28 | 2023-10-19 | 2024-10-19 | Solar Panels | CS6R-400MS-HL | (51) CANADIAN SOLAR |  | 0.4 | 6 | 1 | 31 |  | Fixed | Roof
NJADRE1554724868 | Administratively Determined Incentive Program | MILLVILLE | 8332 | 20 | 20.4 | Residential | Behind the Meter | Yes | Net Metered Residential | Suntuity Solar LLC |  | AC Electric | Accepted | 2023-09-28 | 2023-10-19 | 2024-10-19 | Solar Panels | CS6R-400MS-HL | (51) CANADIAN SOLAR |  | 0.4 | 7 | 1 | 9 |  | Fixed | Roof
NJADRE1554724868 | Administratively Determined Incentive Program | MILLVILLE | 8332 | 20 | 20.4 | Residential | Behind the Meter | Yes | Net Metered Residential | Suntuity Solar LLC |  | AC Electric | Accepted | 2023-09-28 | 2023-10-19 | 2024-10-19 | Solar Panels | CS6R-400MS-HL | (51) CANADIAN SOLAR |  | 0.4 | 11 | 181 | 31 |  | Fixed | Roof
NJADRE1554724868 | Administratively Determined Incentive Program | MILLVILLE | 8332 | 20 | 20.4 | Residential | Behind the Meter | Yes | Net Metered Residential | Suntuity Solar LLC |  | AC Electric | Accepted | 2023-09-28 | 2023-10-19 | 2024-10-19 | Solar Panels | CS6R-400MS-HL | (51) CANADIAN SOLAR |  | 0.4 | 9 | 1 | 19 |  | Fixed | Roof
NJADRE1554724868 | Administratively Determined Incentive Program | MILLVILLE | 8332 | 20 | 20.4 | Residential | Behind the Meter | Yes | Net Metered Residential | Suntuity Solar LLC |  | AC Electric | Accepted | 2023-09-28 | 2023-10-19 | 2024-10-19 | Solar Panels | CS6R-400MS-HL | (51) CANADIAN SOLAR |  | 0.4 | 5 | 1 | 14 |  | Fixed | Roof
NJADRE1554724877 | Administratively Determined Incentive Program | CLIFTON | 7011 | 6 | 5.27 | Residential | Behind the Meter | Yes | Net Metered Residential | Trinity Solar |  | PSE&G | Accepted | 2023-09-28 | 2023-10-19 | 2024-10-19 | Inverters | Solar Edge | SE5000H-US | 5000 |  | 1 |  |  | 0.96 |  | Outdoor
NJADRE1554724877 | Administratively Determined Incentive Program | CLIFTON | 7011 | 6 | 5.27 | Residential | Behind the Meter | Yes | Net Metered Residential | Trinity Solar |  | PSE&G | Accepted | 2023-09-28 | 2023-10-19 | 2024-10-19 | Solar Panels | HANWHA 405 (Q.PEAK DUO BLK ML-G10+ 405) | HANWHA 405 (Q.PEAK DUO BLK ML-G10+ 405) |  | 0.405 | 4 | 32 | 30 |  | Fixed | Roof
NJADRE1554724877 | Administratively Determined Incentive Program | CLIFTON | 7011 | 6 | 5.27 | Residential | Behind the Meter | Yes | Net Metered Residential | Trinity Solar |  | PSE&G | Accepted | 2023-09-28 | 2023-10-19 | 2024-10-19 | Solar Panels | HANWHA 405 (Q.PEAK DUO BLK ML-G10+ 405) | HANWHA 405 (Q.PEAK DUO BLK ML-G10+ 405) |  | 0.405 | 5 | 212 | 30 |  | Fixed | Roof
NJADRE1554724877 | Administratively Determined Incentive Program | CLIFTON | 7011 | 6 | 5.27 | Residential | Behind the Meter | Yes | Net Metered Residential | Trinity Solar |  | PSE&G | Accepted | 2023-09-28 | 2023-10-19 | 2024-10-19 | Solar Panels | HANWHA 405 (Q.PEAK DUO BLK ML-G10+ 405) | HANWHA 405 (Q.PEAK DUO BLK ML-G10+ 405) |  | 0.405 | 2 | 302 | 23 |  | Fixed | Roof
NJADRE1554724877 | Administratively Determined Incentive Program | CLIFTON | 7011 | 6 | 5.27 | Residential | Behind the Meter | Yes | Net Metered Residential | Trinity Solar |  | PSE&G | Accepted | 2023-09-28 | 2023-10-19 | 2024-10-19 | Solar Panels | HANWHA 405 (Q.PEAK DUO BLK ML-G10+ 405) | HANWHA 405 (Q.PEAK DUO BLK ML-G10+ 405) |  | 0.405 | 2 | 122 | 23 |  | Fixed | Roof
NJADRE1554724904 | Administratively Determined Incentive Program | DELANCO | 8075 | 13 | 6 | Residential | Behind the Meter | Yes | Net Metered Residential | Sunrun Installation Services, Inc. |  | PSE&G | Accepted | 2023-09-28 | 2023-10-19 | 2024-10-19 | Inverters | SolarEdge Technologies | SE6000H-USSN | 6000 |  | 1 |  |  | 0.96 |  | Outdoor | Next To Meter
NJADRE1554724904 | Administratively Determined Incentive Program | DELANCO | 8075 | 13 | 6 | Residential | Behind the Meter | Yes | Net Metered Residential | Sunrun Installation Services, Inc. |  | PSE&G | Accepted | 2023-09-28 | 2023-10-19 | 2024-10-19 | Solar Panels | Vikram Solar | VSMDHT.60.375.05 |  | 0.375 | 4 | 63 | 32 |  | Fixed | Roof
NJADRE1554724904 | Administratively Determined Incentive Program | DELANCO | 8075 | 13 | 6 | Residential | Behind the Meter | Yes | Net Metered Residential | Sunrun Installation Services, Inc. |  | PSE&G | Accepted | 2023-09-28 | 2023-10-19 | 2024-10-19 | Solar Panels | Vikram Solar | VSMDHT.60.375.05 |  | 0.375 | 12 | 243 | 31 |  | Fixed | Roof
NJADRE1554724908 | Administratively Determined Incentive Program | MONMOUTH JUNCTION | 8852 | 11 | 12.4 | Residential | Behind the Meter | Yes | Net Metered Residential | SunnyMac LLC |  | PSE&G | Accepted | 2023-09-28 | 2023-11-27 | 2024-11-27 | Solar Panels | Q.PEAK DUO BLK ML-G10+400 | HANWHA |  | 0.4 | 7 | 180 | 34 |  | Fixed | Roof
NJADRE1554724908 | Administratively Determined Incentive Program | MONMOUTH JUNCTION | 8852 | 11 | 12.4 | Residential | Behind the Meter | Yes | Net Metered Residential | SunnyMac LLC |  | PSE&G | Accepted | 2023-09-28 | 2023-11-27 | 2024-11-27 | Solar Panels | Q.PEAK DUO BLK ML-G10+400 | HANWHA |  | 0.4 | 9 | 270 | 34 |  | Fixed | Roof
NJADRE1554724908 | Administratively Determined Incentive Program | MONMOUTH JUNCTION | 8852 | 11 | 12.4 | Residential | Behind the Meter | Yes | Net Metered Residential | SunnyMac LLC |  | PSE&G | Accepted | 2023-09-28 | 2023-11-27 | 2024-11-27 | Solar Panels | Q.PEAK DUO BLK ML-G10+400 | HANWHA |  | 0.4 | 15 | 90 | 34 |  | Fixed | Roof
NJADRE1554724908 | Administratively Determined Incentive Program | MONMOUTH JUNCTION | 8852 | 11 | 12.4 | Residential | Behind the Meter | Yes | Net Metered Residential | SunnyMac LLC |  | PSE&G | Accepted | 2023-09-28 | 2023-11-27 | 2024-11-27 | Inverters | SE 10000H-US | SOLAREDGE | 10000 |  | 1 |  |  | 0.1 |  | Outdoor | NEXT TO METER
NJADRE1554724947 | Administratively Determined Incentive Program | NEWARK | 7108 | 9 | 7.3 | Residential | Behind the Meter | Yes | Net Metered Residential | Pro Custom Solar dba Momentum Solar |  | PSE&G | Accepted | 2023-09-28 | 2023-10-19 | 2024-10-19 | Solar Panels | Â Q. PEAK DUO BLK-G10+365 | hanwha |  | 0.365 | 7 | 195 | 45 |  | Fixed | Roof
NJADRE1554724947 | Administratively Determined Incentive Program | NEWARK | 7108 | 9 | 7.3 | Residential | Behind the Meter | Yes | Net Metered Residential | Pro Custom Solar dba Momentum Solar |  | PSE&G | Accepted | 2023-09-28 | 2023-10-19 | 2024-10-19 | Solar Panels | Â Q. PEAK DUO BLK-G10+365 | hanwha |  | 0.365 | 6 | 106 | 5 |  | Fixed | Roof
NJADRE1554724947 | Administratively Determined Incentive Program | NEWARK | 7108 | 9 | 7.3 | Residential | Behind the Meter | Yes | Net Metered Residential | Pro Custom Solar dba Momentum Solar |  | PSE&G | Accepted | 2023-09-28 | 2023-10-19 | 2024-10-19 | Solar Panels | Â Q. PEAK DUO BLK-G10+365 | hanwha |  | 0.365 | 7 | 15 | 45 |  | Fixed | Roof
NJADRE1554724947 | Administratively Determined Incentive Program | NEWARK | 7108 | 9 | 7.3 | Residential | Behind the Meter | Yes | Net Metered Residential | Pro Custom Solar dba Momentum Solar |  | PSE&G | Accepted | 2023-09-28 | 2023-10-19 | 2024-10-19 | Inverters | IQ8PLUS-72-2-US | enphase | 290 |  | 20 |  |  | 0.97 |  | Outdoor
NJADRE1554724969 | Administratively Determined Incentive Program | BRICK | 8724 | 18 | 10 | Residential | Behind the Meter | Yes | Net Metered Residential | Powerlutions |  | JCP&L | Accepted | 2023-09-28 | 2023-10-19 | 2024-10-19 | Solar Panels | Silfab | SIL-400 HC+ |  | 0.4 | 18 | 171 | 17 |  | Fixed | Roof
NJADRE1554724969 | Administratively Determined Incentive Program | BRICK | 8724 | 18 | 10 | Residential | Behind the Meter | Yes | Net Metered Residential | Powerlutions |  | JCP&L | Accepted | 2023-09-28 | 2023-10-19 | 2024-10-19 | Solar Panels | Silfab | SIL-400 HC+ |  | 0.4 | 7 | 261 | 21 |  | Fixed | Roof
NJADRE1554724969 | Administratively Determined Incentive Program | BRICK | 8724 | 18 | 10 | Residential | Behind the Meter | Yes | Net Metered Residential | Powerlutions |  | JCP&L | Accepted | 2023-09-28 | 2023-10-19 | 2024-10-19 | Inverters | Enphase | IQ7PLUS-72-2-US | 290 |  | 25 |  |  | 0.98 |  | Outdoor
NJADRE1554725016 | Administratively Determined Incentive Program | Upper Field Township | 8302 | 20 | 16.88 | Residential | Behind the Meter | Yes | Net Metered Residential | Sunrun Installation Services, Inc. |  | AC Electric | Accepted | 2023-09-28 | 2023-10-19 | 2024-10-19 | Inverters | Delta Electronics | E6-TL-US | 5760 |  | 2 |  |  | 0.96 |  | Outdoor | Next To Meter
NJADRE1554725016 | Administratively Determined Incentive Program | Upper Field Township | 8302 | 20 | 16.88 | Residential | Behind the Meter | Yes | Net Metered Residential | Sunrun Installation Services, Inc. |  | AC Electric | Accepted | 2023-09-28 | 2023-10-19 | 2024-10-19 | Solar Panels | Vikram Solar | VSMDHT.60.375.05 |  | 0.375 | 16 | 357 | 22 |  | Fixed | Roof
NJADRE1554725016 | Administratively Determined Incentive Program | Upper Field Township | 8302 | 20 | 16.88 | Residential | Behind the Meter | Yes | Net Metered Residential | Sunrun Installation Services, Inc. |  | AC Electric | Accepted | 2023-09-28 | 2023-10-19 | 2024-10-19 | Solar Panels | Vikram Solar | VSMDHT.60.375.05 |  | 0.375 | 7 | 357 | 22 |  | Fixed | Roof
NJADRE1554725016 | Administratively Determined Incentive Program | Upper Field Township | 8302 | 20 | 16.88 | Residential | Behind the Meter | Yes | Net Metered Residential | Sunrun Installation Services, Inc. |  | AC Electric | Accepted | 2023-09-28 | 2023-10-19 | 2024-10-19 | Solar Panels | Vikram Solar | VSMDHT.60.375.05 |  | 0.375 | 22 | 177 | 19 |  | Fixed | Roof
NJADRE1554725019 | Administratively Determined Incentive Program | MAPLEWOOD | 7040 | 9 | 4.46 | Residential | Behind the Meter | Yes | Net Metered Residential | Pro Custom Solar dba Momentum Solar |  | PSE&G | Accepted | 2023-09-28 | 2023-10-19 | 2024-10-19 | Solar Panels | Â Q. PEAK DUO BLK-G10+405 | hanwha |  | 0.405 | 6 | 213 | 36 |  | Fixed | Roof
NJADRE1554725019 | Administratively Determined Incentive Program | MAPLEWOOD | 7040 | 9 | 4.46 | Residential | Behind the Meter | Yes | Net Metered Residential | Pro Custom Solar dba Momentum Solar |  | PSE&G | Accepted | 2023-09-28 | 2023-10-19 | 2024-10-19 | Solar Panels | Â Q. PEAK DUO BLK-G10+405 | hawnha |  | 0.405 | 3 | 123 | 36 |  | Fixed | Roof
NJADRE1554725019 | Administratively Determined Incentive Program | MAPLEWOOD | 7040 | 9 | 4.46 | Residential | Behind the Meter | Yes | Net Metered Residential | Pro Custom Solar dba Momentum Solar |  | PSE&G | Accepted | 2023-09-28 | 2023-10-19 | 2024-10-19 | Solar Panels | Â Q. PEAK DUO BLK-G10+405 | hanwha |  | 0.405 | 2 | 213 | 23 |  | Fixed | Roof
NJADRE1554725019 | Administratively Determined Incentive Program | MAPLEWOOD | 7040 | 9 | 4.46 | Residential | Behind the Meter | Yes | Net Metered Residential | Pro Custom Solar dba Momentum Solar |  | PSE&G | Accepted | 2023-09-28 | 2023-10-19 | 2024-10-19 | Inverters | IQ8PLUS-72-2-US | enphase | 290 |  | 11 |  |  | 0.97 |  | Outdoor
NJADRE1554725072 | Administratively Determined Incentive Program | West Paterson Boro | 7424 | 6 | 3.56 | Residential | Behind the Meter | Yes | Net Metered Residential | Sunrun Installation Services, Inc. |  | PSE&G | Accepted | 2023-09-28 | 2023-10-19 | 2024-10-19 | Inverters | SolarEdge Technologies | SE3800H-USMN | 3800 |  | 1 |  |  | 0.96 |  | Outdoor | Next To Meter
NJADRE1554725072 | Administratively Determined Incentive Program | West Paterson Boro | 7424 | 6 | 3.56 | Residential | Behind the Meter | Yes | Net Metered Residential | Sunrun Installation Services, Inc. |  | PSE&G | Accepted | 2023-09-28 | 2023-10-19 | 2024-10-19 | Solar Panels | Trina Solar | TSM-395DE09C.07 |  | 0.395 | 3 | 291 | 19 |  | Fixed | Roof
NJADRE1554725072 | Administratively Determined Incentive Program | West Paterson Boro | 7424 | 6 | 3.56 | Residential | Behind the Meter | Yes | Net Metered Residential | Sunrun Installation Services, Inc. |  | PSE&G | Accepted | 2023-09-28 | 2023-10-19 | 2024-10-19 | Solar Panels | Trina Solar | TSM-395DE09C.07 |  | 0.395 | 6 | 202 | 19 |  | Fixed | Roof
NJADRE1554725099 | Administratively Determined Incentive Program | PASSAIC | 7055 | 6 | 10.94 | Residential | Behind the Meter | No | Net Metered Residential | Powur, PBC |  | PSE&G | Accepted | 2023-09-28 | 2023-10-19 | 2024-10-19 | Solar Panels | Hanwha | Q.PEAK DUO BLK ML.G10+ (405W) |  | 0.405 | 19 | 151 | 5 |  | Fixed | Roof
NJADRE1554725099 | Administratively Determined Incentive Program | PASSAIC | 7055 | 6 | 10.94 | Residential | Behind the Meter | No | Net Metered Residential | Powur, PBC |  | PSE&G | Accepted | 2023-09-28 | 2023-10-19 | 2024-10-19 | Solar Panels | Hanwha | Q.PEAK DUO BLK ML.G10+ (405W) |  | 0.405 | 8 | 151 | 15 |  | Fixed | Roof
NJADRE1554725099 | Administratively Determined Incentive Program | PASSAIC | 7055 | 6 | 10.94 | Residential | Behind the Meter | No | Net Metered Residential | Powur, PBC |  | PSE&G | Accepted | 2023-09-28 | 2023-10-19 | 2024-10-19 | Inverters | Enphase | IQ8PLUS-72-2-US | 290 |  | 27 |  |  | 0.99 |  | Outside
NJADRE1554725152 | Administratively Determined Incentive Program | HOPATCONG | 7843 | 1 | 9.1 | Residential | Behind the Meter | No | Net Metered Residential | UNITED SOLAR LLC |  | JCP&L | Accepted | 2023-10-03 | 2023-10-26 | 2024-10-26 | Solar Panels | Longi Solar | LR6-72PH-350M |  | 0.35 | 26 | 33123213303 | 18 |  | Fixed | Roof
NJADRE1554725152 | Administratively Determined Incentive Program | HOPATCONG | 7843 | 1 | 9.1 | Residential | Behind the Meter | No | Net Metered Residential | UNITED SOLAR LLC |  | JCP&L | Accepted | 2023-10-03 | 2023-10-26 | 2024-10-26 | Inverters | SB 7.7-1SP-US-41 | SMA | 7680 |  | 1 |  |  | 0.97 |  | Outdoor
NJADRE1554725169 | Administratively Determined Incentive Program | PRINCETON JUNCTION | 8550 | 12 | 6.21 | Residential | Behind the Meter | No | Net Metered Residential | Power Home Remodeling Group |  | PSE&G | Accepted | 2023-09-28 | 2023-10-19 | 2024-10-19 | Inverters | SolarEdge | SE5000H-US | 5000 |  | 1 |  |  | 0.99 |  | Outdoor
NJADRE1554725169 | Administratively Determined Incentive Program | PRINCETON JUNCTION | 8550 | 12 | 6.21 | Residential | Behind the Meter | No | Net Metered Residential | Power Home Remodeling Group |  | PSE&G | Accepted | 2023-09-28 | 2023-10-19 | 2024-10-19 | Meters | SolarEdge | Revenue Grade Data Ansi C12.20 |  |  | 1 |  |  |  | Yes | Outdoor
NJADRE1554725169 | Administratively Determined Incentive Program | PRINCETON JUNCTION | 8550 | 12 | 6.21 | Residential | Behind the Meter | No | Net Metered Residential | Power Home Remodeling Group |  | PSE&G | Accepted | 2023-09-28 | 2023-10-19 | 2024-10-19 | Solar Panels | Hyundai | HiS-S365XG (BK) |  | 0.365 | 17 | 172 | 31 |  | Fixed | Roof
NJADRE1554725170 | Administratively Determined Incentive Program | Northvale | 7647 | 7 | 4.92 | Residential | Behind the Meter | No | Net Metered Residential | Infinity Solar Systems |  | Orange Rockland Electric | Accepted | 2023-09-28 | 2023-10-19 | 2024-10-19 | Inverters | Enphase | IQ8Plus-72-2-US | 290 |  | 12 |  |  | 0.97 |  | Outdoor
NJADRE1554725170 | Administratively Determined Incentive Program | Northvale | 7647 | 7 | 4.92 | Residential | Behind the Meter | No | Net Metered Residential | Infinity Solar Systems |  | Orange Rockland Electric | Accepted | 2023-09-28 | 2023-10-19 | 2024-10-19 | Solar Panels | SEG Solar | SEG-410-BMD-HV |  | 0.41 | 12 | 116 | 28 |  | Fixed | Roof
NJADRE1554725197 | Administratively Determined Incentive Program | MAYS LANDING | 8330 | 19 | 7.7 | Residential | Behind the Meter | No | Net Metered Residential | Powur, PBC |  | AC Electric | Accepted | 2023-09-28 | 2023-10-19 | 2024-10-19 | Solar Panels | Rec Solar | REC405AA PURE |  | 0.405 | 7 | 40 | 26 |  | Fixed | Roof
NJADRE1554725197 | Administratively Determined Incentive Program | MAYS LANDING | 8330 | 19 | 7.7 | Residential | Behind the Meter | No | Net Metered Residential | Powur, PBC |  | AC Electric | Accepted | 2023-09-28 | 2023-10-19 | 2024-10-19 | Solar Panels | Rec Solar | REC405AA PURE |  | 0.405 | 9 | 220 | 26 |  | Fixed | Roof
NJADRE1554725197 | Administratively Determined Incentive Program | MAYS LANDING | 8330 | 19 | 7.7 | Residential | Behind the Meter | No | Net Metered Residential | Powur, PBC |  | AC Electric | Accepted | 2023-09-28 | 2023-10-19 | 2024-10-19 | Solar Panels | Rec Solar | REC405AA PURE |  | 0.405 | 3 | 220 | 18 |  | Fixed | Roof
NJADRE1554725197 | Administratively Determined Incentive Program | MAYS LANDING | 8330 | 19 | 7.7 | Residential | Behind the Meter | No | Net Metered Residential | Powur, PBC |  | AC Electric | Accepted | 2023-09-28 | 2023-10-19 | 2024-10-19 | Inverters | Solaredge | SE6000H-US | 6000 |  | 1 |  |  | 0.99 |  | Outside
NJADRE1554725197 | Administratively Determined Incentive Program | MAYS LANDING | 8330 | 19 | 7.7 | Residential | Behind the Meter | No | Net Metered Residential | Powur, PBC |  | AC Electric | Accepted | 2023-09-28 | 2023-10-19 | 2024-10-19 | Meters | Solaredge | SE6000H-US |  |  | 1 |  |  |  | Yes | Outdoor
NJADRE1554725312 | Administratively Determined Incentive Program | WATCHUNG | 7069 | 5 | 7.3 | Residential | Behind the Meter | No | Net Metered Residential | Power Home Remodeling Group |  | PSE&G | Accepted | 2023-09-28 | 2023-10-19 | 2024-10-19 | Inverters | SolarEdge | SE5000H-US | 5000 |  | 1 |  |  | 0.99 |  | Outdoor
NJADRE1554725312 | Administratively Determined Incentive Program | WATCHUNG | 7069 | 5 | 7.3 | Residential | Behind the Meter | No | Net Metered Residential | Power Home Remodeling Group |  | PSE&G | Accepted | 2023-09-28 | 2023-10-19 | 2024-10-19 | Meters | SolarEdge | Revenue Grade Data Ansi C12.20 |  |  | 1 |  |  |  | Yes | Outdoor
NJADRE1554725312 | Administratively Determined Incentive Program | WATCHUNG | 7069 | 5 | 7.3 | Residential | Behind the Meter | No | Net Metered Residential | Power Home Remodeling Group |  | PSE&G | Accepted | 2023-09-28 | 2023-10-19 | 2024-10-19 | Solar Panels | Hyundai | HiS-S365XG (BK) |  | 0.365 | 7 | 210 | 37 |  | Fixed | Roof
NJADRE1554725312 | Administratively Determined Incentive Program | WATCHUNG | 7069 | 5 | 7.3 | Residential | Behind the Meter | No | Net Metered Residential | Power Home Remodeling Group |  | PSE&G | Accepted | 2023-09-28 | 2023-10-19 | 2024-10-19 | Solar Panels | Hyundai | HiS-S365XG (BK) |  | 0.365 | 4 | 120 | 13 |  | Fixed | Roof
NJADRE1554725312 | Administratively Determined Incentive Program | WATCHUNG | 7069 | 5 | 7.3 | Residential | Behind the Meter | No | Net Metered Residential | Power Home Remodeling Group |  | PSE&G | Accepted | 2023-09-28 | 2023-10-19 | 2024-10-19 | Solar Panels | Hyundai | HiS-S365XG (BK) |  | 0.365 | 5 | 120 | 40 |  | Fixed | Roof
NJADRE1554725312 | Administratively Determined Incentive Program | WATCHUNG | 7069 | 5 | 7.3 | Residential | Behind the Meter | No | Net Metered Residential | Power Home Remodeling Group |  | PSE&G | Accepted | 2023-09-28 | 2023-10-19 | 2024-10-19 | Solar Panels | Hyundai | HiS-S365XG (BK) |  | 0.365 | 4 | 210 | 41 |  | Fixed | Roof
NJADRE1554725642 | Administratively Determined Incentive Program | SWEDESBORO | 8085 | 15 | 5.2 | Residential | Behind the Meter | Yes | Net Metered Residential | SunnyMac LLC |  | AC Electric | Accepted | 2023-09-28 | 2023-10-24 | 2024-10-24 | Solar Panels | 400 N-PEAK 3 BLACK | REC |  | 0.4 | 13 | 174 | 30 |  | Fixed | Roof
NJADRE1554725642 | Administratively Determined Incentive Program | SWEDESBORO | 8085 | 15 | 5.2 | Residential | Behind the Meter | Yes | Net Metered Residential | SunnyMac LLC |  | AC Electric | Accepted | 2023-09-28 | 2023-10-24 | 2024-10-24 | Inverters | SE5000H-US | Solaredge | 5000 |  | 1 |  |  | 0.1 |  | Outdoor | NEXT TO METER
NJADRE1554725642 | Administratively Determined Incentive Program | SWEDESBORO | 8085 | 15 | 5.2 | Residential | Behind the Meter | Yes | Net Metered Residential | SunnyMac LLC |  | AC Electric | Accepted | 2023-09-28 | 2023-10-24 | 2024-10-24 | Meters | SE-RGMTR-1D-240C-B | Solaredge |  |  | 1 |  |  |  | Yes | Outdoor
NJADRE1554725658 | Administratively Determined Incentive Program | PATERSON | 7513 | 6 | 8.51 | Residential | Behind the Meter | Yes | Net Metered Residential | Pro Custom Solar dba Momentum Solar |  | PSE&G | Accepted | 2023-09-28 | 2023-10-19 | 2024-10-19 | Solar Panels | Â Q. PEAK DUO BLK-G10+405 | HANWHA |  | 0.405 | 11 | 279 | 49 |  | Fixed | Roof
NJADRE1554725658 | Administratively Determined Incentive Program | PATERSON | 7513 | 6 | 8.51 | Residential | Behind the Meter | Yes | Net Metered Residential | Pro Custom Solar dba Momentum Solar |  | PSE&G | Accepted | 2023-09-28 | 2023-10-19 | 2024-10-19 | Solar Panels | Â Q. PEAK DUO BLK-G10+405 | HANWHA |  | 0.405 | 10 | 99 | 54 |  | Fixed | Roof
NJADRE1554725658 | Administratively Determined Incentive Program | PATERSON | 7513 | 6 | 8.51 | Residential | Behind the Meter | Yes | Net Metered Residential | Pro Custom Solar dba Momentum Solar |  | PSE&G | Accepted | 2023-09-28 | 2023-10-19 | 2024-10-19 | Inverters | IQ8PLUS-72-2-US | ENPHASE | 290 |  | 21 |  |  | 0.97 |  | Outdoor
NJADRE1554725679 | Administratively Determined Incentive Program | BLOOMFIELD | 7003 | 9 | 11.34 | Residential | Behind the Meter | No | Net Metered Residential | Powur, PBC |  | PSE&G | Accepted | 2023-09-28 | 2023-10-19 | 2024-10-19 | Solar Panels | Rec Solar | REC405AA PURE |  | 0.405 | 12 | 130 | 58 |  | Fixed | Roof
NJADRE1554725679 | Administratively Determined Incentive Program | BLOOMFIELD | 7003 | 9 | 11.34 | Residential | Behind the Meter | No | Net Metered Residential | Powur, PBC |  | PSE&G | Accepted | 2023-09-28 | 2023-10-19 | 2024-10-19 | Solar Panels | Rec Solar | REC405AA PURE |  | 0.405 | 6 | 130 | 32 |  | Fixed | Roof
NJADRE1554725679 | Administratively Determined Incentive Program | BLOOMFIELD | 7003 | 9 | 11.34 | Residential | Behind the Meter | No | Net Metered Residential | Powur, PBC |  | PSE&G | Accepted | 2023-09-28 | 2023-10-19 | 2024-10-19 | Solar Panels | Rec Solar | REC405AA PURE |  | 0.405 | 4 | 310 | 32 |  | Fixed | Roof
NJADRE1554725679 | Administratively Determined Incentive Program | BLOOMFIELD | 7003 | 9 | 11.34 | Residential | Behind the Meter | No | Net Metered Residential | Powur, PBC |  | PSE&G | Accepted | 2023-09-28 | 2023-10-19 | 2024-10-19 | Solar Panels | Rec Solar | REC405AA PURE |  | 0.405 | 6 | 310 | 18 |  | Fixed | Roof
NJADRE1554725679 | Administratively Determined Incentive Program | BLOOMFIELD | 7003 | 9 | 11.34 | Residential | Behind the Meter | No | Net Metered Residential | Powur, PBC |  | PSE&G | Accepted | 2023-09-28 | 2023-10-19 | 2024-10-19 | Inverters | Enphase | IQ8PLUS-72-2-US | 290 |  | 28 |  |  | 0.99 |  | Outside
NJADRE1554725679 | Administratively Determined Incentive Program | BLOOMFIELD | 7003 | 9 | 11.34 | Residential | Behind the Meter | No | Net Metered Residential | Powur, PBC |  | PSE&G | Accepted | 2023-09-28 | 2023-10-19 | 2024-10-19 | Meters | "Enphase Integrated Production Meter Single-Phase (L-L) | X-IQ-AM1-240-4 |  |  | 1 |  |  |  | Yes
NJADRE1554725705 | Administratively Determined Incentive Program | SOMERSET | 8873 | 5 | 12 | Residential | Behind the Meter | No | Net Metered Residential | All Season Solar |  | PSE&G | Accepted | 2023-09-28 | 2023-10-19 | 2024-10-19 | Inverters | Enphase | IQ8 Plus | 290 |  | 30 |  |  | 0.97 |  | Outdoor
NJADRE1554725705 | Administratively Determined Incentive Program | SOMERSET | 8873 | 5 | 12 | Residential | Behind the Meter | No | Net Metered Residential | All Season Solar |  | PSE&G | Accepted | 2023-09-28 | 2023-10-19 | 2024-10-19 | Solar Panels | Certainteed | CT400HC11-06 |  | 0.4 | 17 | 323 | 35 |  | Fixed | Roof
NJADRE1554725705 | Administratively Determined Incentive Program | SOMERSET | 8873 | 5 | 12 | Residential | Behind the Meter | No | Net Metered Residential | All Season Solar |  | PSE&G | Accepted | 2023-09-28 | 2023-10-19 | 2024-10-19 | Solar Panels | Certainteed | CT400HC11-06 |  | 0.4 | 13 | 143 | 35 |  | Fixed | Roof
NJADRE1554725751 | Administratively Determined Incentive Program | Short Hills | 7078 | 9 | 15.58 | Residential | Behind the Meter | No | Net Metered Residential | Infinity Solar Systems |  | JCP&L | Accepted | 2023-09-28 | 2023-10-19 | 2024-10-19 | Inverters | Enphase | IQ8Plus-72-2-US | 290 |  | 38 |  |  | 0.97 |  | Outdoor
NJADRE1554725751 | Administratively Determined Incentive Program | Short Hills | 7078 | 9 | 15.58 | Residential | Behind the Meter | No | Net Metered Residential | Infinity Solar Systems |  | JCP&L | Accepted | 2023-09-28 | 2023-10-19 | 2024-10-19 | Solar Panels | SEG Solar | SEG-410-BMD-HV |  | 0.41 | 10 | 123 | 29 |  | Fixed | Roof
NJADRE1554725751 | Administratively Determined Incentive Program | Short Hills | 7078 | 9 | 15.58 | Residential | Behind the Meter | No | Net Metered Residential | Infinity Solar Systems |  | JCP&L | Accepted | 2023-09-28 | 2023-10-19 | 2024-10-19 | Solar Panels | SEG Solar | SEG-410-BMD-HV |  | 0.41 | 5 | 123 | 29 |  | Fixed | Roof
NJADRE1554725751 | Administratively Determined Incentive Program | Short Hills | 7078 | 9 | 15.58 | Residential | Behind the Meter | No | Net Metered Residential | Infinity Solar Systems |  | JCP&L | Accepted | 2023-09-28 | 2023-10-19 | 2024-10-19 | Solar Panels | SEG Solar | SEG-410-BMD-HV |  | 0.41 | 6 | 303 | 29 |  | Fixed | Roof
NJADRE1554725751 | Administratively Determined Incentive Program | Short Hills | 7078 | 9 | 15.58 | Residential | Behind the Meter | No | Net Metered Residential | Infinity Solar Systems |  | JCP&L | Accepted | 2023-09-28 | 2023-10-19 | 2024-10-19 | Solar Panels | SEG Solar | SEG-410-BMD-HV |  | 0.41 | 10 | 213 | 18 |  | Fixed | Roof
NJADRE1554725751 | Administratively Determined Incentive Program | Short Hills | 7078 | 9 | 15.58 | Residential | Behind the Meter | No | Net Metered Residential | Infinity Solar Systems |  | JCP&L | Accepted | 2023-09-28 | 2023-10-19 | 2024-10-19 | Solar Panels | SEG Solar | SEG-410-BMD-HV |  | 0.41 | 7 | 213 | 23 |  | Fixed | Roof
NJADRE1554725767 | Administratively Determined Incentive Program | WALL TOWNSHIP | 7731 | 17 | 14.8 | Residential | Behind the Meter | No | Net Metered Residential | Vision Solar LLC |  | JCP&L | Accepted | 2023-09-28 | 2023-10-19 | 2024-10-19 | Inverters | Solar Edge | SE11400H-USRGM | 11400 |  | 1 |  |  | 0.97 |  | Outside
NJADRE1554725767 | Administratively Determined Incentive Program | WALL TOWNSHIP | 7731 | 17 | 14.8 | Residential | Behind the Meter | No | Net Metered Residential | Vision Solar LLC |  | JCP&L | Accepted | 2023-09-28 | 2023-10-19 | 2024-10-19 | Solar Panels | Znshine Solar | ZXM6-NH120-370/M |  | 0.37 | 19 | 169 | 20 |  | Fixed | Roof
NJADRE1554725767 | Administratively Determined Incentive Program | WALL TOWNSHIP | 7731 | 17 | 14.8 | Residential | Behind the Meter | No | Net Metered Residential | Vision Solar LLC |  | JCP&L | Accepted | 2023-09-28 | 2023-10-19 | 2024-10-19 | Solar Panels | Znshine Solar | ZXM6-NH120-370/M |  | 0.37 | 21 | 349 | 20 |  | Fixed | Roof
NJADRE1554725771 | Administratively Determined Incentive Program | EDGEWATER | 7020 | 7 | 3.65 | Residential | Behind the Meter | No | Net Metered Residential | EMT Renewables |  | PSE&G | Accepted | 2023-09-28 | 2023-10-19 | 2024-10-19 | Inverters | IQ8+ | ENPHASE | 290 |  | 9 |  |  | 0.98 |  | Other | UNDER EACH PANEL
NJADRE1554725771 | Administratively Determined Incentive Program | EDGEWATER | 7020 | 7 | 3.65 | Residential | Behind the Meter | No | Net Metered Residential | EMT Renewables |  | PSE&G | Accepted | 2023-09-28 | 2023-10-19 | 2024-10-19 | Solar Panels | Q PEAK DUO BLK | Q CELLS |  | 0.405 | 5 | 116 | 24 |  | Fixed | Roof
NJADRE1554725771 | Administratively Determined Incentive Program | EDGEWATER | 7020 | 7 | 3.65 | Residential | Behind the Meter | No | Net Metered Residential | EMT Renewables |  | PSE&G | Accepted | 2023-09-28 | 2023-10-19 | 2024-10-19 | Solar Panels | Q PEAK DUO BLK | Q CELLS |  | 0.405 | 1 | 206 | 29 |  | Fixed | Roof
NJADRE1554725771 | Administratively Determined Incentive Program | EDGEWATER | 7020 | 7 | 3.65 | Residential | Behind the Meter | No | Net Metered Residential | EMT Renewables |  | PSE&G | Accepted | 2023-09-28 | 2023-10-19 | 2024-10-19 | Solar Panels | Q PEAK DUO BLK | Q CELLS |  | 0.405 | 1 | 26 | 29 |  | Fixed | Roof
NJADRE1554725771 | Administratively Determined Incentive Program | EDGEWATER | 7020 | 7 | 3.65 | Residential | Behind the Meter | No | Net Metered Residential | EMT Renewables |  | PSE&G | Accepted | 2023-09-28 | 2023-10-19 | 2024-10-19 | Solar Panels | Q PEAK DUO BLK | Q CELLS |  | 0.405 | 2 | 116 | 14 |  | Fixed | Roof
NJADRE1554725782 | Administratively Determined Incentive Program | UNION | 7083 | 10 | 6.75 | Residential | Behind the Meter | Yes | Net Metered Residential | Sunrun Installation Services, Inc. |  | PSE&G | Accepted | 2023-09-28 | 2023-10-19 | 2024-10-19 | Inverters | SolarEdge Technologies | SE6000H-USSN | 6000 |  | 1 |  |  | 0.96 |  | Outdoor
NJADRE1554725782 | Administratively Determined Incentive Program | UNION | 7083 | 10 | 6.75 | Residential | Behind the Meter | Yes | Net Metered Residential | Sunrun Installation Services, Inc. |  | PSE&G | Accepted | 2023-09-28 | 2023-10-19 | 2024-10-19 | Solar Panels | Vikram Solar | VSMDHT.60.375.05 |  | 0.375 | 18 | 213 | 30 |  | Fixed | Roof
NJADRE1554725784 | Administratively Determined Incentive Program | NORTH BERGEN | 7047 | 8 | 17.42 | Residential | Behind the Meter | Yes | Net Metered Residential | Trinity Solar Inc. |  | PSE&G | Accepted | 2023-09-28 | 2023-10-19 | 2024-10-19 | Inverters | Solar Edge | SE7600H-US | 7600 |  | 1 |  |  | 0.96 |  | Outdoor
NJADRE1554725784 | Administratively Determined Incentive Program | NORTH BERGEN | 7047 | 8 | 17.42 | Residential | Behind the Meter | Yes | Net Metered Residential | Trinity Solar Inc. |  | PSE&G | Accepted | 2023-09-28 | 2023-10-19 | 2024-10-19 | Inverters | Solar Edge | SE6000H-US | 6000 |  | 1 |  |  | 0.96 |  | Outdoor
NJADRE1554725784 | Administratively Determined Incentive Program | NORTH BERGEN | 7047 | 8 | 17.42 | Residential | Behind the Meter | Yes | Net Metered Residential | Trinity Solar Inc. |  | PSE&G | Accepted | 2023-09-28 | 2023-10-19 | 2024-10-19 | Solar Panels | HANWHA 405 (Q.PEAK DUO BLK ML-G10+ 405) | HANWHA 405 (Q.PEAK DUO BLK ML-G10+ 405) |  | 0.405 | 17 | 298 | 37 |  | Fixed | Roof
NJADRE1554725784 | Administratively Determined Incentive Program | NORTH BERGEN | 7047 | 8 | 17.42 | Residential | Behind the Meter | Yes | Net Metered Residential | Trinity Solar Inc. |  | PSE&G | Accepted | 2023-09-28 | 2023-10-19 | 2024-10-19 | Solar Panels | HANWHA 405 (Q.PEAK DUO BLK ML-G10+ 405) | HANWHA 405 (Q.PEAK DUO BLK ML-G10+ 405) |  | 0.405 | 16 | 118 | 37 |  | Fixed | Roof
NJADRE1554725784 | Administratively Determined Incentive Program | NORTH BERGEN | 7047 | 8 | 17.42 | Residential | Behind the Meter | Yes | Net Metered Residential | Trinity Solar Inc. |  | PSE&G | Accepted | 2023-09-28 | 2023-10-19 | 2024-10-19 | Solar Panels | HANWHA 405 (Q.PEAK DUO BLK ML-G10+ 405) | HANWHA 405 (Q.PEAK DUO BLK ML-G10+ 405) |  | 0.405 | 5 | 118 | 30 |  | Fixed | Roof
NJADRE1554725784 | Administratively Determined Incentive Program | NORTH BERGEN | 7047 | 8 | 17.42 | Residential | Behind the Meter | Yes | Net Metered Residential | Trinity Solar Inc. |  | PSE&G | Accepted | 2023-09-28 | 2023-10-19 | 2024-10-19 | Solar Panels | HANWHA 405 (Q.PEAK DUO BLK ML-G10+ 405) | HANWHA 405 (Q.PEAK DUO BLK ML-G10+ 405) |  | 0.405 | 5 | 298 | 30 |  | Fixed | Roof
NJADRE1554725798 | Administratively Determined Incentive Program | AVENEL | 7001 | 11 | 7.81 | Residential | Behind the Meter | No | Net Metered Residential | Power Home Remodeling Group |  | PSE&G | Accepted | 2023-09-28 | 2023-10-20 | 2024-10-20 | Inverters | SolarEdge | SE6000H-US | 6000 |  | 1 |  |  | 0.99 |  | Outdoor
NJADRE1554725798 | Administratively Determined Incentive Program | AVENEL | 7001 | 11 | 7.81 | Residential | Behind the Meter | No | Net Metered Residential | Power Home Remodeling Group |  | PSE&G | Accepted | 2023-09-28 | 2023-10-20 | 2024-10-20 | Meters | SolarEdge | Revenue Grade Data Ansi C12.20 |  |  | 1 |  |  |  | Yes | Outdoor
NJADRE1554725798 | Administratively Determined Incentive Program | AVENEL | 7001 | 11 | 7.81 | Residential | Behind the Meter | No | Net Metered Residential | Power Home Remodeling Group |  | PSE&G | Accepted | 2023-09-28 | 2023-10-20 | 2024-10-20 | Solar Panels | Longi | LR40-60HPB-355M |  | 0.355 | 17 | 191 | 23 |  | Fixed | Roof
NJADRE1554725798 | Administratively Determined Incentive Program | AVENEL | 7001 | 11 | 7.81 | Residential | Behind the Meter | No | Net Metered Residential | Power Home Remodeling Group |  | PSE&G | Accepted | 2023-09-28 | 2023-10-20 | 2024-10-20 | Solar Panels | Longi | LR40-60HPB-355M |  | 0.355 | 5 | 11 | 23 |  | Fixed | Roof
NJADRE1554725804 | Administratively Determined Incentive Program | RED BANK | 7701 | 17 | 3.95 | Residential | Behind the Meter | Yes | Net Metered Residential | Sunrun Installation Services, Inc. |  | JCP&L | Accepted | 2023-09-28 | 2023-10-19 | 2024-10-19 | Inverters | SolarEdge Technologies | SE3800H-USMN | 3800 |  | 1 |  |  | 0.96 |  | Outdoor | next to meter
NJADRE1554725804 | Administratively Determined Incentive Program | RED BANK | 7701 | 17 | 3.95 | Residential | Behind the Meter | Yes | Net Metered Residential | Sunrun Installation Services, Inc. |  | JCP&L | Accepted | 2023-09-28 | 2023-10-19 | 2024-10-19 | Solar Panels | Trina Solar | TSM-395DE09C.07 |  | 0.395 | 10 | 175 | 33 |  | Fixed | Roof
NJADRE1554725813 | Administratively Determined Incentive Program | PILESGROVE | 8098 | 16 | 43.26 | Residential | Behind the Meter | No | Net Metered Residential | EMT Renewables |  | AC Electric | Accepted | 2023-09-28 | 2023-10-20 | 2024-10-20 | Inverters | IQ7x | ENPHASE | 315 |  | 103 |  |  | 0.98 |  | Other | UNDER EACH PANEL
NJADRE1554725813 | Administratively Determined Incentive Program | PILESGROVE | 8098 | 16 | 43.26 | Residential | Behind the Meter | No | Net Metered Residential | EMT Renewables |  | AC Electric | Accepted | 2023-09-28 | 2023-10-20 | 2024-10-20 | Solar Panels | REC 420 | REC ALPHA |  | 0.42 | 36 | 12 | 37 |  | Fixed | Roof
NJADRE1554725813 | Administratively Determined Incentive Program | PILESGROVE | 8098 | 16 | 43.26 | Residential | Behind the Meter | No | Net Metered Residential | EMT Renewables |  | AC Electric | Accepted | 2023-09-28 | 2023-10-20 | 2024-10-20 | Solar Panels | REC 420 | REC ALPHA |  | 0.42 | 14 | 349 | 19 |  | Fixed | Roof
NJADRE1554725813 | Administratively Determined Incentive Program | PILESGROVE | 8098 | 16 | 43.26 | Residential | Behind the Meter | No | Net Metered Residential | EMT Renewables |  | AC Electric | Accepted | 2023-09-28 | 2023-10-20 | 2024-10-20 | Solar Panels | REC 420 | REC ALPHA |  | 0.42 | 11 | 349 | 21 |  | Fixed | Roof
NJADRE1554725813 | Administratively Determined Incentive Program | PILESGROVE | 8098 | 16 | 43.26 | Residential | Behind the Meter | No | Net Metered Residential | EMT Renewables |  | AC Electric | Accepted | 2023-09-28 | 2023-10-20 | 2024-10-20 | Solar Panels | REC 420 | REC ALPHA |  | 0.42 | 3 | 79 | 29 |  | Fixed | Roof
NJADRE1554725813 | Administratively Determined Incentive Program | PILESGROVE | 8098 | 16 | 43.26 | Residential | Behind the Meter | No | Net Metered Residential | EMT Renewables |  | AC Electric | Accepted | 2023-09-28 | 2023-10-20 | 2024-10-20 | Solar Panels | REC 420 | REC ALPHA |  | 0.42 | 3 | 249 | 29 |  | Fixed | Roof
NJADRE1554725813 | Administratively Determined Incentive Program | PILESGROVE | 8098 | 16 | 43.26 | Residential | Behind the Meter | No | Net Metered Residential | EMT Renewables |  | AC Electric | Accepted | 2023-09-28 | 2023-10-20 | 2024-10-20 | Solar Panels | REC 420 | REC ALPHA |  | 0.42 | 32 | 349 | 30 |  | Fixed | Roof
NJADRE1554725813 | Administratively Determined Incentive Program | PILESGROVE | 8098 | 16 | 43.26 | Residential | Behind the Meter | No | Net Metered Residential | EMT Renewables |  | AC Electric | Accepted | 2023-09-28 | 2023-10-20 | 2024-10-20 | Solar Panels | REC 420 | REC ALPHA |  | 0.42 | 4 | 349 | 37 |  | Fixed | Roof
NJADRE1554726047 | Administratively Determined Incentive Program | RIVER EDGE | 7661 | 7 | 3.65 | Residential | Behind the Meter | Yes | Net Metered Residential | Trinity Solar Inc. |  | PSE&G | Accepted | 2023-09-28 | 2023-10-20 | 2024-10-20 | Inverters | Solar Edge | SE3000H-US | 3000 |  | 1 |  |  | 0.96 |  | Outdoor
NJADRE1554726047 | Administratively Determined Incentive Program | RIVER EDGE | 7661 | 7 | 3.65 | Residential | Behind the Meter | Yes | Net Metered Residential | Trinity Solar Inc. |  | PSE&G | Accepted | 2023-09-28 | 2023-10-20 | 2024-10-20 | Solar Panels | HANWHA 405 (Q.PEAK DUO BLK ML-G10+ 405) | HANWHA 405 (Q.PEAK DUO BLK ML-G10+ 405) |  | 0.405 | 4 | 109 | 30 |  | Fixed | Roof
NJADRE1554726047 | Administratively Determined Incentive Program | RIVER EDGE | 7661 | 7 | 3.65 | Residential | Behind the Meter | Yes | Net Metered Residential | Trinity Solar Inc. |  | PSE&G | Accepted | 2023-09-28 | 2023-10-20 | 2024-10-20 | Solar Panels | HANWHA 405 (Q.PEAK DUO BLK ML-G10+ 405) | HANWHA 405 (Q.PEAK DUO BLK ML-G10+ 405) |  | 0.405 | 3 | 289 | 30 |  | Fixed | Roof
NJADRE1554726047 | Administratively Determined Incentive Program | RIVER EDGE | 7661 | 7 | 3.65 | Residential | Behind the Meter | Yes | Net Metered Residential | Trinity Solar Inc. |  | PSE&G | Accepted | 2023-09-28 | 2023-10-20 | 2024-10-20 | Solar Panels | HANWHA 405 (Q.PEAK DUO BLK ML-G10+ 405) | HANWHA 405 (Q.PEAK DUO BLK ML-G10+ 405) |  | 0.405 | 2 | 109 | 10 |  | Fixed | Roof
NJADRE1554726160 | Administratively Determined Incentive Program | Millville | 8332 | 20 | 8.91 | Residential | Behind the Meter | Yes | Net Metered Residential | Trinity Solar Inc. |  | AC Electric | Accepted | 2023-09-28 | 2023-10-20 | 2024-10-20 | Inverters | Solar edge | SE7600H-US | 7600 |  | 1 |  |  | 0.97 |  | Outdoor
NJADRE1554726160 | Administratively Determined Incentive Program | Millville | 8332 | 20 | 8.91 | Residential | Behind the Meter | Yes | Net Metered Residential | Trinity Solar Inc. |  | AC Electric | Accepted | 2023-09-28 | 2023-10-20 | 2024-10-20 | Solar Panels | HANWHA 405 (Q.PEAK DUO BLK ML-G10+ 405) | HANWHA 405 (Q.PEAK DUO BLK ML-G10+ 405) |  | 0.405 | 14 | 140 | 30 |  | Fixed | Roof
NJADRE1554726160 | Administratively Determined Incentive Program | Millville | 8332 | 20 | 8.91 | Residential | Behind the Meter | Yes | Net Metered Residential | Trinity Solar Inc. |  | AC Electric | Accepted | 2023-09-28 | 2023-10-20 | 2024-10-20 | Solar Panels | HANWHA 405 (Q.PEAK DUO BLK ML-G10+ 405) | HANWHA 405 (Q.PEAK DUO BLK ML-G10+ 405) |  | 0.405 | 8 | 230 | 27 |  | Fixed | Roof
NJADRE1554726229 | Administratively Determined Incentive Program | GALLOWAY | 8205 | 19 | 3.47 | Residential | Behind the Meter | Yes | Net Metered Residential | Freedom Forever New Jersey LLC |  | AC Electric | Accepted | 2023-09-28 | 2023-10-20 | 2024-10-20 | Inverters | Solar Edge | SE3800H-USRGM | 3800 |  | 1 |  |  | 0.99 |  | Outdoor
NJADRE1554726229 | Administratively Determined Incentive Program | GALLOWAY | 8205 | 19 | 3.47 | Residential | Behind the Meter | Yes | Net Metered Residential | Freedom Forever New Jersey LLC |  | AC Electric | Accepted | 2023-09-28 | 2023-10-20 | 2024-10-20 | Solar Panels | Jinko Solar | JKM385M-72HB |  | 0.385 | 9 | 130 | 30 |  | Fixed | Roof
NJADRE1554726640 | Administratively Determined Incentive Program | SOUTH PLAINFIELD | 7080 | 11 | 10.01 | Residential | Behind the Meter | No | Net Metered Residential | Green House Solar |  | PSE&G | Accepted | 2023-09-28 | 2023-10-20 | 2024-10-20 | Inverters | enphase | iq7hs | 384 |  | 23 |  |  | 0.97 |  | Outdoor
NJADRE1554726640 | Administratively Determined Incentive Program | SOUTH PLAINFIELD | 7080 | 11 | 10.01 | Residential | Behind the Meter | No | Net Metered Residential | Green House Solar |  | PSE&G | Accepted | 2023-09-28 | 2023-10-20 | 2024-10-20 | Solar Panels | sunpower | m435 |  | 0.435 | 11 | 252 | 23 |  | Fixed | Roof
NJADRE1554726640 | Administratively Determined Incentive Program | SOUTH PLAINFIELD | 7080 | 11 | 10.01 | Residential | Behind the Meter | No | Net Metered Residential | Green House Solar |  | PSE&G | Accepted | 2023-09-28 | 2023-10-20 | 2024-10-20 | Solar Panels | sunpower | m435 |  | 0.435 | 5 | 162 | 23 |  | Fixed | Roof
NJADRE1554726640 | Administratively Determined Incentive Program | SOUTH PLAINFIELD | 7080 | 11 | 10.01 | Residential | Behind the Meter | No | Net Metered Residential | Green House Solar |  | PSE&G | Accepted | 2023-09-28 | 2023-10-20 | 2024-10-20 | Solar Panels | sunpower | m435 |  | 0.435 | 7 | 72 | 23 |  | Fixed | Roof
NJADRE1554726644 | Administratively Determined Incentive Program | BAYONNE | 7002 | 8 | 6.16 | Residential | Behind the Meter | Yes | Net Metered Residential | Freedom Forever New Jersey LLC |  | PSE&G | Accepted | 2023-09-28 | 2023-10-20 | 2024-10-20 | Inverters | Solar Edge | SE5000H-USRGM | 5000 |  | 1 |  |  | 0.99 |  | Outdoor
NJADRE1554726644 | Administratively Determined Incentive Program | BAYONNE | 7002 | 8 | 6.16 | Residential | Behind the Meter | Yes | Net Metered Residential | Freedom Forever New Jersey LLC |  | PSE&G | Accepted | 2023-09-28 | 2023-10-20 | 2024-10-20 | Solar Panels | Jinko Solar | JKM385M-6RL3-B |  | 0.385 | 9 | 124 | 18 |  | Fixed | Roof
NJADRE1554726644 | Administratively Determined Incentive Program | BAYONNE | 7002 | 8 | 6.16 | Residential | Behind the Meter | Yes | Net Metered Residential | Freedom Forever New Jersey LLC |  | PSE&G | Accepted | 2023-09-28 | 2023-10-20 | 2024-10-20 | Solar Panels | Jinko Solar | JKM385M-6RL3-B |  | 0.385 | 7 | 304 | 18 |  | Fixed | Roof
NJADRE1554726669 | Administratively Determined Incentive Program | WHITING | 8759 | 18 | 11.75 | Residential | Behind the Meter | Yes | Net Metered Residential | EMT Renewables |  | JCP&L | Accepted | 2023-09-28 | 2023-10-20 | 2024-10-20 | Inverters | IQ8+ | ENPHASE | 290 |  | 29 |  |  | 0.98 |  | Other | UNDER EACH PANEL
NJADRE1554726669 | Administratively Determined Incentive Program | WHITING | 8759 | 18 | 11.75 | Residential | Behind the Meter | Yes | Net Metered Residential | EMT Renewables |  | JCP&L | Accepted | 2023-09-28 | 2023-10-20 | 2024-10-20 | Solar Panels | Q PEAK DUO BLK | Q CELLS |  | 0.405 | 9 | 179 | 16 |  | Fixed | Roof
NJADRE1554726669 | Administratively Determined Incentive Program | WHITING | 8759 | 18 | 11.75 | Residential | Behind the Meter | Yes | Net Metered Residential | EMT Renewables |  | JCP&L | Accepted | 2023-09-28 | 2023-10-20 | 2024-10-20 | Solar Panels | Q PEAK DUO BLK | Q CELLS |  | 0.405 | 6 | 179 | 16 |  | Fixed | Roof
NJADRE1554726669 | Administratively Determined Incentive Program | WHITING | 8759 | 18 | 11.75 | Residential | Behind the Meter | Yes | Net Metered Residential | EMT Renewables |  | JCP&L | Accepted | 2023-09-28 | 2023-10-20 | 2024-10-20 | Solar Panels | Q PEAK DUO BLK | Q CELLS |  | 0.405 | 14 | 359 | 16 |  | Fixed | Roof
NJADRE1554726724 | Administratively Determined Incentive Program | FAIR LAWN | 7410 | 7 | 12.18 | Residential | Behind the Meter | No | Net Metered Residential | EMT Renewables |  | PSE&G | Accepted | 2023-09-28 | 2023-10-20 | 2024-10-20 | Inverters | IQ7x | ENPHASE | 315 |  | 29 |  |  | 0.98 |  | Other | UNDER EACH PANEL
NJADRE1554726724 | Administratively Determined Incentive Program | FAIR LAWN | 7410 | 7 | 12.18 | Residential | Behind the Meter | No | Net Metered Residential | EMT Renewables |  | PSE&G | Accepted | 2023-09-28 | 2023-10-20 | 2024-10-20 | Solar Panels | REC 420 | REC ALPHA |  | 0.42 | 13 | 70 | 39 |  | Fixed | Roof
NJADRE1554726724 | Administratively Determined Incentive Program | FAIR LAWN | 7410 | 7 | 12.18 | Residential | Behind the Meter | No | Net Metered Residential | EMT Renewables |  | PSE&G | Accepted | 2023-09-28 | 2023-10-20 | 2024-10-20 | Solar Panels | REC 420 | REC ALPHA |  | 0.42 | 6 | 250 | 11 |  | Fixed | Roof
NJADRE1554726724 | Administratively Determined Incentive Program | FAIR LAWN | 7410 | 7 | 12.18 | Residential | Behind the Meter | No | Net Metered Residential | EMT Renewables |  | PSE&G | Accepted | 2023-09-28 | 2023-10-20 | 2024-10-20 | Solar Panels | REC 420 | REC ALPHA |  | 0.42 | 4 | 340 | 11 |  | Fixed | Roof
NJADRE1554726724 | Administratively Determined Incentive Program | FAIR LAWN | 7410 | 7 | 12.18 | Residential | Behind the Meter | No | Net Metered Residential | EMT Renewables |  | PSE&G | Accepted | 2023-09-28 | 2023-10-20 | 2024-10-20 | Solar Panels | REC 420 | REC ALPHA |  | 0.42 | 3 | 160 | 11 |  | Fixed | Roof
NJADRE1554726724 | Administratively Determined Incentive Program | FAIR LAWN | 7410 | 7 | 12.18 | Residential | Behind the Meter | No | Net Metered Residential | EMT Renewables |  | PSE&G | Accepted | 2023-09-28 | 2023-10-20 | 2024-10-20 | Solar Panels | REC 420 | REC ALPHA |  | 0.42 | 1 | 250 | 23 |  | Fixed | Roof
NJADRE1554726724 | Administratively Determined Incentive Program | FAIR LAWN | 7410 | 7 | 12.18 | Residential | Behind the Meter | No | Net Metered Residential | EMT Renewables |  | PSE&G | Accepted | 2023-09-28 | 2023-10-20 | 2024-10-20 | Solar Panels | REC 420 | REC ALPHA |  | 0.42 | 2 | 70 | 23 |  | Fixed | Roof
NJADRE1554726937 | Administratively Determined Incentive Program | PLAINFIELD | 7063 | 10 | 7.51 | Residential | Behind the Meter | Yes | Net Metered Residential | Sunrun Installation Services, Inc. |  | PSE&G | Accepted | 2023-09-28 | 2023-10-20 | 2024-10-20 | Inverters | Delta Electronics | E6-TL-US | 5760 |  | 1 |  |  | 0.96 |  | Outdoor | Next To Meter
NJADRE1554726937 | Administratively Determined Incentive Program | PLAINFIELD | 7063 | 10 | 7.51 | Residential | Behind the Meter | Yes | Net Metered Residential | Sunrun Installation Services, Inc. |  | PSE&G | Accepted | 2023-09-28 | 2023-10-20 | 2024-10-20 | Solar Panels | Trina Solar | TSM-395DE09C.07 |  | 0.395 | 8 | 45 | 44 |  | Fixed | Roof
NJADRE1554726937 | Administratively Determined Incentive Program | PLAINFIELD | 7063 | 10 | 7.51 | Residential | Behind the Meter | Yes | Net Metered Residential | Sunrun Installation Services, Inc. |  | PSE&G | Accepted | 2023-09-28 | 2023-10-20 | 2024-10-20 | Solar Panels | Trina Solar | TSM-395DE09C.07 |  | 0.395 | 11 | 223 | 45 |  | Fixed | Roof
NJADRE1554726937 | Administratively Determined Incentive Program | PLAINFIELD | 7063 | 10 | 7.51 | Residential | Behind the Meter | Yes | Net Metered Residential | Sunrun Installation Services, Inc. |  | PSE&G | Accepted | 2023-09-28 | 2023-10-20 | 2024-10-20 | Electric Storage Battery | Tesla | Powerwall 2 AC |  |  | 1 |  |  |  | Lithium Ion |  | inside
NJADRE1554727019 | Administratively Determined Incentive Program | BRICK | 8723 | 18 | 3.38 | Residential | Behind the Meter | Yes | Net Metered Residential | Sunrun Installation Services, Inc. |  | JCP&L | Accepted | 2023-09-28 | 2023-10-20 | 2024-10-20 | Inverters | Delta Electronics | E4-TL-US | 3840 |  | 1 |  |  | 0.96 |  | Outdoor | Next To Meter
NJADRE1554727019 | Administratively Determined Incentive Program | BRICK | 8723 | 18 | 3.38 | Residential | Behind the Meter | Yes | Net Metered Residential | Sunrun Installation Services, Inc. |  | JCP&L | Accepted | 2023-09-28 | 2023-10-20 | 2024-10-20 | Solar Panels | Vikram Solar | VSMDHT.60.375.05 |  | 0.375 | 9 | 194 | 20 |  | Fixed | Roof
NJADRE1554729853 | Administratively Determined Incentive Program | LINDENWOLD | 8021 | 14 | 8.8 | Residential | Behind the Meter | Yes | Net Metered Residential | Suntuity Solar LLC |  | AC Electric | Accepted | 2023-09-29 | 2023-10-20 | 2024-10-20 | Inverters | ENPHASE | IQ8PLUS-72-2-US | 290 |  | 22 |  |  | 0.97 |  | Outdoor | Behind the PV modules
NJADRE1554729853 | Administratively Determined Incentive Program | LINDENWOLD | 8021 | 14 | 8.8 | Residential | Behind the Meter | Yes | Net Metered Residential | Suntuity Solar LLC |  | AC Electric | Accepted | 2023-09-29 | 2023-10-20 | 2024-10-20 | Solar Panels | CANADIANSOLAR | CS6R-400MS-HL |  | 0.4 | 22 | 88 | 26 |  | Fixed | Roof
NJADRE1554729857 | Administratively Determined Incentive Program | MERCHANTVILLE | 8109 | 14 | 4 | Residential | Behind the Meter | No | Net Metered Residential | Suntuity Solar LLC |  | PSE&G | Accepted | 2023-09-29 | 2023-10-20 | 2024-10-20 | Inverters | ENPHASE | IQ8PLUS-72-2-US | 290 |  | 10 |  |  | 0.97 |  | Outdoor | Behind the PV modules
NJADRE1554729857 | Administratively Determined Incentive Program | MERCHANTVILLE | 8109 | 14 | 4 | Residential | Behind the Meter | No | Net Metered Residential | Suntuity Solar LLC |  | PSE&G | Accepted | 2023-09-29 | 2023-10-20 | 2024-10-20 | Solar Panels | CANADIAN SOLAR | CS6R-400MS-HL |  | 0.4 | 10 | 174 | 1 |  | Fixed | Roof
NJADRE1554729860 | Administratively Determined Incentive Program | BORDENTOWN | 8505 | 13 | 8.4 | Residential | Behind the Meter | Yes | Net Metered Residential | Suntuity Solar LLC |  | PSE&G | Accepted | 2023-09-29 | 2023-10-20 | 2024-10-20 | Inverters | (21) ENPHASE | IQ8PLUS-72-2-US | 290 |  | 21 |  |  | 0.97 |  | Outdoor | Behind the PV modules
NJADRE1554729860 | Administratively Determined Incentive Program | BORDENTOWN | 8505 | 13 | 8.4 | Residential | Behind the Meter | Yes | Net Metered Residential | Suntuity Solar LLC |  | PSE&G | Accepted | 2023-09-29 | 2023-10-20 | 2024-10-20 | Solar Panels | (21) CANADIAN SOLAR | CS6R-400MS-HL |  | 0.4 | 7 | 90 | 38 |  | Fixed | Roof
NJADRE1554729860 | Administratively Determined Incentive Program | BORDENTOWN | 8505 | 13 | 8.4 | Residential | Behind the Meter | Yes | Net Metered Residential | Suntuity Solar LLC |  | PSE&G | Accepted | 2023-09-29 | 2023-10-20 | 2024-10-20 | Solar Panels | (21) CANADIAN SOLAR | CS6R-400MS-HL |  | 0.4 | 7 | 270 | 38 |  | Fixed | Roof
NJADRE1554729860 | Administratively Determined Incentive Program | BORDENTOWN | 8505 | 13 | 8.4 | Residential | Behind the Meter | Yes | Net Metered Residential | Suntuity Solar LLC |  | PSE&G | Accepted | 2023-09-29 | 2023-10-20 | 2024-10-20 | Solar Panels | (21) CANADIAN SOLAR | CS6R-400MS-HL |  | 0.4 | 3 | 180 | 18 |  | Fixed | Roof
NJADRE1554729860 | Administratively Determined Incentive Program | BORDENTOWN | 8505 | 13 | 8.4 | Residential | Behind the Meter | Yes | Net Metered Residential | Suntuity Solar LLC |  | PSE&G | Accepted | 2023-09-29 | 2023-10-20 | 2024-10-20 | Solar Panels | (21) CANADIAN SOLAR | CS6R-400MS-HL |  | 0.4 | 4 | 180 | 16 |  | Fixed | Roof
NJADRE1554729864 | Administratively Determined Incentive Program | , Swedsboro , New Jersey | 8085 | 15 | 11.2 | Residential | Behind the Meter | Yes | Net Metered Residential | Suntuity Solar LLC |  | AC Electric | Accepted | 2023-09-29 | 2023-10-20 | 2024-10-20 | Inverters | (28) ENPHASE | IQ8PLUS-72-2-US | 290 |  | 28 |  |  | 0.97 |  | Outdoor | Behind the PV modules
NJADRE1554729864 | Administratively Determined Incentive Program | , Swedsboro , New Jersey | 8085 | 15 | 11.2 | Residential | Behind the Meter | Yes | Net Metered Residential | Suntuity Solar LLC |  | AC Electric | Accepted | 2023-09-29 | 2023-10-20 | 2024-10-20 | Solar Panels | (28) CANADIAN SOLAR | CS6R-400MS-HL |  | 0.4 | 13 | 144 | 37 |  | Fixed | Roof
NJADRE1554729864 | Administratively Determined Incentive Program | , Swedsboro , New Jersey | 8085 | 15 | 11.2 | Residential | Behind the Meter | Yes | Net Metered Residential | Suntuity Solar LLC |  | AC Electric | Accepted | 2023-09-29 | 2023-10-20 | 2024-10-20 | Solar Panels | (28) CANADIAN SOLAR | CS6R-400MS-HL |  | 0.4 | 6 | 234 | 44 |  | Fixed | Roof
NJADRE1554729864 | Administratively Determined Incentive Program | , Swedsboro , New Jersey | 8085 | 15 | 11.2 | Residential | Behind the Meter | Yes | Net Metered Residential | Suntuity Solar LLC |  | AC Electric | Accepted | 2023-09-29 | 2023-10-20 | 2024-10-20 | Solar Panels | (28) CANADIAN SOLAR | CS6R-400MS-HL |  | 0.4 | 5 | 234 | 44 |  | Fixed | Roof
NJADRE1554729864 | Administratively Determined Incentive Program | , Swedsboro , New Jersey | 8085 | 15 | 11.2 | Residential | Behind the Meter | Yes | Net Metered Residential | Suntuity Solar LLC |  | AC Electric | Accepted | 2023-09-29 | 2023-10-20 | 2024-10-20 | Solar Panels | (28) CANADIAN SOLAR | CS6R-400MS-HL |  | 0.4 | 4 | 234 | 44 |  | Fixed | Roof
NJADRE1554729887 | Administratively Determined Incentive Program | FORKED RIVER | 8731 | 18 | 5.04 | Residential | Behind the Meter | No | Net Metered Residential | EMT Renewables |  | JCP&L | Accepted | 2023-09-29 | 2023-10-20 | 2024-10-20 | Inverters | IQ7x | ENPHASE | 315 |  | 12 |  |  | 0.98 |  | Other | UNDER EACH PANEL
NJADRE1554729887 | Administratively Determined Incentive Program | FORKED RIVER | 8731 | 18 | 5.04 | Residential | Behind the Meter | No | Net Metered Residential | EMT Renewables |  | JCP&L | Accepted | 2023-09-29 | 2023-10-20 | 2024-10-20 | Solar Panels | REC 420 | REC ALPHA |  | 0.42 | 12 | 195 | 22 |  | Fixed | Roof
NJADRE1554729894 | Administratively Determined Incentive Program | BLACKWOOD | 8012 | 14 | 8.5 | Residential | Behind the Meter | Yes | Net Metered Residential | Vision Solar LLC |  | AC Electric | Accepted | 2023-09-29 | 2023-10-23 | 2024-10-23 | Solar Panels | HANWHA | Q.PEAK DUO BLK-G8+ 340 |  | 0.34 | 3 | 70 | 30 |  | Fixed | Roof
NJADRE1554729894 | Administratively Determined Incentive Program | BLACKWOOD | 8012 | 14 | 8.5 | Residential | Behind the Meter | Yes | Net Metered Residential | Vision Solar LLC |  | AC Electric | Accepted | 2023-09-29 | 2023-10-23 | 2024-10-23 | Solar Panels | HANWHA | Q.PEAK DUO BLK-G8+ 340 |  | 0.34 | 5 | 340 | 30 |  | Fixed | Roof
NJADRE1554729894 | Administratively Determined Incentive Program | BLACKWOOD | 8012 | 14 | 8.5 | Residential | Behind the Meter | Yes | Net Metered Residential | Vision Solar LLC |  | AC Electric | Accepted | 2023-09-29 | 2023-10-23 | 2024-10-23 | Solar Panels | HANWHA | Q.PEAK DUO BLK-G8+ 340 |  | 0.34 | 11 | 70 | 41 |  | Fixed | Roof
NJADRE1554729894 | Administratively Determined Incentive Program | BLACKWOOD | 8012 | 14 | 8.5 | Residential | Behind the Meter | Yes | Net Metered Residential | Vision Solar LLC |  | AC Electric | Accepted | 2023-09-29 | 2023-10-23 | 2024-10-23 | Solar Panels | HANWHA | Q.PEAK DUO BLK-G8+ 340 |  | 0.34 | 6 | 250 | 19 |  | Fixed | Roof
NJADRE1554729894 | Administratively Determined Incentive Program | BLACKWOOD | 8012 | 14 | 8.5 | Residential | Behind the Meter | Yes | Net Metered Residential | Vision Solar LLC |  | AC Electric | Accepted | 2023-09-29 | 2023-10-23 | 2024-10-23 | Inverters | ENPHASE | IQ7-60-2-US | 240 |  | 25 |  |  | 0.97 |  | Other | under panels
NJADRE1554729894 | Administratively Determined Incentive Program | BLACKWOOD | 8012 | 14 | 8.5 | Residential | Behind the Meter | Yes | Net Metered Residential | Vision Solar LLC |  | AC Electric | Accepted | 2023-09-29 | 2023-10-23 | 2024-10-23 | Meters | Enphase | X-IQ-AM1-240-3-ES |  |  | 1 |  |  |  | Yes | Outdoor
NJADRE1554729933 | Administratively Determined Incentive Program | NETCONG | 7857 | 3 | 9.72 | Residential | Behind the Meter | Yes | Net Metered Residential | Pro Custom Solar dba Momentum Solar |  | JCP&L | Accepted | 2023-09-29 | 2023-10-20 | 2024-10-20 | Solar Panels | Â Q. PEAK DUO BLK-G10+405 | hanwha |  | 0.405 | 16 | 174 | 40 |  | Fixed | Roof
NJADRE1554729933 | Administratively Determined Incentive Program | NETCONG | 7857 | 3 | 9.72 | Residential | Behind the Meter | Yes | Net Metered Residential | Pro Custom Solar dba Momentum Solar |  | JCP&L | Accepted | 2023-09-29 | 2023-10-20 | 2024-10-20 | Solar Panels | Â Q. PEAK DUO BLK-G10+405 | hanwha |  | 0.405 | 8 | 354 | 40 |  | Fixed | Roof
NJADRE1554729933 | Administratively Determined Incentive Program | NETCONG | 7857 | 3 | 9.72 | Residential | Behind the Meter | Yes | Net Metered Residential | Pro Custom Solar dba Momentum Solar |  | JCP&L | Accepted | 2023-09-29 | 2023-10-20 | 2024-10-20 | Inverters | IQ8PLUS-72-2-US | enphase | 290 |  | 24 |  |  | 0.97 |  | Other
NJADRE1554729938 | Administratively Determined Incentive Program | PLEASANTVILLE | 8232 | 19 | 10.4 | Residential | Behind the Meter | No | Net Metered Residential | CE Team Inc |  | AC Electric | Accepted | 2023-09-29 | 2023-10-20 | 2024-10-20 | Inverters | AP SYSTEMS | DS3-L | 768 |  | 13 |  |  | 0.965 |  | Outdoor | UNDER EACH OTHER PANEL
NJADRE1554729938 | Administratively Determined Incentive Program | PLEASANTVILLE | 8232 | 19 | 10.4 | Residential | Behind the Meter | No | Net Metered Residential | CE Team Inc |  | AC Electric | Accepted | 2023-09-29 | 2023-10-20 | 2024-10-20 | Solar Panels | SILFAB | SIL-400 NU |  | 0.4 | 12 | 260 | 20 |  | Fixed | Roof
NJADRE1554729938 | Administratively Determined Incentive Program | PLEASANTVILLE | 8232 | 19 | 10.4 | Residential | Behind the Meter | No | Net Metered Residential | CE Team Inc |  | AC Electric | Accepted | 2023-09-29 | 2023-10-20 | 2024-10-20 | Solar Panels | SILFAB | SIL-400 NU |  | 0.4 | 2 | 296 | 20 |  | Fixed | Roof
NJADRE1554729938 | Administratively Determined Incentive Program | PLEASANTVILLE | 8232 | 19 | 10.4 | Residential | Behind the Meter | No | Net Metered Residential | CE Team Inc |  | AC Electric | Accepted | 2023-09-29 | 2023-10-20 | 2024-10-20 | Solar Panels | SILFAB | SIL-400 NU |  | 0.4 | 2 | 116 | 20 |  | Fixed | Roof
NJADRE1554729938 | Administratively Determined Incentive Program | PLEASANTVILLE | 8232 | 19 | 10.4 | Residential | Behind the Meter | No | Net Metered Residential | CE Team Inc |  | AC Electric | Accepted | 2023-09-29 | 2023-10-20 | 2024-10-20 | Solar Panels | SILFAB | SIL-400 NU |  | 0.4 | 10 | 26 | 20 |  | Fixed | Roof
NJADRE1554729938 | Administratively Determined Incentive Program | PLEASANTVILLE | 8232 | 19 | 10.4 | Residential | Behind the Meter | No | Net Metered Residential | CE Team Inc |  | AC Electric | Accepted | 2023-09-29 | 2023-10-20 | 2024-10-20 | Meters | Haileah | cl200 | 3 |  | 1 |  |  |  | Yes | Outdoor
NJADRE1554729942 | Administratively Determined Incentive Program | PATERSON | 7502 | 6 | 6.97 | Residential | Behind the Meter | No | Net Metered Residential | EMT Renewables |  | PSE&G | Accepted | 2023-09-29 | 2023-10-20 | 2024-10-20 | Inverters | IQ8+ | ENPHASE | 290 |  | 17 |  |  | 0.98 |  | Other | UNDER EACH PANEL
NJADRE1554729942 | Administratively Determined Incentive Program | PATERSON | 7502 | 6 | 6.97 | Residential | Behind the Meter | No | Net Metered Residential | EMT Renewables |  | PSE&G | Accepted | 2023-09-29 | 2023-10-20 | 2024-10-20 | Solar Panels | SIV 410 | SEG SOLAR |  | 0.41 | 5 | 229 | 11 |  | Fixed | Roof
NJADRE1554729942 | Administratively Determined Incentive Program | PATERSON | 7502 | 6 | 6.97 | Residential | Behind the Meter | No | Net Metered Residential | EMT Renewables |  | PSE&G | Accepted | 2023-09-29 | 2023-10-20 | 2024-10-20 | Solar Panels | SIV 410 | SEG SOLAR |  | 0.41 | 8 | 49 | 11 |  | Fixed | Roof
NJADRE1554729942 | Administratively Determined Incentive Program | PATERSON | 7502 | 6 | 6.97 | Residential | Behind the Meter | No | Net Metered Residential | EMT Renewables |  | PSE&G | Accepted | 2023-09-29 | 2023-10-20 | 2024-10-20 | Solar Panels | SIV 410 | SEG SOLAR |  | 0.41 | 4 | 229 | 1 |  | Fixed | Roof
NJADRE1554729946 | Administratively Determined Incentive Program | PISCATAWAY | 8854 | 11 | 10.4 | Residential | Behind the Meter | Yes | Net Metered Residential | Sunny Mac LLC |  | PSE&G | Accepted | 2023-09-29 | 2023-10-20 | 2024-10-20 | Solar Panels | Q.PEAK DUO BLK ML-G10+400 | HANWHA |  | 0.4 | 10 | 263 | 26 |  | Fixed | Roof
NJADRE1554729946 | Administratively Determined Incentive Program | PISCATAWAY | 8854 | 11 | 10.4 | Residential | Behind the Meter | Yes | Net Metered Residential | Sunny Mac LLC |  | PSE&G | Accepted | 2023-09-29 | 2023-10-20 | 2024-10-20 | Solar Panels | Q.PEAK DUO BLK ML-G10+400 | HANWHA |  | 0.4 | 16 | 83 | 26 |  | Fixed | Roof
NJADRE1554729946 | Administratively Determined Incentive Program | PISCATAWAY | 8854 | 11 | 10.4 | Residential | Behind the Meter | Yes | Net Metered Residential | Sunny Mac LLC |  | PSE&G | Accepted | 2023-09-29 | 2023-10-20 | 2024-10-20 | Inverters | SE7600H-US | SOLAREDGE | 7600 |  | 1 |  |  | 0.1 |  | Outdoor | NEXT TO METER
NJADRE1554729987 | Administratively Determined Incentive Program | WINSLOW TOWNSHIP | 8081 | 14 | 9.2 | Residential | Behind the Meter | Yes | Net Metered Residential | SunnyMac LLC |  | PSE&G | Accepted | 2023-09-29 | 2023-10-20 | 2024-10-20 | Solar Panels | Q.PEAK DUO BLK ML-G10+400 | HANWHA |  | 0.4 | 8 | 193 | 27 |  | Fixed | Roof
NJADRE1554729987 | Administratively Determined Incentive Program | WINSLOW TOWNSHIP | 8081 | 14 | 9.2 | Residential | Behind the Meter | Yes | Net Metered Residential | SunnyMac LLC |  | PSE&G | Accepted | 2023-09-29 | 2023-10-20 | 2024-10-20 | Solar Panels | Q.PEAK DUO BLK ML-G10+400 | HANWHA |  | 0.4 | 7 | 193 | 27 |  | Fixed | Roof
NJADRE1554729987 | Administratively Determined Incentive Program | WINSLOW TOWNSHIP | 8081 | 14 | 9.2 | Residential | Behind the Meter | Yes | Net Metered Residential | SunnyMac LLC |  | PSE&G | Accepted | 2023-09-29 | 2023-10-20 | 2024-10-20 | Solar Panels | Q.PEAK DUO BLK ML-G10+400 | HANWHA |  | 0.4 | 8 | 13 | 27 |  | Fixed | Roof
NJADRE1554729987 | Administratively Determined Incentive Program | WINSLOW TOWNSHIP | 8081 | 14 | 9.2 | Residential | Behind the Meter | Yes | Net Metered Residential | SunnyMac LLC |  | PSE&G | Accepted | 2023-09-29 | 2023-10-20 | 2024-10-20 | Inverters | SE7600H-US | SOLAREDGE | 7600 |  | 1 |  |  | 0.1 |  | Outdoor | NEXT TO METER
NJADRE1554729987 | Administratively Determined Incentive Program | WINSLOW TOWNSHIP | 8081 | 14 | 9.2 | Residential | Behind the Meter | Yes | Net Metered Residential | SunnyMac LLC |  | PSE&G | Accepted | 2023-09-29 | 2023-10-20 | 2024-10-20 | Meters | SE-RGMTR-1D-240C-B | Solaredge |  |  | 1 |  |  |  | Yes | Outdoor
NJADRE1554730000 | Administratively Determined Incentive Program | PISCATAWAY | 8854 | 11 | 7.7 | Residential | Behind the Meter | Yes | Net Metered Residential | Pro Custom Solar dba Momentum Solar |  | PSE&G | Accepted | 2023-09-29 | 2023-10-20 | 2024-10-20 | Solar Panels | Â Q. PEAK DUO BLK-G10+405 | hanwha |  | 0.405 | 9 | 236 | 37 |  | Fixed | Roof
NJADRE1554730000 | Administratively Determined Incentive Program | PISCATAWAY | 8854 | 11 | 7.7 | Residential | Behind the Meter | Yes | Net Metered Residential | Pro Custom Solar dba Momentum Solar |  | PSE&G | Accepted | 2023-09-29 | 2023-10-20 | 2024-10-20 | Solar Panels | Â Q. PEAK DUO BLK-G10+405 | hanwha |  | 0.405 | 2 | 146 | 38 |  | Fixed | Roof
NJADRE1554730000 | Administratively Determined Incentive Program | PISCATAWAY | 8854 | 11 | 7.7 | Residential | Behind the Meter | Yes | Net Metered Residential | Pro Custom Solar dba Momentum Solar |  | PSE&G | Accepted | 2023-09-29 | 2023-10-20 | 2024-10-20 | Solar Panels | Â Q. PEAK DUO BLK-G10+405 | hawnha |  | 0.405 | 8 | 236 | 36 |  | Fixed | Roof
NJADRE1554730000 | Administratively Determined Incentive Program | PISCATAWAY | 8854 | 11 | 7.7 | Residential | Behind the Meter | Yes | Net Metered Residential | Pro Custom Solar dba Momentum Solar |  | PSE&G | Accepted | 2023-09-29 | 2023-10-20 | 2024-10-20 | Inverters | IQ8PLUS-72-2-US | enphase | 290 |  | 19 |  |  | 0.97 |  | Outdoor
NJADRE1554730040 | Administratively Determined Incentive Program | CARTERET | 7008 | 11 | 6.21 | Residential | Behind the Meter | No | Net Metered Residential | Power Home Remodeling |  | PSE&G | Accepted | 2023-09-29 | 2023-10-24 | 2024-10-24 | Inverters | SolarEdge | SE5000H-US | 5000 |  | 1 |  |  | 0.99 |  | Outdoor
NJADRE1554730040 | Administratively Determined Incentive Program | CARTERET | 7008 | 11 | 6.21 | Residential | Behind the Meter | No | Net Metered Residential | Power Home Remodeling |  | PSE&G | Accepted | 2023-09-29 | 2023-10-24 | 2024-10-24 | Meters | SolarEdge | Revenue Grade Data Ansi C12.20 |  |  | 1 |  |  |  | Yes | Outdoor
NJADRE1554730040 | Administratively Determined Incentive Program | CARTERET | 7008 | 11 | 6.21 | Residential | Behind the Meter | No | Net Metered Residential | Power Home Remodeling |  | PSE&G | Accepted | 2023-09-29 | 2023-10-24 | 2024-10-24 | Solar Panels | QCell | Q.PEAKDUOBLK-G10+365 |  | 0.365 | 9 | 105 | 38 |  | Fixed | Roof
NJADRE1554730040 | Administratively Determined Incentive Program | CARTERET | 7008 | 11 | 6.21 | Residential | Behind the Meter | No | Net Metered Residential | Power Home Remodeling |  | PSE&G | Accepted | 2023-09-29 | 2023-10-24 | 2024-10-24 | Solar Panels | QCell | Q.PEAKDUOBLK-G10+365 |  | 0.365 | 8 | 285 | 39 |  | Fixed | Roof
NJADRE1554730060 | Administratively Determined Incentive Program | GARFIELD | 7026 | 7 | 4.05 | Residential | Behind the Meter | No | Small Net-Metered Non-Residential located on Rooftop, Carport, Canopy and Floating Solar | PlugPV, LLC |  | PSE&G | Accepted | 2023-09-29 | 2023-10-23 | 2024-10-23 | Inverters | SOLAREDGE | SE3800H-US | 3800 |  | 1 |  |  | 0.98 |  | Outside
NJADRE1554730060 | Administratively Determined Incentive Program | GARFIELD | 7026 | 7 | 4.05 | Residential | Behind the Meter | No | Small Net-Metered Non-Residential located on Rooftop, Carport, Canopy and Floating Solar | PlugPV, LLC |  | PSE&G | Accepted | 2023-09-29 | 2023-10-23 | 2024-10-23 | Solar Panels | REC SOLAR | REC405AA PURE BLACK SERIES |  | 0.405 | 10 | 131 | 26 |  | Fixed | Roof
NJADRE1554730077 | Administratively Determined Incentive Program | UNION CITY | 7087 | 8 | 13.77 | Residential | Behind the Meter | Yes | Net Metered Residential | Trinity Solar Inc. |  | PSE&G | Accepted | 2023-09-29 | 2023-10-20 | 2024-10-20 | Inverters | Solar Edge | SE11400H-US | 11400 |  | 1 |  |  | 0.97 |  | Outdoor
NJADRE1554730077 | Administratively Determined Incentive Program | UNION CITY | 7087 | 8 | 13.77 | Residential | Behind the Meter | Yes | Net Metered Residential | Trinity Solar Inc. |  | PSE&G | Accepted | 2023-09-29 | 2023-10-20 | 2024-10-20 | Solar Panels | Hanwha | Q.PEAK DUO BLK ML-G10+ 405 |  | 0.405 | 22 | 32 | 5 |  | Fixed | Roof
NJADRE1554730077 | Administratively Determined Incentive Program | UNION CITY | 7087 | 8 | 13.77 | Residential | Behind the Meter | Yes | Net Metered Residential | Trinity Solar Inc. |  | PSE&G | Accepted | 2023-09-29 | 2023-10-20 | 2024-10-20 | Solar Panels | Hanwha | Q.PEAK DUO BLK ML-G10+ 405 |  | 0.405 | 12 | 32 | 5 |  | Fixed | Roof
NJADRE1554730104 | Administratively Determined Incentive Program | GARFIELD | 7026 | 7 | 4.86 | Residential | Behind the Meter | No | Net Metered Residential | PlugPV, LLC |  | PSE&G | Accepted | 2023-09-29 | 2023-10-20 | 2024-10-20 | Inverters | SOLAREDGE | SE5000H-US | 5000 |  | 1 |  |  | 0.98 |  | Outdoor
NJADRE1554730104 | Administratively Determined Incentive Program | GARFIELD | 7026 | 7 | 4.86 | Residential | Behind the Meter | No | Net Metered Residential | PlugPV, LLC |  | PSE&G | Accepted | 2023-09-29 | 2023-10-20 | 2024-10-20 | Solar Panels | REC SOLAR | REC405AA PURE BLACK SERIES |  | 0.405 | 5 | 221 | 26 |  | Fixed | Roof
NJADRE1554730104 | Administratively Determined Incentive Program | GARFIELD | 7026 | 7 | 4.86 | Residential | Behind the Meter | No | Net Metered Residential | PlugPV, LLC |  | PSE&G | Accepted | 2023-09-29 | 2023-10-20 | 2024-10-20 | Solar Panels | REC SOLAR | REC405AA PURE BLACK SERIES |  | 0.405 | 7 | 311 | 26 |  | Fixed | Roof
NJADRE1554730123 | Administratively Determined Incentive Program | JERSEY CITY | 7305 | 8 | 3.65 | Residential | Behind the Meter | No | Net Metered Residential | Voltaic Solaire LLC |  | PSE&G | Accepted | 2023-10-17 | 2023-11-15 | 2024-11-15 | Inverters | Solar Edge | SE3000H-US | 3000 |  | 1 |  |  | 0.99 |  | Outside
NJADRE1554730123 | Administratively Determined Incentive Program | JERSEY CITY | 7305 | 8 | 3.65 | Residential | Behind the Meter | No | Net Metered Residential | Voltaic Solaire LLC |  | PSE&G | Accepted | 2023-10-17 | 2023-11-15 | 2024-11-15 | Solar Panels | Hanwha Q.Cells | Q.PEAK 405W |  | 0.405 | 9 | 132 | 45 |  | Fixed | Roof
NJADRE1554730132 | Administratively Determined Incentive Program | LITTLE EGG HARBOR | 8087 | 18 | 8.91 | Residential | Behind the Meter | No | Net Metered Residential | Trinity Solar |  | AC Electric | Accepted | 2023-09-29 | 2023-10-20 | 2024-10-20 | Inverters | Solar Edge | SE7600H-US000BEi4 | 7600 |  | 1 |  |  | 0.97 |  | Outdoor
NJADRE1554730132 | Administratively Determined Incentive Program | LITTLE EGG HARBOR | 8087 | 18 | 8.91 | Residential | Behind the Meter | No | Net Metered Residential | Trinity Solar |  | AC Electric | Accepted | 2023-09-29 | 2023-10-20 | 2024-10-20 | Solar Panels | HANWHA | Q.PEAK DUO BLK ML-G10+ 405 |  | 0.405 | 11 | 223 | 27 |  | Fixed | Roof
NJADRE1554730132 | Administratively Determined Incentive Program | LITTLE EGG HARBOR | 8087 | 18 | 8.91 | Residential | Behind the Meter | No | Net Metered Residential | Trinity Solar |  | AC Electric | Accepted | 2023-09-29 | 2023-10-20 | 2024-10-20 | Solar Panels | HANWHA | Q.PEAK DUO BLK ML-G10+ 405 |  | 0.405 | 5 | 133 | 32 |  | Fixed | Roof
NJADRE1554730132 | Administratively Determined Incentive Program | LITTLE EGG HARBOR | 8087 | 18 | 8.91 | Residential | Behind the Meter | No | Net Metered Residential | Trinity Solar |  | AC Electric | Accepted | 2023-09-29 | 2023-10-20 | 2024-10-20 | Solar Panels | HANWHA | Q.PEAK DUO BLK ML-G10+ 405 |  | 0.405 | 6 | 223 | 27 |  | Fixed | Roof
NJADRE1554730136 | Administratively Determined Incentive Program | Little Egg Harbor Township | 8087 | 18 | 12.8 | Residential | Behind the Meter | Yes | Net Metered Residential | Sunny Mac LLC |  | AC Electric | Accepted | 2023-09-29 | 2023-10-20 | 2024-10-20 | Solar Panels | Q.PEAK DUO BLK ML-G10+400 | HANWHA |  | 0.4 | 4 | 275 | 45 |  | Fixed | Roof
NJADRE1554730136 | Administratively Determined Incentive Program | Little Egg Harbor Township | 8087 | 18 | 12.8 | Residential | Behind the Meter | Yes | Net Metered Residential | Sunny Mac LLC |  | AC Electric | Accepted | 2023-09-29 | 2023-10-20 | 2024-10-20 | Solar Panels | Q.PEAK DUO BLK ML-G10+400 | HANWHA |  | 0.4 | 28 | 95 | 45 |  | Fixed | Roof
NJADRE1554730136 | Administratively Determined Incentive Program | Little Egg Harbor Township | 8087 | 18 | 12.8 | Residential | Behind the Meter | Yes | Net Metered Residential | Sunny Mac LLC |  | AC Electric | Accepted | 2023-09-29 | 2023-10-20 | 2024-10-20 | Inverters | SE 10000H-US | SOLAREDGE | 10000 |  | 1 |  |  | 0.1 |  | Outdoor | NEXT TO METER
NJADRE1554730136 | Administratively Determined Incentive Program | Little Egg Harbor Township | 8087 | 18 | 12.8 | Residential | Behind the Meter | Yes | Net Metered Residential | Sunny Mac LLC |  | AC Electric | Accepted | 2023-09-29 | 2023-10-20 | 2024-10-20 | Meters | SE-RGMTR-1D-240C-B | Solaredge |  |  | 1 |  |  |  | Yes | Outdoor
NJADRE1554730145 | Administratively Determined Incentive Program | NUTLEY | 7110 | 9 | 5.46 | Residential | Behind the Meter | Yes | Net Metered Residential | EMT Renewables |  | PSE&G | Accepted | 2023-09-29 | 2023-10-23 | 2024-10-23 | Inverters | ENPHASE | IQ7x | 315 |  | 13 |  |  | 0.98 |  | Other | UNDER EACH PANEL
NJADRE1554730145 | Administratively Determined Incentive Program | NUTLEY | 7110 | 9 | 5.46 | Residential | Behind the Meter | Yes | Net Metered Residential | EMT Renewables |  | PSE&G | Accepted | 2023-09-29 | 2023-10-23 | 2024-10-23 | Solar Panels | REC ALPHA | REC 420 |  | 0.42 | 6 | 209 | 38 |  | Fixed | Roof
NJADRE1554730145 | Administratively Determined Incentive Program | NUTLEY | 7110 | 9 | 5.46 | Residential | Behind the Meter | Yes | Net Metered Residential | EMT Renewables |  | PSE&G | Accepted | 2023-09-29 | 2023-10-23 | 2024-10-23 | Solar Panels | REC ALPHA | REC 420 |  | 0.42 | 2 | 119 | 46 |  | Fixed | Roof
NJADRE1554730145 | Administratively Determined Incentive Program | NUTLEY | 7110 | 9 | 5.46 | Residential | Behind the Meter | Yes | Net Metered Residential | EMT Renewables |  | PSE&G | Accepted | 2023-09-29 | 2023-10-23 | 2024-10-23 | Solar Panels | REC ALPHA | REC 420 |  | 0.42 | 4 | 29 | 38 |  | Fixed | Roof
NJADRE1554730145 | Administratively Determined Incentive Program | NUTLEY | 7110 | 9 | 5.46 | Residential | Behind the Meter | Yes | Net Metered Residential | EMT Renewables |  | PSE&G | Accepted | 2023-09-29 | 2023-10-23 | 2024-10-23 | Solar Panels | REC ALPHA | REC 420 |  | 0.42 | 1 | 29 | 36 |  | Fixed | Roof
NJADRE1554730208 | Administratively Determined Incentive Program | EGG HARBOR TOWNSHIP | 8234 | 19 | 14.63 | Residential | Behind the Meter | Yes | Net Metered Residential | Sunrun Installation Services, Inc. |  | AC Electric | Accepted | 2023-09-29 | 2023-10-23 | 2024-10-23 | Inverters | SolarEdge Technologies | SE10000H-USSN | 10000 |  | 1 |  |  | 0.96 |  | Outdoor | next to meter
NJADRE1554730208 | Administratively Determined Incentive Program | EGG HARBOR TOWNSHIP | 8234 | 19 | 14.63 | Residential | Behind the Meter | Yes | Net Metered Residential | Sunrun Installation Services, Inc. |  | AC Electric | Accepted | 2023-09-29 | 2023-10-23 | 2024-10-23 | Solar Panels | Vikram Solar | VSMDHT.60.375.05 |  | 0.375 | 7 | 225 | 30 |  | Fixed | Roof
NJADRE1554730208 | Administratively Determined Incentive Program | EGG HARBOR TOWNSHIP | 8234 | 19 | 14.63 | Residential | Behind the Meter | Yes | Net Metered Residential | Sunrun Installation Services, Inc. |  | AC Electric | Accepted | 2023-09-29 | 2023-10-23 | 2024-10-23 | Solar Panels | Vikram Solar | VSMDHT.60.375.05 |  | 0.375 | 32 | 45 | 28 |  | Fixed | Roof
NJADRE1554730583 | Administratively Determined Incentive Program | BELLEVILLE | 7109 | 9 | 6.48 | Residential | Behind the Meter | No | Net Metered Residential | Big Wave Roofing and Solar LLC |  | PSE&G | Accepted | 2023-09-29 | 2023-10-23 | 2024-10-23 | Inverters | Enphase Energy Inc | IQ7A-72-2-US | 290 |  | 16 |  |  | 0.98 |  | Outside
NJADRE1554730583 | Administratively Determined Incentive Program | BELLEVILLE | 7109 | 9 | 6.48 | Residential | Behind the Meter | No | Net Metered Residential | Big Wave Roofing and Solar LLC |  | PSE&G | Accepted | 2023-09-29 | 2023-10-23 | 2024-10-23 | Solar Panels | Qcells | Q.PEAK DUO BLK ML-G10+ 405 |  | 0.405 | 10 | 203 | 22 |  | Fixed | Roof
NJADRE1554730583 | Administratively Determined Incentive Program | BELLEVILLE | 7109 | 9 | 6.48 | Residential | Behind the Meter | No | Net Metered Residential | Big Wave Roofing and Solar LLC |  | PSE&G | Accepted | 2023-09-29 | 2023-10-23 | 2024-10-23 | Solar Panels | Qcells | Q.PEAK DUO BLK ML-G10+ 405 |  | 0.405 | 6 | 23 | 22 |  | Fixed | Roof
NJADRE1554730596 | Administratively Determined Incentive Program | NUTLEY | 7110 | 9 | 4.2 | Residential | Behind the Meter | Yes | Net Metered Residential | EMT Renewables |  | PSE&G | Accepted | 2023-09-29 | 2023-10-23 | 2024-10-23 | Inverters | ENPHASE | IQ7x | 315 |  | 10 |  |  | 0.98 |  | Other | UNDER EACH PANEL
NJADRE1554730596 | Administratively Determined Incentive Program | NUTLEY | 7110 | 9 | 4.2 | Residential | Behind the Meter | Yes | Net Metered Residential | EMT Renewables |  | PSE&G | Accepted | 2023-09-29 | 2023-10-23 | 2024-10-23 | Solar Panels | REC ALPHA | REC 420 |  | 0.42 | 2 | 209 | 36 |  | Fixed | Roof
NJADRE1554730596 | Administratively Determined Incentive Program | NUTLEY | 7110 | 9 | 4.2 | Residential | Behind the Meter | Yes | Net Metered Residential | EMT Renewables |  | PSE&G | Accepted | 2023-09-29 | 2023-10-23 | 2024-10-23 | Solar Panels | REC ALPHA | REC 420 |  | 0.42 | 6 | 299 | 46 |  | Fixed | Roof
NJADRE1554730596 | Administratively Determined Incentive Program | NUTLEY | 7110 | 9 | 4.2 | Residential | Behind the Meter | Yes | Net Metered Residential | EMT Renewables |  | PSE&G | Accepted | 2023-09-29 | 2023-10-23 | 2024-10-23 | Solar Panels | REC ALPHA | REC 420 |  | 0.42 | 2 | 299 | 10 |  | Fixed | Roof
NJADRE1554730600 | Administratively Determined Incentive Program | RIDGEFIELD PARK | 7660 | 7 | 4.88 | Residential | Behind the Meter | Yes | Net Metered Residential | Sunrun Installation Services, Inc. |  | PSE&G | Accepted | 2023-09-29 | 2023-10-23 | 2024-10-23 | Inverters | SolarEdge Technologies | SE3800H-USMN | 3800 |  | 1 |  |  | 0.96 |  | Outdoor
NJADRE1554730600 | Administratively Determined Incentive Program | RIDGEFIELD PARK | 7660 | 7 | 4.88 | Residential | Behind the Meter | Yes | Net Metered Residential | Sunrun Installation Services, Inc. |  | PSE&G | Accepted | 2023-09-29 | 2023-10-23 | 2024-10-23 | Solar Panels | Vikram Solar | VSMDHT.60.375.05 |  | 0.375 | 4 | 21 | 27 |  | Fixed | Roof
NJADRE1554730600 | Administratively Determined Incentive Program | RIDGEFIELD PARK | 7660 | 7 | 4.88 | Residential | Behind the Meter | Yes | Net Metered Residential | Sunrun Installation Services, Inc. |  | PSE&G | Accepted | 2023-09-29 | 2023-10-23 | 2024-10-23 | Solar Panels | Vikram Solar | VSMDHT.60.375.05 |  | 0.375 | 4 | 201 | 27 |  | Fixed | Roof
NJADRE1554730600 | Administratively Determined Incentive Program | RIDGEFIELD PARK | 7660 | 7 | 4.88 | Residential | Behind the Meter | Yes | Net Metered Residential | Sunrun Installation Services, Inc. |  | PSE&G | Accepted | 2023-09-29 | 2023-10-23 | 2024-10-23 | Solar Panels | Vikram Solar | VSMDHT.60.375.05 |  | 0.375 | 5 | 292 | 35 |  | Fixed | Roof
NJADRE1554730638 | Administratively Determined Incentive Program | ROCHELLE PARK | 7662 | 7 | 67.65 | Commercial | Behind the Meter | Yes | Small Net-Metered Non-Residential located on Rooftop, Carport, Canopy and Floating Solar | EMT Renewables |  | PSE&G | Accepted | 2023-09-29 | 2023-10-23 | 2024-10-23 | Inverters | SOLAREDGE | SE 17.3 | 17 |  | 3 |  |  | 0.96 |  | Outdoor | ADJACENT TO METER
NJADRE1554730638 | Administratively Determined Incentive Program | ROCHELLE PARK | 7662 | 7 | 67.65 | Commercial | Behind the Meter | Yes | Small Net-Metered Non-Residential located on Rooftop, Carport, Canopy and Floating Solar | EMT Renewables |  | PSE&G | Accepted | 2023-09-29 | 2023-10-23 | 2024-10-23 | Solar Panels | SEG SOLAR | SEG 410 |  | 0.41 | 103 | 128 | 22 |  | Fixed | Roof
NJADRE1554730638 | Administratively Determined Incentive Program | ROCHELLE PARK | 7662 | 7 | 67.65 | Commercial | Behind the Meter | Yes | Small Net-Metered Non-Residential located on Rooftop, Carport, Canopy and Floating Solar | EMT Renewables |  | PSE&G | Accepted | 2023-09-29 | 2023-10-23 | 2024-10-23 | Solar Panels | SEG SOLAR | SEG 410 |  | 0.41 | 20 | 218 | 22 |  | Fixed | Roof
NJADRE1554730638 | Administratively Determined Incentive Program | ROCHELLE PARK | 7662 | 7 | 67.65 | Commercial | Behind the Meter | Yes | Small Net-Metered Non-Residential located on Rooftop, Carport, Canopy and Floating Solar | EMT Renewables |  | PSE&G | Accepted | 2023-09-29 | 2023-10-23 | 2024-10-23 | Solar Panels | SEG SOLAR | SEG 410 |  | 0.41 | 42 | 308 | 22 |  | Fixed | Roof
NJADRE1554730641 | Administratively Determined Incentive Program | ORANGE | 7050 | 9 | 3.75 | Residential | Behind the Meter | Yes | Net Metered Residential | Sunrun Installation Services, Inc. |  | PSE&G | Accepted | 2023-09-29 | 2023-10-23 | 2024-10-23 | Inverters | SE3800H-USSN | SolarEdge Technologies | 3800 |  | 1 |  |  | 0.96 |  | Outdoor
NJADRE1554730641 | Administratively Determined Incentive Program | ORANGE | 7050 | 9 | 3.75 | Residential | Behind the Meter | Yes | Net Metered Residential | Sunrun Installation Services, Inc. |  | PSE&G | Accepted | 2023-09-29 | 2023-10-23 | 2024-10-23 | Solar Panels | Vikram Solar | VSMDHT.60.375.05 |  | 0.375 | 4 | 296 | 35 |  | Fixed | Roof
NJADRE1554730641 | Administratively Determined Incentive Program | ORANGE | 7050 | 9 | 3.75 | Residential | Behind the Meter | Yes | Net Metered Residential | Sunrun Installation Services, Inc. |  | PSE&G | Accepted | 2023-09-29 | 2023-10-23 | 2024-10-23 | Solar Panels | Vikram Solar | VSMDHT.60.375.05 |  | 0.375 | 6 | 296 | 35 |  | Fixed | Roof
NJADRE1554730657 | Administratively Determined Incentive Program | JACKSON | 8527 | 18 | 14.58 | Residential | Behind the Meter | Yes | Net Metered Residential | Pro Custom Solar dba Momentum Solar |  | JCP&L | Accepted | 2023-09-29 | 2023-10-23 | 2024-10-23 | Solar Panels | Â Q. PEAK DUO BLK-G10+405 | hanwha |  | 0.405 | 4 | 190 | 40 |  | Fixed | Roof
NJADRE1554730657 | Administratively Determined Incentive Program | JACKSON | 8527 | 18 | 14.58 | Residential | Behind the Meter | Yes | Net Metered Residential | Pro Custom Solar dba Momentum Solar |  | JCP&L | Accepted | 2023-09-29 | 2023-10-23 | 2024-10-23 | Solar Panels | Â Q. PEAK DUO BLK-G10+405 | hanwha |  | 0.405 | 7 | 280 | 40 |  | Fixed | Roof
NJADRE1554730657 | Administratively Determined Incentive Program | JACKSON | 8527 | 18 | 14.58 | Residential | Behind the Meter | Yes | Net Metered Residential | Pro Custom Solar dba Momentum Solar |  | JCP&L | Accepted | 2023-09-29 | 2023-10-23 | 2024-10-23 | Solar Panels | Â Q. PEAK DUO BLK-G10+405 | hanwha |  | 0.405 | 8 | 10 | 40 |  | Fixed | Roof
NJADRE1554730657 | Administratively Determined Incentive Program | JACKSON | 8527 | 18 | 14.58 | Residential | Behind the Meter | Yes | Net Metered Residential | Pro Custom Solar dba Momentum Solar |  | JCP&L | Accepted | 2023-09-29 | 2023-10-23 | 2024-10-23 | Solar Panels | Â Q. PEAK DUO BLK-G10+405 | hanwha |  | 0.405 | 5 | 100 | 40 |  | Fixed | Roof
NJADRE1554730657 | Administratively Determined Incentive Program | JACKSON | 8527 | 18 | 14.58 | Residential | Behind the Meter | Yes | Net Metered Residential | Pro Custom Solar dba Momentum Solar |  | JCP&L | Accepted | 2023-09-29 | 2023-10-23 | 2024-10-23 | Solar Panels | Â Q. PEAK DUO BLK-G10+405 | hanwha |  | 0.405 | 4 | 190 | 40 |  | Fixed | Roof
NJADRE1554730657 | Administratively Determined Incentive Program | JACKSON | 8527 | 18 | 14.58 | Residential | Behind the Meter | Yes | Net Metered Residential | Pro Custom Solar dba Momentum Solar |  | JCP&L | Accepted | 2023-09-29 | 2023-10-23 | 2024-10-23 | Solar Panels | Â Q. PEAK DUO BLK-G10+405 | HANWHA |  | 0.405 | 4 | 10 | 40 |  | Fixed | Roof
NJADRE1554730657 | Administratively Determined Incentive Program | JACKSON | 8527 | 18 | 14.58 | Residential | Behind the Meter | Yes | Net Metered Residential | Pro Custom Solar dba Momentum Solar |  | JCP&L | Accepted | 2023-09-29 | 2023-10-23 | 2024-10-23 | Solar Panels | Â Q. PEAK DUO BLK-G10+405 | HANWHA |  | 0.405 | 4 | 100 | 40 |  | Fixed | Roof
NJADRE1554730657 | Administratively Determined Incentive Program | JACKSON | 8527 | 18 | 14.58 | Residential | Behind the Meter | Yes | Net Metered Residential | Pro Custom Solar dba Momentum Solar |  | JCP&L | Accepted | 2023-09-29 | 2023-10-23 | 2024-10-23 | Inverters | IQ8PLUS-72-2-US | ENPHASE | 290 |  | 36 |  |  | 0.97 |  | Outdoor
NJADRE1554730664 | Administratively Determined Incentive Program | EAST ORANGE | 7017 | 9 | 6 | Residential | Behind the Meter | Yes | Net Metered Residential | Sunrun Installation Services, Inc. |  | PSE&G | Accepted | 2023-09-29 | 2023-10-23 | 2024-10-23 | Inverters | SOLAREDGE TECHNOLOGIES | SE6000H-USSN | 6000 |  | 1 |  |  | 0.99 |  | Outdoor | next to meter
NJADRE1554730664 | Administratively Determined Incentive Program | EAST ORANGE | 7017 | 9 | 6 | Residential | Behind the Meter | Yes | Net Metered Residential | Sunrun Installation Services, Inc. |  | PSE&G | Accepted | 2023-09-29 | 2023-10-23 | 2024-10-23 | Solar Panels | Vikram Solar | VSMDHT.60.375.05 |  | 0.375 | 16 | 203 | 23 |  | Fixed | Roof
NJADRE1554730710 | Administratively Determined Incentive Program | BELLMAWR | 8031 | 14 | 10.94 | Residential | Behind the Meter | No | Net Metered Residential | Pro Custom Solar dba Momentum Solar |  | PSE&G | Accepted | 2023-09-29 | 2023-10-23 | 2024-10-23 | Solar Panels | Â Q. PEAK DUO BLK-G10+405 | HANWHA |  | 0.405 | 15 | 265 | 16 |  | Fixed | Roof
NJADRE1554730710 | Administratively Determined Incentive Program | BELLMAWR | 8031 | 14 | 10.94 | Residential | Behind the Meter | No | Net Metered Residential | Pro Custom Solar dba Momentum Solar |  | PSE&G | Accepted | 2023-09-29 | 2023-10-23 | 2024-10-23 | Solar Panels | Â Q. PEAK DUO BLK-G10+405 | HANWHA |  | 0.405 | 12 | 85 | 16 |  | Fixed | Roof
NJADRE1554730710 | Administratively Determined Incentive Program | BELLMAWR | 8031 | 14 | 10.94 | Residential | Behind the Meter | No | Net Metered Residential | Pro Custom Solar dba Momentum Solar |  | PSE&G | Accepted | 2023-09-29 | 2023-10-23 | 2024-10-23 | Inverters | IQ8PLUS-72-2-US | ENPHASE | 290 |  | 27 |  |  | 0.97 |  | Outdoor
NJADRE1554730735 | Administratively Determined Incentive Program | VILLAS | 8251 | 21 | 5.27 | Residential | Behind the Meter | Yes | Net Metered Residential | Trinity Solar |  | AC Electric | Accepted | 2023-09-29 | 2023-10-23 | 2024-10-23 | Inverters | Solar Edge | SE5000H-US | 5 |  | 1 |  |  | 0.97 |  | Outdoor
NJADRE1554730735 | Administratively Determined Incentive Program | VILLAS | 8251 | 21 | 5.27 | Residential | Behind the Meter | Yes | Net Metered Residential | Trinity Solar |  | AC Electric | Accepted | 2023-09-29 | 2023-10-23 | 2024-10-23 | Solar Panels | Hanwha | Q.PEAK DUO BLK ML-G10+ 405 |  | 0.405 | 6 | 123 | 23 |  | Fixed | Roof
NJADRE1554730735 | Administratively Determined Incentive Program | VILLAS | 8251 | 21 | 5.27 | Residential | Behind the Meter | Yes | Net Metered Residential | Trinity Solar |  | AC Electric | Accepted | 2023-09-29 | 2023-10-23 | 2024-10-23 | Solar Panels | Hanwha | Q.PEAK DUO BLK ML-G10+ 405 |  | 0.405 | 7 | 123 | 27 |  | Fixed | Roof
NJADRE1554730748 | Administratively Determined Incentive Program | MAYWOOD | 7607 | 7 | 4.46 | Residential | Behind the Meter | Yes | Net Metered Residential | Big Wave Roofing and Solar LLC |  | PSE&G | Accepted | 2023-09-29 | 2023-10-23 | 2024-10-23 | Inverters | Enphase Energy Inc | IQ7A-72-2-US | 290 |  | 11 |  |  | 0.98 |  | Outside
NJADRE1554730748 | Administratively Determined Incentive Program | MAYWOOD | 7607 | 7 | 4.46 | Residential | Behind the Meter | Yes | Net Metered Residential | Big Wave Roofing and Solar LLC |  | PSE&G | Accepted | 2023-09-29 | 2023-10-23 | 2024-10-23 | Solar Panels | Qcells | Q.PEAK DUO BLK ML-G10+ 405 |  | 0.405 | 4 | 38 | 17 |  | Fixed | Roof
NJADRE1554730748 | Administratively Determined Incentive Program | MAYWOOD | 7607 | 7 | 4.46 | Residential | Behind the Meter | Yes | Net Metered Residential | Big Wave Roofing and Solar LLC |  | PSE&G | Accepted | 2023-09-29 | 2023-10-23 | 2024-10-23 | Solar Panels | Qcells | Q.PEAK DUO BLK ML-G10+ 405 |  | 0.405 | 3 | 218 | 30 |  | Single Axis | Roof
NJADRE1554730748 | Administratively Determined Incentive Program | MAYWOOD | 7607 | 7 | 4.46 | Residential | Behind the Meter | Yes | Net Metered Residential | Big Wave Roofing and Solar LLC |  | PSE&G | Accepted | 2023-09-29 | 2023-10-23 | 2024-10-23 | Solar Panels | Qcells | Q.PEAK DUO BLK ML-G10+ 405 |  | 0.405 | 4 | 218 | 17 |  | Fixed | Roof
NJADRE1554730752 | Administratively Determined Incentive Program | BELLEVILLE | 7109 | 9 | 7.7 | Residential | Behind the Meter | No | Net Metered Residential | Powur, PBC |  | PSE&G | Accepted | 2023-09-29 | 2023-10-23 | 2024-10-23 | Solar Panels | Hanwha | Q.PEAK DUO BLK ML G10+ (405W) |  | 0.405 | 6 | 202 | 38 |  | Fixed | Roof
NJADRE1554730752 | Administratively Determined Incentive Program | BELLEVILLE | 7109 | 9 | 7.7 | Residential | Behind the Meter | No | Net Metered Residential | Powur, PBC |  | PSE&G | Accepted | 2023-09-29 | 2023-10-23 | 2024-10-23 | Solar Panels | Hanwha | Q.PEAK DUO BLK ML G10+ (405W) |  | 0.405 | 6 | 38 | 22 |  | Fixed | Roof
NJADRE1554730752 | Administratively Determined Incentive Program | BELLEVILLE | 7109 | 9 | 7.7 | Residential | Behind the Meter | No | Net Metered Residential | Powur, PBC |  | PSE&G | Accepted | 2023-09-29 | 2023-10-23 | 2024-10-23 | Solar Panels | Hanwha | Q.PEAK DUO BLK ML G10+ (405W) |  | 0.405 | 7 | 22 | 6 |  | Fixed | Roof
NJADRE1554730752 | Administratively Determined Incentive Program | BELLEVILLE | 7109 | 9 | 7.7 | Residential | Behind the Meter | No | Net Metered Residential | Powur, PBC |  | PSE&G | Accepted | 2023-09-29 | 2023-10-23 | 2024-10-23 | Inverters | Solaredge | SE6000H-US RGM | 6000 |  | 1 |  |  | 0.99 |  | Outside
NJADRE1554730793 | Administratively Determined Incentive Program | NUTLEY | 7110 | 9 | 3.38 | Residential | Behind the Meter | Yes | Net Metered Residential | Sunrun Installation Services, Inc. |  | PSE&G | Accepted | 2023-09-29 | 2023-10-23 | 2024-10-23 | Inverters | SolarEdge Technologies | SE3800H-USMN | 3800 |  | 1 |  |  | 0.96 |  | Outdoor
NJADRE1554730793 | Administratively Determined Incentive Program | NUTLEY | 7110 | 9 | 3.38 | Residential | Behind the Meter | Yes | Net Metered Residential | Sunrun Installation Services, Inc. |  | PSE&G | Accepted | 2023-09-29 | 2023-10-23 | 2024-10-23 | Solar Panels | Vikram Solar | VSMDHT.60.375.05 |  | 0.375 | 9 | 198 | 28 |  | Fixed | Roof
NJADRE1554730799 | Administratively Determined Incentive Program | HOPATCONG | 7843 | 1 | 6.48 | Residential | Behind the Meter | Yes | Net Metered Residential | Trinity Solar |  | JCP&L | Accepted | 2023-09-29 | 2023-10-23 | 2024-10-23 | Solar Panels | HANWHA 405 (Q.PEAK DUO BLK ML-G10+ 405 | HANWHA 405 (Q.PEAK DUO BLK ML-G10+ 405 |  | 0.405 | 16 | 160 | 23 |  | Fixed | Roof
NJADRE1554730799 | Administratively Determined Incentive Program | HOPATCONG | 7843 | 1 | 6.48 | Residential | Behind the Meter | Yes | Net Metered Residential | Trinity Solar |  | JCP&L | Accepted | 2023-09-29 | 2023-10-23 | 2024-10-23 | Inverters | Solar Edge | SE5000H-US | 5000 |  | 1 |  |  | 0.97 |  | Outside
NJADRE1554730808 | Administratively Determined Incentive Program | BRICK | 8723 | 18 | 10.5 | Residential | Behind the Meter | Yes | Net Metered Residential | EMT Renewables |  | JCP&L | Accepted | 2023-09-29 | 2023-10-23 | 2024-10-23 | Inverters | ENPHASE | IQ7x | 315 |  | 25 |  |  | 0.98 |  | Other | UNDER EACH PANEL
NJADRE1554730808 | Administratively Determined Incentive Program | BRICK | 8723 | 18 | 10.5 | Residential | Behind the Meter | Yes | Net Metered Residential | EMT Renewables |  | JCP&L | Accepted | 2023-09-29 | 2023-10-23 | 2024-10-23 | Solar Panels | REC ALPHA | REC 420 |  | 0.42 | 23 | 249 | 32 |  | Fixed | Roof
NJADRE1554730808 | Administratively Determined Incentive Program | BRICK | 8723 | 18 | 10.5 | Residential | Behind the Meter | Yes | Net Metered Residential | EMT Renewables |  | JCP&L | Accepted | 2023-09-29 | 2023-10-23 | 2024-10-23 | Solar Panels | REC ALPHA | REC 420 |  | 0.42 | 2 | 158 | 46 |  | Fixed | Roof
NJADRE1554731116 | Administratively Determined Incentive Program | Deptford | 8096 | 15 | 11.25 | Residential | Behind the Meter | Yes | Net Metered Residential | Sunrun Installation Services, Inc. |  | PSE&G | Accepted | 2023-09-29 | 2023-10-23 | 2024-10-23 | Inverters | SolarEdge Technologies | SE7600H-USSN | 7600 |  | 1 |  |  | 0.96 |  | Outdoor | next to meter
NJADRE1554731116 | Administratively Determined Incentive Program | Deptford | 8096 | 15 | 11.25 | Residential | Behind the Meter | Yes | Net Metered Residential | Sunrun Installation Services, Inc. |  | PSE&G | Accepted | 2023-09-29 | 2023-10-23 | 2024-10-23 | Solar Panels | Vikram Solar | VSMDHT.60.375.05 |  | 0.375 | 10 | 108 | 21 |  | Fixed | Roof
NJADRE1554731116 | Administratively Determined Incentive Program | Deptford | 8096 | 15 | 11.25 | Residential | Behind the Meter | Yes | Net Metered Residential | Sunrun Installation Services, Inc. |  | PSE&G | Accepted | 2023-09-29 | 2023-10-23 | 2024-10-23 | Solar Panels | Vikram Solar | VSMDHT.60.375.05 |  | 0.375 | 20 | 290 | 21 |  | Fixed | Roof
NJADRE1554732198 | Administratively Determined Incentive Program | MOUNT LAUREL | 8054 | 13 | 7.5 | Residential | Behind the Meter | Yes | Net Metered Residential | Sunrun Installation Services, Inc. |  | PSE&G | Accepted | 2023-09-29 | 2023-10-23 | 2024-10-23 | Inverters | SolarEdge Technologies | SE6000H-USSN | 6000 |  | 1 |  |  | 0.96 |  | Outdoor | next to meter
NJADRE1554732198 | Administratively Determined Incentive Program | MOUNT LAUREL | 8054 | 13 | 7.5 | Residential | Behind the Meter | Yes | Net Metered Residential | Sunrun Installation Services, Inc. |  | PSE&G | Accepted | 2023-09-29 | 2023-10-23 | 2024-10-23 | Solar Panels | Vikram Solar | VSMDHT.60.375.05 |  | 0.375 | 20 | 111 | 31 |  | Fixed | Roof
NJADRE1554732226 | Administratively Determined Incentive Program | CARTERET | 7008 | 11 | 6 | Residential | Behind the Meter | No | Net Metered Residential | Bright Planet Solar |  | PSE&G | Accepted | 2023-09-29 | 2023-10-30 | 2024-10-30 | Inverters | Solar Edge | SE5000H-USRGM | 5000 |  | 1 |  |  | 0.98 |  | Outdoor | OUTSIDE
NJADRE1554732226 | Administratively Determined Incentive Program | CARTERET | 7008 | 11 | 6 | Residential | Behind the Meter | No | Net Metered Residential | Bright Planet Solar |  | PSE&G | Accepted | 2023-09-29 | 2023-10-30 | 2024-10-30 | Solar Panels | HANWHA Q-CELLS | Q.PEAK DUO BLK ML-G10.a+400 |  | 0.4 | 15 | 106 | 45 |  | Fixed | Roof
NJADRE1554735545 | Administratively Determined Incentive Program | Paterson | 7502 | 6 | 3.75 | Residential | Behind the Meter | Yes | Net Metered Residential | Sunrun Installation Services, Inc. |  | PSE&G | Accepted | 2023-09-30 | 2023-10-23 | 2024-10-23 | Inverters | SolarEdge Technologies | SE3800H-USMN | 3800 |  | 1 |  |  | 0.96 |  | Outdoor | Next To Meter
NJADRE1554735545 | Administratively Determined Incentive Program | Paterson | 7502 | 6 | 3.75 | Residential | Behind the Meter | Yes | Net Metered Residential | Sunrun Installation Services, Inc. |  | PSE&G | Accepted | 2023-09-30 | 2023-10-23 | 2024-10-23 | Solar Panels | Vikram Solar | VSMDHT.60.375.05 |  | 0.375 | 10 | 230 | 18 |  | Fixed | Roof
NJADRE1554735548 | Administratively Determined Incentive Program | BLACKWOOD | 8012 | 14 | 10.13 | Residential | Behind the Meter | Yes | Net Metered Residential | Sunrun Installation Services, Inc. |  | PSE&G | Accepted | 2023-09-30 | 2023-10-23 | 2024-10-23 | Inverters | Delta Electronics | E8-TL-US | 7680 |  | 1 |  |  | 0.96 |  | Outdoor | Next To Meter
NJADRE1554735548 | Administratively Determined Incentive Program | BLACKWOOD | 8012 | 14 | 10.13 | Residential | Behind the Meter | Yes | Net Metered Residential | Sunrun Installation Services, Inc. |  | PSE&G | Accepted | 2023-09-30 | 2023-10-23 | 2024-10-23 | Solar Panels | Vikram Solar | VSMDHT.60.375.05 |  | 0.375 | 27 | 86 | 20 |  | Fixed | Roof
NJADRE1554735554 | Administratively Determined Incentive Program | WOODBINE | 8270 | 21 | 10.4 | Residential | Behind the Meter | No | Net Metered Residential | CE Team Inc |  | AC Electric | Accepted | 2023-09-30 | 2023-11-16 | 2024-11-16 | Inverters | Solaredge | SE10000H | 10000 |  | 1 |  |  | 0.992 |  | Outdoor | west side of the house
NJADRE1554735554 | Administratively Determined Incentive Program | WOODBINE | 8270 | 21 | 10.4 | Residential | Behind the Meter | No | Net Metered Residential | CE Team Inc |  | AC Electric | Accepted | 2023-09-30 | 2023-11-16 | 2024-11-16 | Meters | Solaredge | Smtr | 3 |  | 1 |  |  |  | Yes | Outdoor
NJADRE1554735554 | Administratively Determined Incentive Program | WOODBINE | 8270 | 21 | 10.4 | Residential | Behind the Meter | No | Net Metered Residential | CE Team Inc |  | AC Electric | Accepted | 2023-09-30 | 2023-11-16 | 2024-11-16 | Solar Panels | Axitec | AC-400mh |  | 0.4 | 24 | 160 | 20 |  | Fixed | Roof
NJADRE1554735554 | Administratively Determined Incentive Program | WOODBINE | 8270 | 21 | 10.4 | Residential | Behind the Meter | No | Net Metered Residential | CE Team Inc |  | AC Electric | Accepted | 2023-09-30 | 2023-11-16 | 2024-11-16 | Solar Panels | Axitec | AC-400mh |  | 0.4 | 2 | 340 | 20 |  | Fixed | Roof
NJADRE1554735581 | Administratively Determined Incentive Program | NORTH BRUNSWICK | 8902 | 11 | 6.08 | Residential | Behind the Meter | No | Net Metered Residential | Tesla Energy Operations Inc |  | PSE&G | Accepted | 2023-09-30 | 2023-10-24 | 2024-10-24 | Solar Panels | Hanwha # Q.PEAK DUO BLK ML-G10+/TS 405 | Hanwha |  | 0.405 | 4 | 124 | 30 |  | Fixed | Roof
NJADRE1554735581 | Administratively Determined Incentive Program | NORTH BRUNSWICK | 8902 | 11 | 6.08 | Residential | Behind the Meter | No | Net Metered Residential | Tesla Energy Operations Inc |  | PSE&G | Accepted | 2023-09-30 | 2023-10-24 | 2024-10-24 | Solar Panels | Hanwha # Q.PEAK DUO BLK ML-G10+/TS 405 | Hanwha |  | 0.405 | 4 | 123 | 30 |  | Fixed | Roof
NJADRE1554735581 | Administratively Determined Incentive Program | NORTH BRUNSWICK | 8902 | 11 | 6.08 | Residential | Behind the Meter | No | Net Metered Residential | Tesla Energy Operations Inc |  | PSE&G | Accepted | 2023-09-30 | 2023-10-24 | 2024-10-24 | Solar Panels | Hanwha # Q.PEAK DUO BLK ML-G10+/TS 405 | Hanwha |  | 0.405 | 5 | 303 | 30 |  | Fixed | Roof
NJADRE1554735581 | Administratively Determined Incentive Program | NORTH BRUNSWICK | 8902 | 11 | 6.08 | Residential | Behind the Meter | No | Net Metered Residential | Tesla Energy Operations Inc |  | PSE&G | Accepted | 2023-09-30 | 2023-10-24 | 2024-10-24 | Solar Panels | Hanwha # Q.PEAK DUO BLK ML-G10+/TS 405 | Hanwha |  | 0.405 | 2 | 214 | 30 |  | Fixed | Roof
NJADRE1554735581 | Administratively Determined Incentive Program | NORTH BRUNSWICK | 8902 | 11 | 6.08 | Residential | Behind the Meter | No | Net Metered Residential | Tesla Energy Operations Inc |  | PSE&G | Accepted | 2023-09-30 | 2023-10-24 | 2024-10-24 | Inverters | Tesla | 1538000-45-A | 7600 |  | 1 |  |  | 0.98 |  | Indoor
NJADRE1554741678 | Administratively Determined Incentive Program | WASHINGTON | 7882 | 2 | 6 | Residential | Behind the Meter | Yes | Net Metered Residential | SunnyMac LLC |  | JCP&L | Accepted | 2023-10-02 | 2023-10-24 | 2024-10-24 | Solar Panels | Q.PEAK DUO BLK ML-G10+400 | HANWHA |  | 0.4 | 15 | 163 | 36 |  | Fixed | Roof
NJADRE1554741678 | Administratively Determined Incentive Program | WASHINGTON | 7882 | 2 | 6 | Residential | Behind the Meter | Yes | Net Metered Residential | SunnyMac LLC |  | JCP&L | Accepted | 2023-10-02 | 2023-10-24 | 2024-10-24 | Inverters | SE5000H-US | SOLAREDGE | 5000 |  | 1 |  |  | 0.1 |  | Outdoor
NJADRE1554741726 | Administratively Determined Incentive Program | Edison | 8820 | 11 | 5.67 | Residential | Behind the Meter | No | Net Metered Residential |  |  | PSE&G | Accepted | 2023-10-02 | 2023-10-24 | 2024-10-24 | Inverters | Tesla | 1538000-45-A | 5000 |  | 1 |  |  | 0.98 |  | Outside
NJADRE1554741726 | Administratively Determined Incentive Program | Edison | 8820 | 11 | 5.67 | Residential | Behind the Meter | No | Net Metered Residential |  |  | PSE&G | Accepted | 2023-10-02 | 2023-10-24 | 2024-10-24 | Solar Panels | Hanwha | # Q.PEAK DUO BLK ML-G10+/TS 405 |  | 0.405 | 14 | 88 | 24 |  | Fixed | Roof
NJADRE1554741753 | Administratively Determined Incentive Program | BLACKWOOD | 8012 | 14 | 6.89 | Residential | Behind the Meter | Yes | Net Metered Residential | Pro Custom Solar dba Momentum Solar |  | PSE&G | Accepted | 2023-10-02 | 2023-10-24 | 2024-10-24 | Solar Panels | Q. PEAK DUO BLK-G10+405 | hanwha |  | 0.405 | 9 | 274 | 23 |  | Fixed | Roof
NJADRE1554741753 | Administratively Determined Incentive Program | BLACKWOOD | 8012 | 14 | 6.89 | Residential | Behind the Meter | Yes | Net Metered Residential | Pro Custom Solar dba Momentum Solar |  | PSE&G | Accepted | 2023-10-02 | 2023-10-24 | 2024-10-24 | Solar Panels | Q. PEAK DUO BLK-G10+405 | hanwha |  | 0.405 | 8 | 274 | 22 |  | Fixed | Roof
NJADRE1554741753 | Administratively Determined Incentive Program | BLACKWOOD | 8012 | 14 | 6.89 | Residential | Behind the Meter | Yes | Net Metered Residential | Pro Custom Solar dba Momentum Solar |  | PSE&G | Accepted | 2023-10-02 | 2023-10-24 | 2024-10-24 | Inverters | IQ8PLUS-72-2-US | enphase | 290 |  | 17 |  |  | 0.97 |  | Outdoor
NJADRE1554741816 | Administratively Determined Incentive Program | MOUNT LAUREL | 8054 | 13 | 5.67 | Residential | Behind the Meter | No | Net Metered Residential |  |  | PSE&G | Accepted | 2023-10-02 | 2023-10-24 | 2024-10-24 | Solar Panels | Hanwha | # Q.PEAK DUO BLK ML-G10+/TS 405 |  | 0.405 | 6 | 344 | 30 |  | Fixed | Roof
NJADRE1554741816 | Administratively Determined Incentive Program | MOUNT LAUREL | 8054 | 13 | 5.67 | Residential | Behind the Meter | No | Net Metered Residential |  |  | PSE&G | Accepted | 2023-10-02 | 2023-10-24 | 2024-10-24 | Solar Panels | Hanwha | # Q.PEAK DUO BLK ML-G10+/TS 405 |  | 0.405 | 8 | 164 | 30 |  | Fixed | Roof
NJADRE1554741816 | Administratively Determined Incentive Program | MOUNT LAUREL | 8054 | 13 | 5.67 | Residential | Behind the Meter | No | Net Metered Residential |  |  | PSE&G | Accepted | 2023-10-02 | 2023-10-24 | 2024-10-24 | Inverters | Tesla | 1538000-45-A | 5000 |  | 1 |  |  | 0.98 |  | Indoor
NJADRE1554741837 | Administratively Determined Incentive Program | NEWARK | 7106 | 9 | 2.4 | Residential | Behind the Meter | Yes | Net Metered Residential | Freedom Forever New Jersey LLC |  | PSE&G | Accepted | 2023-10-02 | 2023-10-24 | 2024-10-24 | Inverters | Solar Edge | SE3000H-USRGM | 3800 |  | 1 |  |  | 0.99 |  | Outdoor
NJADRE1554741837 | Administratively Determined Incentive Program | NEWARK | 7106 | 9 | 2.4 | Residential | Behind the Meter | Yes | Net Metered Residential | Freedom Forever New Jersey LLC |  | PSE&G | Accepted | 2023-10-02 | 2023-10-24 | 2024-10-24 | Solar Panels | HYUNDAI | HID-S300RG(BK |  | 0.3 | 8 | 211 | 45 |  | Fixed | Roof
NJADRE1554741881 | Administratively Determined Incentive Program | WILLINGBORO | 8046 | 13 | 6.16 | Residential | Behind the Meter | Yes | Net Metered Residential | Freedom Forever New Jersey LLC |  | PSE&G | Accepted | 2023-10-02 | 2023-10-24 | 2024-10-24 | Inverters | Enphase | IQ8PLUS-72-2-US | 290 |  | 1 |  |  | 0.99 |  | Outdoor
NJADRE1554741881 | Administratively Determined Incentive Program | WILLINGBORO | 8046 | 13 | 6.16 | Residential | Behind the Meter | Yes | Net Metered Residential | Freedom Forever New Jersey LLC |  | PSE&G | Accepted | 2023-10-02 | 2023-10-24 | 2024-10-24 | Solar Panels | JINKO SOLAR | JKM385M-6RL3-B |  | 0.385 | 6 | 230 | 18 |  | Fixed | Roof
NJADRE1554741881 | Administratively Determined Incentive Program | WILLINGBORO | 8046 | 13 | 6.16 | Residential | Behind the Meter | Yes | Net Metered Residential | Freedom Forever New Jersey LLC |  | PSE&G | Accepted | 2023-10-02 | 2023-10-24 | 2024-10-24 | Solar Panels | JINKO SOLAR | JKM385M-6RL3-B |  | 0.385 | 10 | 140 | 18 |  | Fixed | Roof
NJADRE1554741887 | Administratively Determined Incentive Program | SICKLERVILLE | 8081 | 14 | 6.89 | Residential | Behind the Meter | Yes | Net Metered Residential | Pro Custom Solar dba Momentum Solar |  | AC Electric | Accepted | 2023-10-02 | 2023-10-24 | 2024-10-24 | Solar Panels | Q. PEAK DUO BLK-G10+405 | HANWHA |  | 0.405 | 8 | 218 | 22 |  | Fixed | Roof
NJADRE1554741887 | Administratively Determined Incentive Program | SICKLERVILLE | 8081 | 14 | 6.89 | Residential | Behind the Meter | Yes | Net Metered Residential | Pro Custom Solar dba Momentum Solar |  | AC Electric | Accepted | 2023-10-02 | 2023-10-24 | 2024-10-24 | Solar Panels | Q. PEAK DUO BLK-G10+405 | HANWHA |  | 0.405 | 9 | 128 | 18 |  | Fixed | Roof
NJADRE1554741887 | Administratively Determined Incentive Program | SICKLERVILLE | 8081 | 14 | 6.89 | Residential | Behind the Meter | Yes | Net Metered Residential | Pro Custom Solar dba Momentum Solar |  | AC Electric | Accepted | 2023-10-02 | 2023-10-24 | 2024-10-24 | Inverters | IQ8PLUS-72-2-US | enphase | 290 |  | 17 |  |  | 0.97 |  | Outdoor
NJADRE1554741890 | Administratively Determined Incentive Program | EAST BRUNSWICK | 8816 | 11 | 6.8 | Residential | Behind the Meter | Yes | Net Metered Residential | SunnyMac LLC |  | PSE&G | Accepted | 2023-10-02 | 2023-10-25 | 2024-10-25 | Solar Panels | Q.PEAK DUO BLK ML-G10+400 | HANWHA |  | 0.4 | 12 | 81 | 32 |  | Fixed | Roof
NJADRE1554741890 | Administratively Determined Incentive Program | EAST BRUNSWICK | 8816 | 11 | 6.8 | Residential | Behind the Meter | Yes | Net Metered Residential | SunnyMac LLC |  | PSE&G | Accepted | 2023-10-02 | 2023-10-25 | 2024-10-25 | Solar Panels | Q.PEAK DUO BLK ML-G10+400 | HANWHA |  | 0.4 | 5 | 261 | 32 |  | Fixed | Roof
NJADRE1554741890 | Administratively Determined Incentive Program | EAST BRUNSWICK | 8816 | 11 | 6.8 | Residential | Behind the Meter | Yes | Net Metered Residential | SunnyMac LLC |  | PSE&G | Accepted | 2023-10-02 | 2023-10-25 | 2024-10-25 | Inverters | SE5000H-US | SOLAREDGE | 5000 |  | 1 |  |  | 0.1 |  | Outdoor
NJADRE1554741890 | Administratively Determined Incentive Program | EAST BRUNSWICK | 8816 | 11 | 6.8 | Residential | Behind the Meter | Yes | Net Metered Residential | SunnyMac LLC |  | PSE&G | Accepted | 2023-10-02 | 2023-10-25 | 2024-10-25 | Meters | SE-RGMTR-1D-240C-B | Solaredge |  |  | 1 |  |  |  | Yes | Outdoor
NJADRE1554741905 | Administratively Determined Incentive Program | SICKLERVILLE | 8081 | 14 | 9.32 | Residential | Behind the Meter | Yes | Net Metered Residential | Skyline Solar LLC |  | AC Electric | Accepted | 2023-10-02 | 2023-10-24 | 2024-10-24 | Solar Panels | Q CELLS | Q.PEAK DUO BLK ML-G10+ |  | 0.405 | 12 | 210 | 20 |  | Fixed | Roof
NJADRE1554741905 | Administratively Determined Incentive Program | SICKLERVILLE | 8081 | 14 | 9.32 | Residential | Behind the Meter | Yes | Net Metered Residential | Skyline Solar LLC |  | AC Electric | Accepted | 2023-10-02 | 2023-10-24 | 2024-10-24 | Solar Panels | Q CELLS | Q.PEAK DUO BLK ML-G10+ |  | 0.405 | 9 | 30 | 31 |  | Fixed | Roof
NJADRE1554741905 | Administratively Determined Incentive Program | SICKLERVILLE | 8081 | 14 | 9.32 | Residential | Behind the Meter | Yes | Net Metered Residential | Skyline Solar LLC |  | AC Electric | Accepted | 2023-10-02 | 2023-10-24 | 2024-10-24 | Solar Panels | Q CELLS | Q.PEAK DUO BLK ML-G10+ |  | 0.405 | 2 | 210 | 18 |  | Fixed | Roof
NJADRE1554741905 | Administratively Determined Incentive Program | SICKLERVILLE | 8081 | 14 | 9.32 | Residential | Behind the Meter | Yes | Net Metered Residential | Skyline Solar LLC |  | AC Electric | Accepted | 2023-10-02 | 2023-10-24 | 2024-10-24 | Inverters | ENPHASE | IQ8PLUS -72-2-US | 290 |  | 23 |  |  | 0.976 |  | Outdoor
NJADRE1554741930 | Administratively Determined Incentive Program | CREAM RIDGE | 8514 | 17 | 13.2 | Residential | Behind the Meter | Yes | Net Metered Residential | SunnyMac LLC |  | JCP&L | Accepted | 2023-10-02 | 2023-10-24 | 2024-10-24 | Solar Panels | Q.PEAK DUO BLK ML-G10+400 | HANWHA |  | 0.4 | 13 | 294 | 27 |  | Fixed | Roof
NJADRE1554741930 | Administratively Determined Incentive Program | CREAM RIDGE | 8514 | 17 | 13.2 | Residential | Behind the Meter | Yes | Net Metered Residential | SunnyMac LLC |  | JCP&L | Accepted | 2023-10-02 | 2023-10-24 | 2024-10-24 | Solar Panels | Q.PEAK DUO BLK ML-G10+400 | HANWHA |  | 0.4 | 10 | 114 | 27 |  | Fixed | Roof
NJADRE1554741930 | Administratively Determined Incentive Program | CREAM RIDGE | 8514 | 17 | 13.2 | Residential | Behind the Meter | Yes | Net Metered Residential | SunnyMac LLC |  | JCP&L | Accepted | 2023-10-02 | 2023-10-24 | 2024-10-24 | Solar Panels | Q.PEAK DUO BLK ML-G10+400 | HANWHA |  | 0.4 | 7 | 293 | 27 |  | Fixed | Roof
NJADRE1554741930 | Administratively Determined Incentive Program | CREAM RIDGE | 8514 | 17 | 13.2 | Residential | Behind the Meter | Yes | Net Metered Residential | SunnyMac LLC |  | JCP&L | Accepted | 2023-10-02 | 2023-10-24 | 2024-10-24 | Solar Panels | Q.PEAK DUO BLK ML-G10+400 | HANWHA |  | 0.4 | 3 | 293 | 22 |  | Fixed | Roof
NJADRE1554741930 | Administratively Determined Incentive Program | CREAM RIDGE | 8514 | 17 | 13.2 | Residential | Behind the Meter | Yes | Net Metered Residential | SunnyMac LLC |  | JCP&L | Accepted | 2023-10-02 | 2023-10-24 | 2024-10-24 | Inverters | SE10000H-US | SOLAREDGE | 10000 |  | 1 |  |  | 0.1 |  | Outdoor
NJADRE1554743151 | Administratively Determined Incentive Program | SEWELL | 8080 | 15 | 18.23 | Residential | Behind the Meter | Yes | Net Metered Residential | Pro Custom Solar dba Momentum Solar |  | PSE&G | Accepted | 2023-10-02 | 2023-10-24 | 2024-10-24 | Solar Panels | Q. PEAK DUO BLK-G10+405 | hanwha |  | 0.405 | 12 | 132 | 36 |  | Fixed | Roof
NJADRE1554743151 | Administratively Determined Incentive Program | SEWELL | 8080 | 15 | 18.23 | Residential | Behind the Meter | Yes | Net Metered Residential | Pro Custom Solar dba Momentum Solar |  | PSE&G | Accepted | 2023-10-02 | 2023-10-24 | 2024-10-24 | Solar Panels | Q. PEAK DUO BLK-G10+405 | hanwha |  | 0.405 | 6 | 42 | 45 |  | Fixed | Roof
NJADRE1554743151 | Administratively Determined Incentive Program | SEWELL | 8080 | 15 | 18.23 | Residential | Behind the Meter | Yes | Net Metered Residential | Pro Custom Solar dba Momentum Solar |  | PSE&G | Accepted | 2023-10-02 | 2023-10-24 | 2024-10-24 | Solar Panels | Q. PEAK DUO BLK-G10+405 | hanwha |  | 0.405 | 9 | 312 | 34 |  | Fixed | Roof
NJADRE1554743151 | Administratively Determined Incentive Program | SEWELL | 8080 | 15 | 18.23 | Residential | Behind the Meter | Yes | Net Metered Residential | Pro Custom Solar dba Momentum Solar |  | PSE&G | Accepted | 2023-10-02 | 2023-10-24 | 2024-10-24 | Solar Panels | Q. PEAK DUO BLK-G10+405 | hanwha |  | 0.405 | 12 | 312 | 36 |  | Fixed | Roof
NJADRE1554743151 | Administratively Determined Incentive Program | SEWELL | 8080 | 15 | 18.23 | Residential | Behind the Meter | Yes | Net Metered Residential | Pro Custom Solar dba Momentum Solar |  | PSE&G | Accepted | 2023-10-02 | 2023-10-24 | 2024-10-24 | Solar Panels | Q. PEAK DUO BLK-G10+405 | hanwha |  | 0.405 | 6 | 222 | 45 |  | Fixed | Roof
NJADRE1554743151 | Administratively Determined Incentive Program | SEWELL | 8080 | 15 | 18.23 | Residential | Behind the Meter | Yes | Net Metered Residential | Pro Custom Solar dba Momentum Solar |  | PSE&G | Accepted | 2023-10-02 | 2023-10-24 | 2024-10-24 | Inverters | IQ8PLUS-72-2-US | enphase | 290 |  | 45 |  |  | 0.97 |  | Outdoor
NJADRE1554743297 | Administratively Determined Incentive Program | EAST ORANGE | 7017 | 9 | 7.51 | Residential | Behind the Meter | Yes | Net Metered Residential | Sunrun Installation Services, Inc. |  | PSE&G | Accepted | 2023-10-02 | 2023-10-24 | 2024-10-24 | Solar Panels | Trina Solar | TSM-395DE09C.07 |  | 0.395 | 6 | 310 | 22 |  | Fixed | Roof
NJADRE1554743297 | Administratively Determined Incentive Program | EAST ORANGE | 7017 | 9 | 7.51 | Residential | Behind the Meter | Yes | Net Metered Residential | Sunrun Installation Services, Inc. |  | PSE&G | Accepted | 2023-10-02 | 2023-10-24 | 2024-10-24 | Inverters | SOLAREDGE TECHNOLOGIES | SE6000H-USSN | 6000 |  | 1 |  |  | 0.96 |  | Outdoor
NJADRE1554743297 | Administratively Determined Incentive Program | EAST ORANGE | 7017 | 9 | 7.51 | Residential | Behind the Meter | Yes | Net Metered Residential | Sunrun Installation Services, Inc. |  | PSE&G | Accepted | 2023-10-02 | 2023-10-24 | 2024-10-24 | Solar Panels | Trina Solar | TSM-395DE09C.07 |  | 0.395 | 2 | 310 | 22 |  | Fixed | Roof
NJADRE1554743297 | Administratively Determined Incentive Program | EAST ORANGE | 7017 | 9 | 7.51 | Residential | Behind the Meter | Yes | Net Metered Residential | Sunrun Installation Services, Inc. |  | PSE&G | Accepted | 2023-10-02 | 2023-10-24 | 2024-10-24 | Solar Panels | Trina Solar | TSM-395DE09C.07 |  | 0.395 | 11 | 310 | 22 |  | Fixed | Roof
NJADRE1554743300 | Administratively Determined Incentive Program | WESTVILLE | 8093 | 15 | 2.84 | Residential | Behind the Meter | Yes | Net Metered Residential | Sunrun Installation Services, Inc. |  | PSE&G | Accepted | 2023-10-02 | 2023-10-24 | 2024-10-24 | Inverters | Delta Electronics | E4-TL-US | 3840 |  | 1 |  |  | 0.98 |  | Outdoor
NJADRE1554743300 | Administratively Determined Incentive Program | WESTVILLE | 8093 | 15 | 2.84 | Residential | Behind the Meter | Yes | Net Metered Residential | Sunrun Installation Services, Inc. |  | PSE&G | Accepted | 2023-10-02 | 2023-10-24 | 2024-10-24 | Solar Panels | Hanwha Q Cells | Q.PEAK DUO BLK ML-G10+ 405 |  | 0.405 | 7 | 213 | 22 |  | Fixed | Roof
NJADRE1554743302 | Administratively Determined Incentive Program | MARLBORO | 7746 | 17 | 14.18 | Residential | Behind the Meter | No | Net Metered Residential |  |  | JCP&L | Accepted | 2023-10-02 | 2023-10-25 | 2024-10-25 | Electric Storage Battery | Tesla | AC Powerwall 2.0 |  |  | 1 |  |  |  | Lead Acid |  | Outside
NJADRE1554743302 | Administratively Determined Incentive Program | MARLBORO | 7746 | 17 | 14.18 | Residential | Behind the Meter | No | Net Metered Residential |  |  | JCP&L | Accepted | 2023-10-02 | 2023-10-25 | 2024-10-25 | Inverters | Tesla | #1850000-00-C | 7600 |  | 1 |  |  | 0.98 |  | Outside
NJADRE1554743302 | Administratively Determined Incentive Program | MARLBORO | 7746 | 17 | 14.18 | Residential | Behind the Meter | No | Net Metered Residential |  |  | JCP&L | Accepted | 2023-10-02 | 2023-10-25 | 2024-10-25 | Inverters | Tesla | 1538000-45-A | 5700 |  | 1 |  |  | 0.98 |  | Outside
NJADRE1554743302 | Administratively Determined Incentive Program | MARLBORO | 7746 | 17 | 14.18 | Residential | Behind the Meter | No | Net Metered Residential |  |  | JCP&L | Accepted | 2023-10-02 | 2023-10-25 | 2024-10-25 | Solar Panels | Hanwha | # Q.PEAK DUO BLK ML-G10+/TS 405 |  | 0.405 | 13 | 13 | 30 |  | Fixed | Roof
NJADRE1554743302 | Administratively Determined Incentive Program | MARLBORO | 7746 | 17 | 14.18 | Residential | Behind the Meter | No | Net Metered Residential |  |  | JCP&L | Accepted | 2023-10-02 | 2023-10-25 | 2024-10-25 | Solar Panels | Hanwha | # Q.PEAK DUO BLK ML-G10+/TS 405 |  | 0.405 | 5 | 283 | 37 |  | Fixed | Roof
NJADRE1554743302 | Administratively Determined Incentive Program | MARLBORO | 7746 | 17 | 14.18 | Residential | Behind the Meter | No | Net Metered Residential |  |  | JCP&L | Accepted | 2023-10-02 | 2023-10-25 | 2024-10-25 | Solar Panels | Hanwha | # Q.PEAK DUO BLK ML-G10+/TS 405 |  | 0.405 | 10 | 192 | 30 |  | Fixed | Roof
NJADRE1554743302 | Administratively Determined Incentive Program | MARLBORO | 7746 | 17 | 14.18 | Residential | Behind the Meter | No | Net Metered Residential |  |  | JCP&L | Accepted | 2023-10-02 | 2023-10-25 | 2024-10-25 | Solar Panels | Tesla | # Q.PEAK DUO BLK ML-G10+/TS 405 |  | 0.405 | 5 | 193 | 30 |  | Fixed | Roof
NJADRE1554743302 | Administratively Determined Incentive Program | MARLBORO | 7746 | 17 | 14.18 | Residential | Behind the Meter | No | Net Metered Residential |  |  | JCP&L | Accepted | 2023-10-02 | 2023-10-25 | 2024-10-25 | Solar Panels | Hanwha | # Q.PEAK DUO BLK ML-G10+/TS 405 |  | 0.405 | 2 | 103 | 37 |  | Fixed | Roof
NJADRE1554743311 | Administratively Determined Incentive Program | WHARTON | 7885 | 3 | 6.93 | Residential | Behind the Meter | Yes | Net Metered Residential | Freedom Forever New Jersey LLC |  | JCP&L | Accepted | 2023-10-02 | 2023-10-24 | 2024-10-24 | Inverters | Solar Edge | SE5000H-USRGM | 5000 |  | 1 |  |  | 0.99 |  | Outside
NJADRE1554743311 | Administratively Determined Incentive Program | WHARTON | 7885 | 3 | 6.93 | Residential | Behind the Meter | Yes | Net Metered Residential | Freedom Forever New Jersey LLC |  | JCP&L | Accepted | 2023-10-02 | 2023-10-24 | 2024-10-24 | Solar Panels | JINKO SOLAR | JKM385M-6RL3-B |  | 0.385 | 14 | 128 | 18 |  | Fixed | Roof
NJADRE1554743311 | Administratively Determined Incentive Program | WHARTON | 7885 | 3 | 6.93 | Residential | Behind the Meter | Yes | Net Metered Residential | Freedom Forever New Jersey LLC |  | JCP&L | Accepted | 2023-10-02 | 2023-10-24 | 2024-10-24 | Solar Panels | JINKO SOLAR | JKM385M-6RL3-B |  | 0.385 | 4 | 308 | 18 |  | Fixed | Roof
NJADRE1554743312 | Administratively Determined Incentive Program | PENNSAUKEN | 8109 | 14 | 5.67 | Residential | Behind the Meter | Yes | Net Metered Residential | Trinity Solar Inc. |  | PSE&G | Accepted | 2023-10-02 | 2023-10-24 | 2024-10-24 | Inverters | Solar Edge | SE5000H-US | 5 |  | 1 |  |  | 0.97 |  | Outdoor
NJADRE1554743312 | Administratively Determined Incentive Program | PENNSAUKEN | 8109 | 14 | 5.67 | Residential | Behind the Meter | Yes | Net Metered Residential | Trinity Solar Inc. |  | PSE&G | Accepted | 2023-10-02 | 2023-10-24 | 2024-10-24 | Solar Panels | Hanwha | Q.PEAK DUO BLK ML-G10+ 405 |  | 0.405 | 10 | 247 | 27 |  | Fixed | Roof
NJADRE1554743312 | Administratively Determined Incentive Program | PENNSAUKEN | 8109 | 14 | 5.67 | Residential | Behind the Meter | Yes | Net Metered Residential | Trinity Solar Inc. |  | PSE&G | Accepted | 2023-10-02 | 2023-10-24 | 2024-10-24 | Solar Panels | Hanwha | Q.PEAK DUO BLK ML-G10+ 405 |  | 0.405 | 4 | 67 | 27 |  | Fixed | Roof
NJADRE1554743388 | Administratively Determined Incentive Program | MARLBORO | 7746 | 17 | 8.76 | Residential | Behind the Meter | No | Net Metered Residential | Power Home Remodeling |  | JCP&L | Accepted | 2023-10-02 | 2023-10-24 | 2024-10-24 | Inverters | SolarEdge | SE10000H-US | 10000 |  | 1 |  |  | 0.99 |  | Outdoor
NJADRE1554743388 | Administratively Determined Incentive Program | MARLBORO | 7746 | 17 | 8.76 | Residential | Behind the Meter | No | Net Metered Residential | Power Home Remodeling |  | JCP&L | Accepted | 2023-10-02 | 2023-10-24 | 2024-10-24 | Meters | SolarEdge | Revenue Grade Data Ansi C12.20 |  |  | 1 |  |  |  | Yes | Outdoor
NJADRE1554743388 | Administratively Determined Incentive Program | MARLBORO | 7746 | 17 | 8.76 | Residential | Behind the Meter | No | Net Metered Residential | Power Home Remodeling |  | JCP&L | Accepted | 2023-10-02 | 2023-10-24 | 2024-10-24 | Solar Panels | QCell | Q.PEAKDUOBLK-G10+365 |  | 0.365 | 18 | 117 | 35 |  | Fixed | Roof
NJADRE1554743388 | Administratively Determined Incentive Program | MARLBORO | 7746 | 17 | 8.76 | Residential | Behind the Meter | No | Net Metered Residential | Power Home Remodeling |  | JCP&L | Accepted | 2023-10-02 | 2023-10-24 | 2024-10-24 | Solar Panels | QCell | Q.PEAKDUOBLK-G10+365 |  | 0.365 | 6 | 297 | 32 |  | Fixed | Roof
NJADRE1554743453 | Administratively Determined Incentive Program | ENGLEWOOD | 7631 | 7 | 7.29 | Residential | Behind the Meter | Yes | Net Metered Residential | Big Wave Roofing and Solar LLC |  | PSE&G | Accepted | 2023-10-03 | 2023-10-25 | 2024-10-25 | Inverters | Enphase Energy Inc | IQ7PLUS-72-2-US | 290 |  | 18 |  |  | 0.98 |  | Outside
NJADRE1554743453 | Administratively Determined Incentive Program | ENGLEWOOD | 7631 | 7 | 7.29 | Residential | Behind the Meter | Yes | Net Metered Residential | Big Wave Roofing and Solar LLC |  | PSE&G | Accepted | 2023-10-03 | 2023-10-25 | 2024-10-25 | Solar Panels | Qcells | Q.PEAK DUO BLK ML-G10+ 405 |  | 0.405 | 18 | 200 | 41 |  | Fixed | Roof
NJADRE1554743474 | Administratively Determined Incentive Program | SPARTA | 7871 | 1 | 16 | Residential | Behind the Meter | Yes | Net Metered Residential | SunnyMac LLC |  | JCP&L | Accepted | 2023-10-02 | 2023-10-24 | 2024-10-24 | Solar Panels | Q.PEAK DUO BLK ML-G10+400 | HANWHA |  | 0.4 | 40 | 159 | 36 |  | Fixed | Roof
NJADRE1554743474 | Administratively Determined Incentive Program | SPARTA | 7871 | 1 | 16 | Residential | Behind the Meter | Yes | Net Metered Residential | SunnyMac LLC |  | JCP&L | Accepted | 2023-10-02 | 2023-10-24 | 2024-10-24 | Inverters | SE7600H-US | SOLAREDGE | 7600 |  | 1 |  |  | 0.1 |  | Outdoor
NJADRE1554743474 | Administratively Determined Incentive Program | SPARTA | 7871 | 1 | 16 | Residential | Behind the Meter | Yes | Net Metered Residential | SunnyMac LLC |  | JCP&L | Accepted | 2023-10-02 | 2023-10-24 | 2024-10-24 | Inverters | SE 6000H-US | SOLAREDGE | 6000 |  | 1 |  |  | 0.1 |  | Outdoor
NJADRE1554743502 | Administratively Determined Incentive Program | MAPLEWOOD | 7040 | 9 | 6.55 | Residential | Behind the Meter | Yes | Net Metered Residential | Freedom Forever New Jersey LLC |  | PSE&G | Accepted | 2023-10-02 | 2023-10-24 | 2024-10-24 | Inverters | Solar Edge | SE5000H-USRGM | 5000 |  | 1 |  |  | 0.99 |  | Outside
NJADRE1554743502 | Administratively Determined Incentive Program | MAPLEWOOD | 7040 | 9 | 6.55 | Residential | Behind the Meter | Yes | Net Metered Residential | Freedom Forever New Jersey LLC |  | PSE&G | Accepted | 2023-10-02 | 2023-10-24 | 2024-10-24 | Solar Panels | JINKO SOLAR | JKM385M-6RL3-B |  | 0.385 | 8 | 138 | 30 |  | Fixed | Roof
NJADRE1554743502 | Administratively Determined Incentive Program | MAPLEWOOD | 7040 | 9 | 6.55 | Residential | Behind the Meter | Yes | Net Metered Residential | Freedom Forever New Jersey LLC |  | PSE&G | Accepted | 2023-10-02 | 2023-10-24 | 2024-10-24 | Solar Panels | JINKO SOLAR | JKM385M-6RL3-B |  | 0.385 | 9 | 318 | 30 |  | Fixed | Roof
NJADRE1554743530 | Administratively Determined Incentive Program | TRENTON | 8611 | 12 | 2.31 | Residential | Behind the Meter | Yes | Net Metered Residential | Freedom Forever New Jersey LLC |  | PSE&G | Accepted | 2023-10-02 | 2023-10-24 | 2024-10-24 | Inverters | Enphase | IQ8PLUS-72-2-U | 290 |  | 1 |  |  | 0.99 |  | Outside
NJADRE1554743530 | Administratively Determined Incentive Program | TRENTON | 8611 | 12 | 2.31 | Residential | Behind the Meter | Yes | Net Metered Residential | Freedom Forever New Jersey LLC |  | PSE&G | Accepted | 2023-10-02 | 2023-10-24 | 2024-10-24 | Solar Panels | JINKO SOLAR | JKM385M-6RL3-B |  | 0.385 | 4 | 260 | 18 |  | Fixed | Roof
NJADRE1554743530 | Administratively Determined Incentive Program | TRENTON | 8611 | 12 | 2.31 | Residential | Behind the Meter | Yes | Net Metered Residential | Freedom Forever New Jersey LLC |  | PSE&G | Accepted | 2023-10-02 | 2023-10-24 | 2024-10-24 | Solar Panels | JINKO SOLAR | JKM385M-6RL3-B |  | 0.385 | 2 | 260 | 34 |  | Fixed | Roof
NJADRE1554743682 | Administratively Determined Incentive Program | IRVINGTON | 7111 | 9 | 8.8 | Residential | Behind the Meter | Yes | Net Metered Residential | Sunny Mac LLC |  | PSE&G | Accepted | 2023-10-02 | 2023-10-24 | 2024-10-24 | Solar Panels | Q.PEAK DUO BLK ML-G10+400 | HANWHA |  | 0.4 | 18 | 201 | 29 |  | Fixed | Roof
NJADRE1554743682 | Administratively Determined Incentive Program | IRVINGTON | 7111 | 9 | 8.8 | Residential | Behind the Meter | Yes | Net Metered Residential | Sunny Mac LLC |  | PSE&G | Accepted | 2023-10-02 | 2023-10-24 | 2024-10-24 | Solar Panels | Q.PEAK DUO BLK ML-G10+400 | HANWHA |  | 0.4 | 4 | 21 | 9 |  | Fixed | Roof
NJADRE1554743682 | Administratively Determined Incentive Program | IRVINGTON | 7111 | 9 | 8.8 | Residential | Behind the Meter | Yes | Net Metered Residential | Sunny Mac LLC |  | PSE&G | Accepted | 2023-10-02 | 2023-10-24 | 2024-10-24 | Inverters | SE7600H-US | SOLAREDGE | 7600 |  | 1 |  |  | 0.1 |  | Outdoor
NJADRE1554743682 | Administratively Determined Incentive Program | IRVINGTON | 7111 | 9 | 8.8 | Residential | Behind the Meter | Yes | Net Metered Residential | Sunny Mac LLC |  | PSE&G | Accepted | 2023-10-02 | 2023-10-24 | 2024-10-24 | Meters | SE-RGMTR-1D-240C-B | Solaredge |  |  | 1 |  |  |  | Yes | Outdoor
NJADRE1554743711 | Administratively Determined Incentive Program | LINDEN | 7036 | 10 | 8.86 | Residential | Behind the Meter | Yes | Net Metered Residential | Freedom Forever New Jersey LLC |  | PSE&G | Accepted | 2023-10-02 | 2023-10-24 | 2024-10-24 | Inverters | Solar Edge | SE6000H-USRGM | 6000 |  | 1 |  |  | 0.99 |  | Outside
NJADRE1554743711 | Administratively Determined Incentive Program | LINDEN | 7036 | 10 | 8.86 | Residential | Behind the Meter | Yes | Net Metered Residential | Freedom Forever New Jersey LLC |  | PSE&G | Accepted | 2023-10-02 | 2023-10-24 | 2024-10-24 | Solar Panels | JINKO SOLAR | JKM385M-6RL3-B |  | 0.385 | 23 | 219 | 23 |  | Fixed | Roof
NJADRE1554743730 | Administratively Determined Incentive Program | NEW MILFORD | 7646 | 7 | 8.91 | Residential | Behind the Meter | Yes | Net Metered Residential | Pro Custom Solar dba Momentum Solar |  | PSE&G | Accepted | 2023-10-02 | 2023-10-24 | 2024-10-24 | Solar Panels | Â Q. PEAK DUO BLK-G10+405 | hanwha |  | 0.405 | 4 | 159 | 15 |  | Fixed | Roof
NJADRE1554743730 | Administratively Determined Incentive Program | NEW MILFORD | 7646 | 7 | 8.91 | Residential | Behind the Meter | Yes | Net Metered Residential | Pro Custom Solar dba Momentum Solar |  | PSE&G | Accepted | 2023-10-02 | 2023-10-24 | 2024-10-24 | Solar Panels | Â Q. PEAK DUO BLK-G10+405 | hanwha |  | 0.405 | 2 | 159 | 23 |  | Fixed | Roof
NJADRE1554743730 | Administratively Determined Incentive Program | NEW MILFORD | 7646 | 7 | 8.91 | Residential | Behind the Meter | Yes | Net Metered Residential | Pro Custom Solar dba Momentum Solar |  | PSE&G | Accepted | 2023-10-02 | 2023-10-24 | 2024-10-24 | Solar Panels | Â Q. PEAK DUO BLK-G10+405 | hanwha |  | 0.405 | 2 | 339 | 24 |  | Fixed | Roof
NJADRE1554743730 | Administratively Determined Incentive Program | NEW MILFORD | 7646 | 7 | 8.91 | Residential | Behind the Meter | Yes | Net Metered Residential | Pro Custom Solar dba Momentum Solar |  | PSE&G | Accepted | 2023-10-02 | 2023-10-24 | 2024-10-24 | Solar Panels | Â Q. PEAK DUO BLK-G10+405 | hanwha |  | 0.405 | 8 | 339 | 14 |  | Fixed | Roof
NJADRE1554743730 | Administratively Determined Incentive Program | NEW MILFORD | 7646 | 7 | 8.91 | Residential | Behind the Meter | Yes | Net Metered Residential | Pro Custom Solar dba Momentum Solar |  | PSE&G | Accepted | 2023-10-02 | 2023-10-24 | 2024-10-24 | Solar Panels | Â Q. PEAK DUO BLK-G10+405 | hanwha |  | 0.405 | 6 | 159 | 23 |  | Fixed | Roof
NJADRE1554743730 | Administratively Determined Incentive Program | NEW MILFORD | 7646 | 7 | 8.91 | Residential | Behind the Meter | Yes | Net Metered Residential | Pro Custom Solar dba Momentum Solar |  | PSE&G | Accepted | 2023-10-02 | 2023-10-24 | 2024-10-24 | Inverters | IQ8PLUS-72-2-US | enphase | 290 |  | 22 |  |  | 0.97 |  | Outdoor
NJADRE1554743760 | Administratively Determined Incentive Program | TRENTON | 8620 | 12 | 8.51 | Residential | Behind the Meter | No | Net Metered Residential | Tesla Energy Operations Inc |  | PSE&G | Accepted | 2023-10-02 | 2023-10-25 | 2024-10-25 | Inverters | Tesla | 1538000-45-A | 7600 |  | 1 |  |  | 0.98 |  | Outside
NJADRE1554743760 | Administratively Determined Incentive Program | TRENTON | 8620 | 12 | 8.51 | Residential | Behind the Meter | No | Net Metered Residential | Tesla Energy Operations Inc |  | PSE&G | Accepted | 2023-10-02 | 2023-10-25 | 2024-10-25 | Solar Panels | Hanwha | # Q.PEAK DUO BLK ML-G10+/TS 405 |  | 0.405 | 4 | 294 | 30 |  | Fixed | Roof
NJADRE1554743760 | Administratively Determined Incentive Program | TRENTON | 8620 | 12 | 8.51 | Residential | Behind the Meter | No | Net Metered Residential | Tesla Energy Operations Inc |  | PSE&G | Accepted | 2023-10-02 | 2023-10-25 | 2024-10-25 | Solar Panels | Hanwha | # Q.PEAK DUO BLK ML-G10+/TS 405 |  | 0.405 | 6 | 114 | 30 |  | Fixed | Roof
NJADRE1554743760 | Administratively Determined Incentive Program | TRENTON | 8620 | 12 | 8.51 | Residential | Behind the Meter | No | Net Metered Residential | Tesla Energy Operations Inc |  | PSE&G | Accepted | 2023-10-02 | 2023-10-25 | 2024-10-25 | Solar Panels | Hanwha | # Q.PEAK DUO BLK ML-G10+/TS 405 |  | 0.405 | 8 | 294 | 30 |  | Fixed | Roof
NJADRE1554743760 | Administratively Determined Incentive Program | TRENTON | 8620 | 12 | 8.51 | Residential | Behind the Meter | No | Net Metered Residential | Tesla Energy Operations Inc |  | PSE&G | Accepted | 2023-10-02 | 2023-10-25 | 2024-10-25 | Solar Panels | Hanwha | # Q.PEAK DUO BLK ML-G10+/TS 405 |  | 0.405 | 3 | 114 | 30 |  | Fixed | Roof
NJADRE1554743776 | Administratively Determined Incentive Program | NUTLEY | 7110 | 9 | 10.88 | Residential | Behind the Meter | Yes | Net Metered Residential | Sunrun Installation Services, Inc. |  | PSE&G | Accepted | 2023-10-02 | 2023-10-25 | 2024-10-25 | Inverters | SolarEdge Technologies | SE7600H-USSN | 7600 |  | 1 |  |  | 0.96 |  | Outdoor | next to meter
NJADRE1554743776 | Administratively Determined Incentive Program | NUTLEY | 7110 | 9 | 10.88 | Residential | Behind the Meter | Yes | Net Metered Residential | Sunrun Installation Services, Inc. |  | PSE&G | Accepted | 2023-10-02 | 2023-10-25 | 2024-10-25 | Solar Panels | Vikram Solar | VSMDHT.60.375.05 |  | 0.375 | 11 | 302 | 22 |  | Fixed | Roof
NJADRE1554743776 | Administratively Determined Incentive Program | NUTLEY | 7110 | 9 | 10.88 | Residential | Behind the Meter | Yes | Net Metered Residential | Sunrun Installation Services, Inc. |  | PSE&G | Accepted | 2023-10-02 | 2023-10-25 | 2024-10-25 | Solar Panels | Vikram Solar | VSMDHT.60.375.05 |  | 0.375 | 18 | 122 | 20 |  | Fixed | Roof
NJADRE1554743777 | Administratively Determined Incentive Program | EDISON | 8817 | 11 | 5.48 | Residential | Behind the Meter | No | Net Metered Residential | Power Home Remodeling |  | PSE&G | Accepted | 2023-10-02 | 2023-10-31 | 2024-10-31 | Inverters | SolarEdge | SE3800H-US | 3800 |  | 1 |  |  | 0.99 |  | Outdoor
NJADRE1554743777 | Administratively Determined Incentive Program | EDISON | 8817 | 11 | 5.48 | Residential | Behind the Meter | No | Net Metered Residential | Power Home Remodeling |  | PSE&G | Accepted | 2023-10-02 | 2023-10-31 | 2024-10-31 | Meters | SolarEdge | Revenue Grade Data Ansi C12.20 |  |  | 1 |  |  |  | Yes | Outdoor
NJADRE1554743777 | Administratively Determined Incentive Program | EDISON | 8817 | 11 | 5.48 | Residential | Behind the Meter | No | Net Metered Residential | Power Home Remodeling |  | PSE&G | Accepted | 2023-10-02 | 2023-10-31 | 2024-10-31 | Solar Panels | QCell | Q.PEAKDUOBLK-G10+365 |  | 0.365 | 12 | 348 | 23 |  | Fixed | Roof
NJADRE1554743777 | Administratively Determined Incentive Program | EDISON | 8817 | 11 | 5.48 | Residential | Behind the Meter | No | Net Metered Residential | Power Home Remodeling |  | PSE&G | Accepted | 2023-10-02 | 2023-10-31 | 2024-10-31 | Solar Panels | QCell | Q.PEAKDUOBLK-G10+365 |  | 0.365 | 3 | 168 | 22 |  | Fixed | Roof
NJADRE1554743795 | Administratively Determined Incentive Program | PLAINSBORO | 8536 | 11 | 6.08 | Residential | Behind the Meter | No | Net Metered Residential | Tesla Energy Operations Inc |  | PSE&G | Accepted | 2023-10-02 | 2023-10-25 | 2024-10-25 | Inverters | Tesla | 1538000-45-A | 5000 |  | 1 |  |  | 0.98 |  | Outside
NJADRE1554743795 | Administratively Determined Incentive Program | PLAINSBORO | 8536 | 11 | 6.08 | Residential | Behind the Meter | No | Net Metered Residential | Tesla Energy Operations Inc |  | PSE&G | Accepted | 2023-10-02 | 2023-10-25 | 2024-10-25 | Solar Panels | Hanwha | # Q.PEAK DUO BLK ML-G10+/TS 405 |  | 0.405 | 15 | 224 | 30 |  | Fixed | Roof
NJADRE1554743975 | Administratively Determined Incentive Program | EWING | 8618 | 12 | 8.25 | Residential | Behind the Meter | Yes | Net Metered Residential | Sunrun Installation Services, Inc. |  | PSE&G | Accepted | 2023-10-02 | 2023-10-25 | 2024-10-25 | Inverters | SOLAREDGE TECHNOLOGIES | SE6000H-USSN | 6000 |  | 1 |  |  | 0.99 |  | Outdoor | next to meter
NJADRE1554743975 | Administratively Determined Incentive Program | EWING | 8618 | 12 | 8.25 | Residential | Behind the Meter | Yes | Net Metered Residential | Sunrun Installation Services, Inc. |  | PSE&G | Accepted | 2023-10-02 | 2023-10-25 | 2024-10-25 | Solar Panels | Vikram Solar | VSMDHT.60.375.05 |  | 0.375 | 12 | 147 | 19 |  | Fixed | Roof
NJADRE1554743975 | Administratively Determined Incentive Program | EWING | 8618 | 12 | 8.25 | Residential | Behind the Meter | Yes | Net Metered Residential | Sunrun Installation Services, Inc. |  | PSE&G | Accepted | 2023-10-02 | 2023-10-25 | 2024-10-25 | Solar Panels | Vikram Solar | VSMDHT.60.375.05 |  | 0.375 | 8 | 327 | 19 |  | Fixed | Roof
NJADRE1554743975 | Administratively Determined Incentive Program | EWING | 8618 | 12 | 8.25 | Residential | Behind the Meter | Yes | Net Metered Residential | Sunrun Installation Services, Inc. |  | PSE&G | Accepted | 2023-10-02 | 2023-10-25 | 2024-10-25 | Solar Panels | Vikram Solar | VSMDHT.60.375.05 |  | 0.375 | 2 | 147 | 22 |  | Fixed | Roof
NJADRE1554743990 | Administratively Determined Incentive Program | SICKLERVILLE | 8081 | 14 | 6.8 | Residential | Behind the Meter | Yes | Net Metered Residential | Sea Bright Solar LLC |  | AC Electric | Accepted | 2023-10-04 | 2023-10-30 | 2024-10-30 | Solar Panels | Sunpower | SPR-U-400 |  | 0.4 | 9 | 132 | 22 |  | Fixed | Roof
NJADRE1554743990 | Administratively Determined Incentive Program | SICKLERVILLE | 8081 | 14 | 6.8 | Residential | Behind the Meter | Yes | Net Metered Residential | Sea Bright Solar LLC |  | AC Electric | Accepted | 2023-10-04 | 2023-10-30 | 2024-10-30 | Solar Panels | Sunpower | SPR-U-400 |  | 0.4 | 4 | 312 | 22 |  | Fixed | Roof
NJADRE1554743990 | Administratively Determined Incentive Program | SICKLERVILLE | 8081 | 14 | 6.8 | Residential | Behind the Meter | Yes | Net Metered Residential | Sea Bright Solar LLC |  | AC Electric | Accepted | 2023-10-04 | 2023-10-30 | 2024-10-30 | Solar Panels | Sunpower | SPR-U-400 |  | 0.4 | 4 | 312 | 22 |  | Fixed | Roof
NJADRE1554743990 | Administratively Determined Incentive Program | SICKLERVILLE | 8081 | 14 | 6.8 | Residential | Behind the Meter | Yes | Net Metered Residential | Sea Bright Solar LLC |  | AC Electric | Accepted | 2023-10-04 | 2023-10-30 | 2024-10-30 | Inverters | Enphase | IQ 7HS | 384 |  | 17 |  |  | 0.99 |  | Outside | Roof
NJADRE1554744002 | Administratively Determined Incentive Program | BELLEVILLE | 7109 | 9 | 10.5 | Residential | Behind the Meter | Yes | Net Metered Residential | Sunrun Installation Services, Inc. |  | PSE&G | Accepted | 2023-10-02 | 2023-10-24 | 2024-10-24 | Inverters | Delta Electronics | E10-TL-US | 9600 |  | 1 |  |  | 0.97 |  | Outdoor
NJADRE1554744002 | Administratively Determined Incentive Program | BELLEVILLE | 7109 | 9 | 10.5 | Residential | Behind the Meter | Yes | Net Metered Residential | Sunrun Installation Services, Inc. |  | PSE&G | Accepted | 2023-10-02 | 2023-10-24 | 2024-10-24 | Solar Panels | Vikram Solar | VSMDHT.60.375.05 |  | 0.375 | 7 | 15 | 32 |  | Fixed | Roof
NJADRE1554744002 | Administratively Determined Incentive Program | BELLEVILLE | 7109 | 9 | 10.5 | Residential | Behind the Meter | Yes | Net Metered Residential | Sunrun Installation Services, Inc. |  | PSE&G | Accepted | 2023-10-02 | 2023-10-24 | 2024-10-24 | Solar Panels | Vikram Solar | VSMDHT.60.375.05 |  | 0.375 | 6 | 15 | 32 |  | Fixed | Roof
NJADRE1554744002 | Administratively Determined Incentive Program | BELLEVILLE | 7109 | 9 | 10.5 | Residential | Behind the Meter | Yes | Net Metered Residential | Sunrun Installation Services, Inc. |  | PSE&G | Accepted | 2023-10-02 | 2023-10-24 | 2024-10-24 | Solar Panels | Vikram Solar | VSMDHT.60.375.05 |  | 0.375 | 6 | 15 | 32 |  | Fixed | Roof
NJADRE1554744002 | Administratively Determined Incentive Program | BELLEVILLE | 7109 | 9 | 10.5 | Residential | Behind the Meter | Yes | Net Metered Residential | Sunrun Installation Services, Inc. |  | PSE&G | Accepted | 2023-10-02 | 2023-10-24 | 2024-10-24 | Solar Panels | Vikram Solar | VSMDHT.60.375.05 |  | 0.375 | 9 | 15 | 29 |  | Fixed | Roof
NJADRE1554744005 | Administratively Determined Incentive Program | BLOOMFIELD | 7003 | 9 | 3.38 | Residential | Behind the Meter | Yes | Net Metered Residential | Sunrun Installation Services, Inc. |  | PSE&G | Accepted | 2023-10-02 | 2023-10-25 | 2024-10-25 | Inverters | Delta Electronics | E4-TL-US | 3840 |  | 1 |  |  | 0.96 |  | Outdoor | Next To Meter
NJADRE1554744005 | Administratively Determined Incentive Program | BLOOMFIELD | 7003 | 9 | 3.38 | Residential | Behind the Meter | Yes | Net Metered Residential | Sunrun Installation Services, Inc. |  | PSE&G | Accepted | 2023-10-02 | 2023-10-25 | 2024-10-25 | Solar Panels | Vikram Solar | VSMDHT.60.375.05 |  | 0.375 | 9 | 292 | 31 |  | Fixed | Roof
NJADRE1554746715 | Administratively Determined Incentive Program | SCOTCH PLAINS | 7076 | 10 | 24.4 | Residential | Behind the Meter | Yes | Net Metered Residential | Suntuity Solar LLC |  | PSE&G | Accepted | 2023-10-03 | 2023-10-24 | 2024-10-24 | Inverters | (61) ENPHASE | IQ8PLUS-72-2-US | 290 |  | 61 |  |  | 0.97 |  | Outdoor | Behind the PV modules
NJADRE1554746715 | Administratively Determined Incentive Program | SCOTCH PLAINS | 7076 | 10 | 24.4 | Residential | Behind the Meter | Yes | Net Metered Residential | Suntuity Solar LLC |  | PSE&G | Accepted | 2023-10-03 | 2023-10-24 | 2024-10-24 | Solar Panels | (61) CANADIANSOLAR | CS6R-400MS-HL |  | 0.4 | 25 | 201 | 22 |  | Fixed | Roof
NJADRE1554746715 | Administratively Determined Incentive Program | SCOTCH PLAINS | 7076 | 10 | 24.4 | Residential | Behind the Meter | Yes | Net Metered Residential | Suntuity Solar LLC |  | PSE&G | Accepted | 2023-10-03 | 2023-10-24 | 2024-10-24 | Solar Panels | (61) CANADIANSOLAR | CS6R-400MS-HL |  | 0.4 | 18 | 200 | 22 |  | Fixed | Roof
NJADRE1554746715 | Administratively Determined Incentive Program | SCOTCH PLAINS | 7076 | 10 | 24.4 | Residential | Behind the Meter | Yes | Net Metered Residential | Suntuity Solar LLC |  | PSE&G | Accepted | 2023-10-03 | 2023-10-24 | 2024-10-24 | Solar Panels | (61) CANADIANSOLAR | CS6R-400MS-HL |  | 0.4 | 7 | 201 | 12 |  | Fixed | Roof
NJADRE1554746715 | Administratively Determined Incentive Program | SCOTCH PLAINS | 7076 | 10 | 24.4 | Residential | Behind the Meter | Yes | Net Metered Residential | Suntuity Solar LLC |  | PSE&G | Accepted | 2023-10-03 | 2023-10-24 | 2024-10-24 | Solar Panels | (61) CANADIANSOLAR | CS6R-400MS-HL |  | 0.4 | 3 | 200 | 12 |  | Fixed | Roof
NJADRE1554746715 | Administratively Determined Incentive Program | SCOTCH PLAINS | 7076 | 10 | 24.4 | Residential | Behind the Meter | Yes | Net Metered Residential | Suntuity Solar LLC |  | PSE&G | Accepted | 2023-10-03 | 2023-10-24 | 2024-10-24 | Solar Panels | (61) CANADIANSOLAR | CS6R-400MS-HL |  | 0.4 | 8 | 291 | 22 |  | Fixed | Pole
NJADRE1554746721 | Administratively Determined Incentive Program | SOUTH BOUND BROOK | 8880 | 5 | 7.6 | Residential | Behind the Meter | Yes | Net Metered Residential | Suntuity Solar LLC |  | PSE&G | Accepted | 2023-10-03 | 2023-10-24 | 2024-10-24 | Inverters | ENPHASE | IQ8PLUS-72-2-US | 290 |  | 19 |  |  | 0.97 |  | Outdoor | Behind the PV modules
NJADRE1554746721 | Administratively Determined Incentive Program | SOUTH BOUND BROOK | 8880 | 5 | 7.6 | Residential | Behind the Meter | Yes | Net Metered Residential | Suntuity Solar LLC |  | PSE&G | Accepted | 2023-10-03 | 2023-10-24 | 2024-10-24 | Solar Panels | CANADIAN SOLAR | CS6R-400MS-HL |  | 0.4 | 17 | 99 | 23 |  | Fixed | Roof
NJADRE1554746721 | Administratively Determined Incentive Program | SOUTH BOUND BROOK | 8880 | 5 | 7.6 | Residential | Behind the Meter | Yes | Net Metered Residential | Suntuity Solar LLC |  | PSE&G | Accepted | 2023-10-03 | 2023-10-24 | 2024-10-24 | Solar Panels | CANADIAN SOLAR | CS6R-400MS-HL |  | 0.4 | 2 | 99 | 23 |  | Fixed | Roof
NJADRE1554746730 | Administratively Determined Incentive Program | WILLINGBORO | 8046 | 13 | 9.2 | Residential | Behind the Meter | Yes | Net Metered Residential | Suntuity Solar LLC |  | PSE&G | Accepted | 2023-10-03 | 2023-10-25 | 2024-10-25 | Inverters | (23) ENPHASE | IQ8PLUS-72-2-US | 290 |  | 23 |  |  | 0.97 |  | Outdoor | Behind the PV modules
NJADRE1554746730 | Administratively Determined Incentive Program | WILLINGBORO | 8046 | 13 | 9.2 | Residential | Behind the Meter | Yes | Net Metered Residential | Suntuity Solar LLC |  | PSE&G | Accepted | 2023-10-03 | 2023-10-25 | 2024-10-25 | Solar Panels | (23) CANADIAN SOLAR | CS6R-400MS-HL |  | 0.4 | 13 | 95 | 27 |  | Fixed | Roof
NJADRE1554746730 | Administratively Determined Incentive Program | WILLINGBORO | 8046 | 13 | 9.2 | Residential | Behind the Meter | Yes | Net Metered Residential | Suntuity Solar LLC |  | PSE&G | Accepted | 2023-10-03 | 2023-10-25 | 2024-10-25 | Solar Panels | (23) CANADIAN SOLAR | CS6R-400MS-HL |  | 0.4 | 4 | 275 | 27 |  | Fixed | Roof
NJADRE1554746730 | Administratively Determined Incentive Program | WILLINGBORO | 8046 | 13 | 9.2 | Residential | Behind the Meter | Yes | Net Metered Residential | Suntuity Solar LLC |  | PSE&G | Accepted | 2023-10-03 | 2023-10-25 | 2024-10-25 | Solar Panels | (23) CANADIAN SOLAR | CS6R-400MS-HL |  | 0.4 | 6 | 95 | 19 |  | Fixed | Roof
NJADRE1554746737 | Administratively Determined Incentive Program | JERSEY CITY | 7304 | 8 | 4 | Residential | Behind the Meter | Yes | Net Metered Residential | Suntuity Solar LLC |  | PSE&G | Accepted | 2023-10-03 | 2023-10-25 | 2024-10-25 | Inverters | (10) ENPHASE | IQ8PLUS-72-2-US | 290 |  | 10 |  |  | 0.97 |  | Outdoor | Behind the PV modules
NJADRE1554746737 | Administratively Determined Incentive Program | JERSEY CITY | 7304 | 8 | 4 | Residential | Behind the Meter | Yes | Net Metered Residential | Suntuity Solar LLC |  | PSE&G | Accepted | 2023-10-03 | 2023-10-25 | 2024-10-25 | Solar Panels | (10) CANADIAN SOLAR | CS6R-400MS-HL |  | 0.4 | 10 | 210 | 5 |  | Fixed | Roof
NJADRE1554746759 | Administratively Determined Incentive Program | HAWTHORNE | 7506 | 6 | 6.32 | Residential | Behind the Meter | Yes | Net Metered Residential | Sunrun Installation Services, Inc. |  | PSE&G | Accepted | 2023-10-03 | 2023-10-25 | 2024-10-25 | Electric Storage Battery | Tesla | Powerwall 2 AC |  |  | 1 |  |  |  | Lithium Ion |  | outside
NJADRE1554746759 | Administratively Determined Incentive Program | HAWTHORNE | 7506 | 6 | 6.32 | Residential | Behind the Meter | Yes | Net Metered Residential | Sunrun Installation Services, Inc. |  | PSE&G | Accepted | 2023-10-03 | 2023-10-25 | 2024-10-25 | Inverters | SolarEdge Technologies | SE6000H-USSN | 6000 |  | 1 |  |  | 0.96 |  | Outdoor | Next To Meter
NJADRE1554746759 | Administratively Determined Incentive Program | HAWTHORNE | 7506 | 6 | 6.32 | Residential | Behind the Meter | Yes | Net Metered Residential | Sunrun Installation Services, Inc. |  | PSE&G | Accepted | 2023-10-03 | 2023-10-25 | 2024-10-25 | Solar Panels | Trina Solar | TSM-395DE09C.07 |  | 0.395 | 10 | 175 | 26 |  | Fixed | Roof
NJADRE1554746759 | Administratively Determined Incentive Program | HAWTHORNE | 7506 | 6 | 6.32 | Residential | Behind the Meter | Yes | Net Metered Residential | Sunrun Installation Services, Inc. |  | PSE&G | Accepted | 2023-10-03 | 2023-10-25 | 2024-10-25 | Solar Panels | Trina Solar | TSM-395DE09C.07 |  | 0.395 | 6 | 175 | 34 |  | Fixed | Roof
NJADRE1554746784 | Administratively Determined Incentive Program | EAST WINDSOR | 8520 | 12 | 7.6 | Residential | Behind the Meter | Yes | Net Metered Residential | SunnyMac LLC |  | JCP&L | Accepted | 2023-10-03 | 2023-11-07 | 2024-11-07 | Solar Panels | Q.PEAK DUO BLK ML-G10+400 | HANWHA |  | 0.4 | 14 | 209 | 22 |  | Fixed | Roof
NJADRE1554746784 | Administratively Determined Incentive Program | EAST WINDSOR | 8520 | 12 | 7.6 | Residential | Behind the Meter | Yes | Net Metered Residential | SunnyMac LLC |  | JCP&L | Accepted | 2023-10-03 | 2023-11-07 | 2024-11-07 | Solar Panels | Q.PEAK DUO BLK ML-G10+400 | HANWHA |  | 0.4 | 5 | 29 | 22 |  | Fixed | Roof
NJADRE1554746784 | Administratively Determined Incentive Program | EAST WINDSOR | 8520 | 12 | 7.6 | Residential | Behind the Meter | Yes | Net Metered Residential | SunnyMac LLC |  | JCP&L | Accepted | 2023-10-03 | 2023-11-07 | 2024-11-07 | Inverters | SE 6000H-US | SOLAREDGE | 6000 |  | 1 |  |  | 0.1 |  | Outdoor | next to meter
NJADRE1554746784 | Administratively Determined Incentive Program | EAST WINDSOR | 8520 | 12 | 7.6 | Residential | Behind the Meter | Yes | Net Metered Residential | SunnyMac LLC |  | JCP&L | Accepted | 2023-10-03 | 2023-11-07 | 2024-11-07 | Meters | SE-RGMTR-1D-240C-B | Solaredge |  |  | 1 |  |  |  | Yes | Outdoor
NJADRE1554746788 | Administratively Determined Incentive Program | CHESTERFIELD | 8515 | 13 | 7.7 | Residential | Behind the Meter | No | Net Metered Residential | Tesla Energy Operations Inc |  | PSE&G | Accepted | 2023-10-03 | 2023-10-25 | 2024-10-25 | Inverters | Tesla | 1538000-45-A | 7600 |  | 1 |  |  | 0.98 |  | Outside
NJADRE1554746788 | Administratively Determined Incentive Program | CHESTERFIELD | 8515 | 13 | 7.7 | Residential | Behind the Meter | No | Net Metered Residential | Tesla Energy Operations Inc |  | PSE&G | Accepted | 2023-10-03 | 2023-10-25 | 2024-10-25 | Solar Panels | Hanwha | # Q.PEAK DUO BLK ML-G10+/TS 405 |  | 0.405 | 12 | 166 | 27 |  | Fixed | Roof
NJADRE1554746788 | Administratively Determined Incentive Program | CHESTERFIELD | 8515 | 13 | 7.7 | Residential | Behind the Meter | No | Net Metered Residential | Tesla Energy Operations Inc |  | PSE&G | Accepted | 2023-10-03 | 2023-10-25 | 2024-10-25 | Solar Panels | Hanwha | # Q.PEAK DUO BLK ML-G10+/TS 405 |  | 0.405 | 3 | 255 | 40 |  | Fixed | Roof
NJADRE1554746788 | Administratively Determined Incentive Program | CHESTERFIELD | 8515 | 13 | 7.7 | Residential | Behind the Meter | No | Net Metered Residential | Tesla Energy Operations Inc |  | PSE&G | Accepted | 2023-10-03 | 2023-10-25 | 2024-10-25 | Solar Panels | Hanwha | # Q.PEAK DUO BLK ML-G10+/TS 405 |  | 0.405 | 4 | 255 | 40 |  | Fixed | Roof
NJADRE1554746791 | Administratively Determined Incentive Program | HAMILTON | 8629 | 12 | 4.86 | Residential | Behind the Meter | Yes | Net Metered Residential | Big Wave Roofing and Solar LLC |  | PSE&G | Accepted | 2023-10-03 | 2023-10-25 | 2024-10-25 | Inverters | Enphase Energy Inc | IQ7A-72-2-US | 290 |  | 12 |  |  | 0.98 |  | Outside
NJADRE1554746791 | Administratively Determined Incentive Program | HAMILTON | 8629 | 12 | 4.86 | Residential | Behind the Meter | Yes | Net Metered Residential | Big Wave Roofing and Solar LLC |  | PSE&G | Accepted | 2023-10-03 | 2023-10-25 | 2024-10-25 | Solar Panels | Qcells | Q.PEAK DUO BLK ML-G10+ 405 |  | 0.405 | 12 | 230 | 38 |  | Fixed | Roof
NJADRE1554746819 | Administratively Determined Incentive Program | WEST BERLIN | 8091 | 14 | 8.14 | Residential | Behind the Meter | No | Net Metered Residential | Vision Solar LLC |  | AC Electric | Accepted | 2023-10-03 | 2023-10-25 | 2024-10-25 | Inverters | SolarEdge | SE6000H-USGRM | 6 |  | 1 |  |  | 0.97 |  | Outdoor
NJADRE1554746819 | Administratively Determined Incentive Program | WEST BERLIN | 8091 | 14 | 8.14 | Residential | Behind the Meter | No | Net Metered Residential | Vision Solar LLC |  | AC Electric | Accepted | 2023-10-03 | 2023-10-25 | 2024-10-25 | Solar Panels | ZXM6-NH120-370/M | ZNSHINE SOLAR |  | 0.37 | 7 | 197 | 43 |  | Fixed | Roof
NJADRE1554746819 | Administratively Determined Incentive Program | WEST BERLIN | 8091 | 14 | 8.14 | Residential | Behind the Meter | No | Net Metered Residential | Vision Solar LLC |  | AC Electric | Accepted | 2023-10-03 | 2023-10-25 | 2024-10-25 | Solar Panels | ZXM6-NH120-370/M | ZNSHINE SOLAR |  | 0.37 | 15 | 17 | 43 |  | Fixed | Roof
NJADRE1554746821 | Administratively Determined Incentive Program | WASHINGTON | 7882 | 2 | 13.77 | Residential | Behind the Meter | Yes | Net Metered Residential | Trinity Solar |  | JCP&L | Accepted | 2023-10-03 | 2023-10-25 | 2024-10-25 | Solar Panels | HANWHA 405 (Q.PEAK DUO BLK ML-G10+ 405) | HANWHA 405 (Q.PEAK DUO BLK ML-G10+ 405) |  | 0.405 | 8 | 139 | 23 |  | Fixed | Roof
NJADRE1554746821 | Administratively Determined Incentive Program | WASHINGTON | 7882 | 2 | 13.77 | Residential | Behind the Meter | Yes | Net Metered Residential | Trinity Solar |  | JCP&L | Accepted | 2023-10-03 | 2023-10-25 | 2024-10-25 | Solar Panels | HANWHA 405 (Q.PEAK DUO BLK ML-G10+ 405) | HANWHA 405 (Q.PEAK DUO BLK ML-G10+ 405) |  | 0.405 | 12 | 139 | 23 |  | Fixed | Roof
NJADRE1554746821 | Administratively Determined Incentive Program | WASHINGTON | 7882 | 2 | 13.77 | Residential | Behind the Meter | Yes | Net Metered Residential | Trinity Solar |  | JCP&L | Accepted | 2023-10-03 | 2023-10-25 | 2024-10-25 | Solar Panels | HANWHA 405 (Q.PEAK DUO BLK ML-G10+ 405) | HANWHA 405 (Q.PEAK DUO BLK ML-G10+ 405) |  | 0.405 | 7 | 229 | 18 |  | Fixed | Roof
NJADRE1554746821 | Administratively Determined Incentive Program | WASHINGTON | 7882 | 2 | 13.77 | Residential | Behind the Meter | Yes | Net Metered Residential | Trinity Solar |  | JCP&L | Accepted | 2023-10-03 | 2023-10-25 | 2024-10-25 | Solar Panels | HANWHA 405 (Q.PEAK DUO BLK ML-G10+ 405) | HANWHA 405 (Q.PEAK DUO BLK ML-G10+ 405) |  | 0.405 | 7 | 49 | 18 |  | Fixed | Roof
NJADRE1554746821 | Administratively Determined Incentive Program | WASHINGTON | 7882 | 2 | 13.77 | Residential | Behind the Meter | Yes | Net Metered Residential | Trinity Solar |  | JCP&L | Accepted | 2023-10-03 | 2023-10-25 | 2024-10-25 | Inverters | Solar Edge | SE11400H-US | 11400 |  | 1 |  |  | 0.97 |  | Outside
NJADRE1554746830 | Administratively Determined Incentive Program | LITTLE EGG HARBOR TWP | 8087 | 18 | 13.77 | Residential | Behind the Meter | Yes | Net Metered Residential | Trinity Solar |  | AC Electric | Accepted | 2023-10-03 | 2023-10-25 | 2024-10-25 | Inverters | Solar Edge | SE11400H-US | 11400 |  | 1 |  |  | 0.96 |  | Outdoor
NJADRE1554746830 | Administratively Determined Incentive Program | LITTLE EGG HARBOR TWP | 8087 | 18 | 13.77 | Residential | Behind the Meter | Yes | Net Metered Residential | Trinity Solar |  | AC Electric | Accepted | 2023-10-03 | 2023-10-25 | 2024-10-25 | Solar Panels | HANWHA 405 (Q.PEAK DUO BLK ML-G10+ 405) | HANWHA 405 (Q.PEAK DUO BLK ML-G10+ 405) |  | 0.405 | 17 | 120 | 23 |  | Fixed | Roof
NJADRE1554746830 | Administratively Determined Incentive Program | LITTLE EGG HARBOR TWP | 8087 | 18 | 13.77 | Residential | Behind the Meter | Yes | Net Metered Residential | Trinity Solar |  | AC Electric | Accepted | 2023-10-03 | 2023-10-25 | 2024-10-25 | Solar Panels | HANWHA 405 (Q.PEAK DUO BLK ML-G10+ 405) | HANWHA 405 (Q.PEAK DUO BLK ML-G10+ 405) |  | 0.405 | 7 | 300 | 23 |  | Fixed | Roof
NJADRE1554746830 | Administratively Determined Incentive Program | LITTLE EGG HARBOR TWP | 8087 | 18 | 13.77 | Residential | Behind the Meter | Yes | Net Metered Residential | Trinity Solar |  | AC Electric | Accepted | 2023-10-03 | 2023-10-25 | 2024-10-25 | Solar Panels | HANWHA 405 (Q.PEAK DUO BLK ML-G10+ 405) | HANWHA 405 (Q.PEAK DUO BLK ML-G10+ 405) |  | 0.405 | 4 | 120 | 18 |  | Fixed | Roof
NJADRE1554746830 | Administratively Determined Incentive Program | LITTLE EGG HARBOR TWP | 8087 | 18 | 13.77 | Residential | Behind the Meter | Yes | Net Metered Residential | Trinity Solar |  | AC Electric | Accepted | 2023-10-03 | 2023-10-25 | 2024-10-25 | Solar Panels | HANWHA 405 (Q.PEAK DUO BLK ML-G10+ 405) | HANWHA 405 (Q.PEAK DUO BLK ML-G10+ 405) |  | 0.405 | 4 | 300 | 18 |  | Fixed | Roof
NJADRE1554746830 | Administratively Determined Incentive Program | LITTLE EGG HARBOR TWP | 8087 | 18 | 13.77 | Residential | Behind the Meter | Yes | Net Metered Residential | Trinity Solar |  | AC Electric | Accepted | 2023-10-03 | 2023-10-25 | 2024-10-25 | Solar Panels | HANWHA 405 (Q.PEAK DUO BLK ML-G10+ 405) | HANWHA 405 (Q.PEAK DUO BLK ML-G10+ 405) |  | 0.405 | 2 | 210 | 23 |  | Fixed | Roof
NJADRE1554746839 | Administratively Determined Incentive Program | LAKE HIAWATHA | 7034 | 3 | 5.25 | Residential | Behind the Meter | Yes | Net Metered Residential | Sunrun Installation Services, Inc. |  | JCP&L | Accepted | 2023-10-03 | 2023-10-25 | 2024-10-25 | Inverters | SolarEdge Technologies | SE3800H-USMN | 3800 |  | 1 |  |  | 0.96 |  | Outdoor | Next To Meter
NJADRE1554746839 | Administratively Determined Incentive Program | LAKE HIAWATHA | 7034 | 3 | 5.25 | Residential | Behind the Meter | Yes | Net Metered Residential | Sunrun Installation Services, Inc. |  | JCP&L | Accepted | 2023-10-03 | 2023-10-25 | 2024-10-25 | Solar Panels | Vikram Solar | VSMDHT.60.375.05 |  | 0.375 | 14 | 353 | 23 |  | Fixed | Roof
NJADRE1554746848 | Administratively Determined Incentive Program | MONROE TOWNSHIP | 8831 | 11 | 7.29 | Residential | Behind the Meter | No | Net Metered Residential | Tesla Energy Operations Inc |  | PSE&G | Accepted | 2023-10-03 | 2023-10-25 | 2024-10-25 | Inverters | Tesla | #1850000-00-C | 7600 |  | 1 |  |  | 0.98 |  | Outside
NJADRE1554746848 | Administratively Determined Incentive Program | MONROE TOWNSHIP | 8831 | 11 | 7.29 | Residential | Behind the Meter | No | Net Metered Residential | Tesla Energy Operations Inc |  | PSE&G | Accepted | 2023-10-03 | 2023-10-25 | 2024-10-25 | Electric Storage Battery | Tesla | AC Powerwall 2.0 |  |  | 3 |  |  |  | Lithium Ion |  | Outside
NJADRE1554746848 | Administratively Determined Incentive Program | MONROE TOWNSHIP | 8831 | 11 | 7.29 | Residential | Behind the Meter | No | Net Metered Residential | Tesla Energy Operations Inc |  | PSE&G | Accepted | 2023-10-03 | 2023-10-25 | 2024-10-25 | Solar Panels | Hanwha | # Q.PEAK DUO BLK ML-G10+/TS 405 |  | 0.405 | 3 | 58 | 34 |  | Fixed | Roof
NJADRE1554746848 | Administratively Determined Incentive Program | MONROE TOWNSHIP | 8831 | 11 | 7.29 | Residential | Behind the Meter | No | Net Metered Residential | Tesla Energy Operations Inc |  | PSE&G | Accepted | 2023-10-03 | 2023-10-25 | 2024-10-25 | Solar Panels | Hanwha | # Q.PEAK DUO BLK ML-G10+/TS 405 |  | 0.405 | 4 | 148 | 40 |  | Fixed | Roof
NJADRE1554746848 | Administratively Determined Incentive Program | MONROE TOWNSHIP | 8831 | 11 | 7.29 | Residential | Behind the Meter | No | Net Metered Residential | Tesla Energy Operations Inc |  | PSE&G | Accepted | 2023-10-03 | 2023-10-25 | 2024-10-25 | Solar Panels | Hanwha | # Q.PEAK DUO BLK ML-G10+/TS 405 |  | 0.405 | 6 | 149 | 40 |  | Fixed | Roof
NJADRE1554746848 | Administratively Determined Incentive Program | MONROE TOWNSHIP | 8831 | 11 | 7.29 | Residential | Behind the Meter | No | Net Metered Residential | Tesla Energy Operations Inc |  | PSE&G | Accepted | 2023-10-03 | 2023-10-25 | 2024-10-25 | Solar Panels | Hanwha | # Q.PEAK DUO BLK ML-G10+/TS 405 |  | 0.405 | 5 | 238 | 34 |  | Fixed | Roof
NJADRE1554746854 | Administratively Determined Incentive Program | BAYONNE | 7002 | 8 | 8.61 | Residential | Behind the Meter | No | Net Metered Residential | Infinity Solar Systems |  | PSE&G | Accepted | 2023-10-03 | 2023-10-25 | 2024-10-25 | Inverters | Enphase | IQ8Plus-72-2-US | 290 |  | 21 |  |  | 0.97 |  | Outdoor
NJADRE1554746854 | Administratively Determined Incentive Program | BAYONNE | 7002 | 8 | 8.61 | Residential | Behind the Meter | No | Net Metered Residential | Infinity Solar Systems |  | PSE&G | Accepted | 2023-10-03 | 2023-10-25 | 2024-10-25 | Solar Panels | SEG Solar | SEG-410-BMD-HV |  | 0.41 | 21 | 214 | 43 |  | Fixed | Roof
NJADRE1554746858 | Administratively Determined Incentive Program | UNION | 7083 | 10 | 5.27 | Residential | Behind the Meter | Yes | Net Metered Residential | Sunrun Installation Services, Inc. |  | PSE&G | Accepted | 2023-10-03 | 2023-10-25 | 2024-10-25 | Inverters | SOLAREDGE TECHNOLOGIES | SE3800H-USMN | 3800 |  | 1 |  |  | 0.992 |  | Outdoor | next to meter
NJADRE1554746858 | Administratively Determined Incentive Program | UNION | 7083 | 10 | 5.27 | Residential | Behind the Meter | Yes | Net Metered Residential | Sunrun Installation Services, Inc. |  | PSE&G | Accepted | 2023-10-03 | 2023-10-25 | 2024-10-25 | Solar Panels | HANWHA Q-CELLS | Q.PEAK DUO BLK ML-G10+ 405 |  | 0.405 | 13 | 143 | 24 |  | Fixed | Roof
NJADRE1554746866 | Administratively Determined Incentive Program | WASHINGTON | 7882 | 2 | 7.7 | Residential | Behind the Meter | Yes | Net Metered Residential | Pro Custom Solar dba Momentum Solar |  | JCP&L | Accepted | 2023-10-03 | 2023-10-25 | 2024-10-25 | Inverters | Enphase | IQ8PLUS-72-2-US | 290 |  | 19 |  |  | 0.97 |  | Outdoor
NJADRE1554746866 | Administratively Determined Incentive Program | WASHINGTON | 7882 | 2 | 7.7 | Residential | Behind the Meter | Yes | Net Metered Residential | Pro Custom Solar dba Momentum Solar |  | JCP&L | Accepted | 2023-10-03 | 2023-10-25 | 2024-10-25 | Solar Panels | Hanwha | q.peak duo blk ML-g10+405 |  | 0.405 | 5 | 239 | 15 |  | Fixed | Roof
NJADRE1554746866 | Administratively Determined Incentive Program | WASHINGTON | 7882 | 2 | 7.7 | Residential | Behind the Meter | Yes | Net Metered Residential | Pro Custom Solar dba Momentum Solar |  | JCP&L | Accepted | 2023-10-03 | 2023-10-25 | 2024-10-25 | Solar Panels | Hanwha | q.peak duo blk ML-g10+405 |  | 0.405 | 8 | 239 | 34 |  | Fixed | Roof
NJADRE1554746866 | Administratively Determined Incentive Program | WASHINGTON | 7882 | 2 | 7.7 | Residential | Behind the Meter | Yes | Net Metered Residential | Pro Custom Solar dba Momentum Solar |  | JCP&L | Accepted | 2023-10-03 | 2023-10-25 | 2024-10-25 | Solar Panels | Hanwha | q.peak duo blk ML-g10+405 |  | 0.405 | 6 | 59 | 34 |  | Fixed | Roof
NJADRE1554746871 | Administratively Determined Incentive Program | BRANCHBURG | 8853 | 5 | 7.13 | Residential | Behind the Meter | Yes | Net Metered Residential | Sunrun Installation Services, Inc. |  | JCP&L | Accepted | 2023-10-03 | 2023-10-25 | 2024-10-25 | Inverters | SOLAREDGE TECHNOLOGIES | SE6000H-USSN | 6000 |  | 1 |  |  | 0.99 |  | Outdoor | next to meter
NJADRE1554746871 | Administratively Determined Incentive Program | BRANCHBURG | 8853 | 5 | 7.13 | Residential | Behind the Meter | Yes | Net Metered Residential | Sunrun Installation Services, Inc. |  | JCP&L | Accepted | 2023-10-03 | 2023-10-25 | 2024-10-25 | Solar Panels | Vikram Solar | VSMDHT.60.375.05 |  | 0.375 | 19 | 107 | 36 |  | Fixed | Roof
NJADRE1554746880 | Administratively Determined Incentive Program | MAPLEWOOD | 7040 | 9 | 7.48 | Residential | Behind the Meter | No | Net Metered Residential | Green House Solar |  | PSE&G | Accepted | 2023-10-04 | 2023-10-26 | 2024-10-26 | Inverters | Enphase | iq7hs | 384 |  | 17 |  |  | 0.97 |  | Outdoor
NJADRE1554746880 | Administratively Determined Incentive Program | MAPLEWOOD | 7040 | 9 | 7.48 | Residential | Behind the Meter | No | Net Metered Residential | Green House Solar |  | PSE&G | Accepted | 2023-10-04 | 2023-10-26 | 2024-10-26 | Solar Panels | Sunpower | m440 |  | 0.44 | 3 | 208 | 43 |  | Fixed | Roof
NJADRE1554746880 | Administratively Determined Incentive Program | MAPLEWOOD | 7040 | 9 | 7.48 | Residential | Behind the Meter | No | Net Metered Residential | Green House Solar |  | PSE&G | Accepted | 2023-10-04 | 2023-10-26 | 2024-10-26 | Solar Panels | sunpower | m440 |  | 0.44 | 4 | 118 | 51 |  | Fixed | Roof
NJADRE1554746880 | Administratively Determined Incentive Program | MAPLEWOOD | 7040 | 9 | 7.48 | Residential | Behind the Meter | No | Net Metered Residential | Green House Solar |  | PSE&G | Accepted | 2023-10-04 | 2023-10-26 | 2024-10-26 | Solar Panels | sunpower | m440 |  | 0.44 | 2 | 298 | 14 |  | Fixed | Roof
NJADRE1554746880 | Administratively Determined Incentive Program | MAPLEWOOD | 7040 | 9 | 7.48 | Residential | Behind the Meter | No | Net Metered Residential | Green House Solar |  | PSE&G | Accepted | 2023-10-04 | 2023-10-26 | 2024-10-26 | Solar Panels | sunpower | m440 |  | 0.44 | 3 | 298 | 14 |  | Fixed | Roof
NJADRE1554746880 | Administratively Determined Incentive Program | MAPLEWOOD | 7040 | 9 | 7.48 | Residential | Behind the Meter | No | Net Metered Residential | Green House Solar |  | PSE&G | Accepted | 2023-10-04 | 2023-10-26 | 2024-10-26 | Solar Panels | sunpower | m440 |  | 0.44 | 3 | 208 | 51 |  | Fixed | Roof
NJADRE1554746880 | Administratively Determined Incentive Program | MAPLEWOOD | 7040 | 9 | 7.48 | Residential | Behind the Meter | No | Net Metered Residential | Green House Solar |  | PSE&G | Accepted | 2023-10-04 | 2023-10-26 | 2024-10-26 | Solar Panels | sunpower | m440 |  | 0.44 | 2 | 118 | 14 |  | Fixed | Roof
NJADRE1554746901 | Administratively Determined Incentive Program | CLAYTON | 8312 | 15 | 6 | Residential | Behind the Meter | Yes | Net Metered Residential | SunnyMac LLC |  | AC Electric | Accepted | 2023-10-03 | 2023-10-25 | 2024-10-25 | Solar Panels | Q.PEAK DUO BLK ML-G10+400 | HANWHA |  | 0.4 | 5 | 270 | 32 |  | Fixed | Roof
NJADRE1554746901 | Administratively Determined Incentive Program | CLAYTON | 8312 | 15 | 6 | Residential | Behind the Meter | Yes | Net Metered Residential | SunnyMac LLC |  | AC Electric | Accepted | 2023-10-03 | 2023-10-25 | 2024-10-25 | Solar Panels | Q.PEAK DUO BLK ML-G10+400 | HANWHA |  | 0.4 | 5 | 90 | 32 |  | Fixed | Roof
NJADRE1554746901 | Administratively Determined Incentive Program | CLAYTON | 8312 | 15 | 6 | Residential | Behind the Meter | Yes | Net Metered Residential | SunnyMac LLC |  | AC Electric | Accepted | 2023-10-03 | 2023-10-25 | 2024-10-25 | Solar Panels | Q.PEAK DUO BLK ML-G10+400 | HANWHA |  | 0.4 | 5 | 180 | 33 |  | Fixed | Roof
NJADRE1554746901 | Administratively Determined Incentive Program | CLAYTON | 8312 | 15 | 6 | Residential | Behind the Meter | Yes | Net Metered Residential | SunnyMac LLC |  | AC Electric | Accepted | 2023-10-03 | 2023-10-25 | 2024-10-25 | Inverters | SE5000H-US | Solaredge | 5000 |  | 1 |  |  | 0.99 |  | Outdoor | next to meter
NJADRE1554746917 | Administratively Determined Incentive Program | NORTH ARLINGTON | 7031 | 7 | 4.46 | Residential | Behind the Meter | Yes | Net Metered Residential | Pro Custom Solar dba Momentum Solar |  | PSE&G | Accepted | 2023-10-03 | 2023-10-25 | 2024-10-25 | Inverters | Enphase | IQ8PLUS-72-2-US | 290 |  | 11 |  |  | 0.97 |  | Outdoor
NJADRE1554746917 | Administratively Determined Incentive Program | NORTH ARLINGTON | 7031 | 7 | 4.46 | Residential | Behind the Meter | Yes | Net Metered Residential | Pro Custom Solar dba Momentum Solar |  | PSE&G | Accepted | 2023-10-03 | 2023-10-25 | 2024-10-25 | Solar Panels | Hanwha | q.peak duo blk ML-g10+405 |  | 0.405 | 8 | 120 | 34 |  | Fixed | Roof
NJADRE1554746917 | Administratively Determined Incentive Program | NORTH ARLINGTON | 7031 | 7 | 4.46 | Residential | Behind the Meter | Yes | Net Metered Residential | Pro Custom Solar dba Momentum Solar |  | PSE&G | Accepted | 2023-10-03 | 2023-10-25 | 2024-10-25 | Solar Panels | Hanwha | q.peak duo blk ML-g10+405 |  | 0.405 | 3 | 300 | 33 |  | Double Axis | Roof
NJADRE1554746939 | Administratively Determined Incentive Program | SEWAREN | 7077 | 11 | 8.91 | Residential | Behind the Meter | No | Net Metered Residential | Tesla Energy Operations Inc |  | PSE&G | Accepted | 2023-10-03 | 2023-10-25 | 2024-10-25 | Inverters | Tesla | #1850000-00-C | 7600 |  | 1 |  |  | 0.98 |  | Outside
NJADRE1554746939 | Administratively Determined Incentive Program | SEWAREN | 7077 | 11 | 8.91 | Residential | Behind the Meter | No | Net Metered Residential | Tesla Energy Operations Inc |  | PSE&G | Accepted | 2023-10-03 | 2023-10-25 | 2024-10-25 | Electric Storage Battery | Tesla | AC Powerwall 2.0 |  |  | 2 |  |  |  | Lithium Ion |  | Outside
NJADRE1554746939 | Administratively Determined Incentive Program | SEWAREN | 7077 | 11 | 8.91 | Residential | Behind the Meter | No | Net Metered Residential | Tesla Energy Operations Inc |  | PSE&G | Accepted | 2023-10-03 | 2023-10-25 | 2024-10-25 | Solar Panels | Hanwha | # Q.PEAK DUO BLK ML-G10+/TS 405 |  | 0.405 | 11 | 294 | 18 |  | Fixed | Roof
NJADRE1554746939 | Administratively Determined Incentive Program | SEWAREN | 7077 | 11 | 8.91 | Residential | Behind the Meter | No | Net Metered Residential | Tesla Energy Operations Inc |  | PSE&G | Accepted | 2023-10-03 | 2023-10-25 | 2024-10-25 | Solar Panels | Hanwha | # Q.PEAK DUO BLK ML-G10+/TS 405 |  | 0.405 | 11 | 111 | 18 |  | Fixed | Roof
NJADRE1554746953 | Administratively Determined Incentive Program | TEANECK | 7666 | 7 | 9.88 | Residential | Behind the Meter | Yes | Net Metered Residential | Sunrun Installation Services, Inc. |  | PSE&G | Accepted | 2023-10-03 | 2023-10-25 | 2024-10-25 | Inverters | Delta Electronics | E8-TL-US | 7680 |  | 1 |  |  | 0.96 |  | Outdoor | Next To Meter
NJADRE1554746953 | Administratively Determined Incentive Program | TEANECK | 7666 | 7 | 9.88 | Residential | Behind the Meter | Yes | Net Metered Residential | Sunrun Installation Services, Inc. |  | PSE&G | Accepted | 2023-10-03 | 2023-10-25 | 2024-10-25 | Solar Panels | Trina Solar | TSM-395DE09C.07 |  | 0.395 | 7 | 198 | 40 |  | Fixed | Roof
NJADRE1554746953 | Administratively Determined Incentive Program | TEANECK | 7666 | 7 | 9.88 | Residential | Behind the Meter | Yes | Net Metered Residential | Sunrun Installation Services, Inc. |  | PSE&G | Accepted | 2023-10-03 | 2023-10-25 | 2024-10-25 | Solar Panels | Trina Solar | TSM-395DE09C.07 |  | 0.395 | 9 | 17 | 27 |  | Fixed | Roof
NJADRE1554746953 | Administratively Determined Incentive Program | TEANECK | 7666 | 7 | 9.88 | Residential | Behind the Meter | Yes | Net Metered Residential | Sunrun Installation Services, Inc. |  | PSE&G | Accepted | 2023-10-03 | 2023-10-25 | 2024-10-25 | Solar Panels | Trina Solar | TSM-395DE09C.07 |  | 0.395 | 9 | 197 | 27 |  | Fixed | Pole
NJADRE1554746993 | Administratively Determined Incentive Program | HACKENSACK | 7601 | 7 | 235.8 | Municipality | Behind the Meter | Yes | Small Net-Metered Non-Residential located on Rooftop, Carport, Canopy and Floating Solar-PUBLIC | Greenskies Clean Energy LLC |  | PSE&G | Accepted | 2023-12-11 | 2024-02-09 | 2025-02-09 | Solar Panels | HT | HT72-166M 450W |  | 0.45 | 524 | 201.9 | 5 |  | Fixed | Roof
NJADRE1554746993 | Administratively Determined Incentive Program | HACKENSACK | 7601 | 7 | 235.8 | Municipality | Behind the Meter | Yes | Small Net-Metered Non-Residential located on Rooftop, Carport, Canopy and Floating Solar-PUBLIC | Greenskies Clean Energy LLC |  | PSE&G | Accepted | 2023-12-11 | 2024-02-09 | 2025-02-09 | Inverters | Canadian Solar | CSI-60K-T480GL01-UB | 60000 |  | 3 |  |  | 0.988 |  | Outside
NJADRE1554746993 | Administratively Determined Incentive Program | HACKENSACK | 7601 | 7 | 235.8 | Municipality | Behind the Meter | Yes | Small Net-Metered Non-Residential located on Rooftop, Carport, Canopy and Floating Solar-PUBLIC | Greenskies Clean Energy LLC |  | PSE&G | Accepted | 2023-12-11 | 2024-02-09 | 2025-02-09 | Inverters | Canadian Solar | CSI-25K-T480GL01-UB | 25000 |  | 1 |  |  | 0.986 |  | Outside
NJADRE1554747012 | Administratively Determined Incentive Program | CLINTON | 8809 | 4 | 12.38 | Residential | Behind the Meter | Yes | Net Metered Residential | Sunrun Installation Services, Inc. |  | JCP&L | Accepted | 2023-10-03 | 2023-10-25 | 2024-10-25 | Inverters | SOLAREDGE TECHNOLOGIES | SE10000H-USSN | 10000 |  | 1 |  |  | 0.99 |  | Outdoor | next to meter
NJADRE1554747012 | Administratively Determined Incentive Program | CLINTON | 8809 | 4 | 12.38 | Residential | Behind the Meter | Yes | Net Metered Residential | Sunrun Installation Services, Inc. |  | JCP&L | Accepted | 2023-10-03 | 2023-10-25 | 2024-10-25 | Solar Panels | Vikram Solar | VSMDHT.60.375.05 |  | 0.375 | 33 | 72 | 29 |  | Fixed | Roof
NJADRE1554747031 | Administratively Determined Incentive Program | EDISON TWP | 8820 | 11 | 7.7 | Residential | Behind the Meter | No | Net Metered Residential | Tesla Energy Operations Inc |  | PSE&G | Accepted | 2023-10-03 | 2023-10-25 | 2024-10-25 | Inverters | Tesla | 1538000-45-A | 7600 |  | 1 |  |  | 0.98 |  | Outside
NJADRE1554747031 | Administratively Determined Incentive Program | EDISON TWP | 8820 | 11 | 7.7 | Residential | Behind the Meter | No | Net Metered Residential | Tesla Energy Operations Inc |  | PSE&G | Accepted | 2023-10-03 | 2023-10-25 | 2024-10-25 | Solar Panels | # Q.PEAK DUO BLK ML-G10+/TS 405 | Hanwha |  | 0.405 | 3 | 86 | 23 |  | Fixed | Roof
NJADRE1554747031 | Administratively Determined Incentive Program | EDISON TWP | 8820 | 11 | 7.7 | Residential | Behind the Meter | No | Net Metered Residential | Tesla Energy Operations Inc |  | PSE&G | Accepted | 2023-10-03 | 2023-10-25 | 2024-10-25 | Solar Panels | Hanwha | # Q.PEAK DUO BLK ML-G10+/TS 405 |  | 0.405 | 8 | 176 | 23 |  | Fixed | Roof
NJADRE1554747031 | Administratively Determined Incentive Program | EDISON TWP | 8820 | 11 | 7.7 | Residential | Behind the Meter | No | Net Metered Residential | Tesla Energy Operations Inc |  | PSE&G | Accepted | 2023-10-03 | 2023-10-25 | 2024-10-25 | Solar Panels | Hanwha | # Q.PEAK DUO BLK ML-G10+/TS 405 |  | 0.405 | 8 | 355 | 23 |  | Fixed | Roof
NJADRE1554747037 | Administratively Determined Incentive Program | JERSEY CITY | 7307 | 8 | 6.32 | Residential | Behind the Meter | Yes | Net Metered Residential | Sunrun Installation Services, Inc. |  | PSE&G | Accepted | 2023-10-03 | 2023-10-25 | 2024-10-25 | Inverters | SOLAREDGE TECHNOLOGIES | SE6000H-USSN | 6000 |  | 1 |  |  | 0.992 |  | Outdoor | next to meter
NJADRE1554747037 | Administratively Determined Incentive Program | JERSEY CITY | 7307 | 8 | 6.32 | Residential | Behind the Meter | Yes | Net Metered Residential | Sunrun Installation Services, Inc. |  | PSE&G | Accepted | 2023-10-03 | 2023-10-25 | 2024-10-25 | Solar Panels | TRINA SOLAR | TSM-395DE09C.07 |  | 0.395 | 16 | 208 | 6 |  | Fixed | Roof
NJADRE1554747040 | Administratively Determined Incentive Program | WILLIAMSTOWN | 8094 | 15 | 13.6 | Residential | Behind the Meter | Yes | Net Metered Residential | SunnyMac LLC |  | AC Electric | Accepted | 2023-10-05 | 2023-10-30 | 2024-10-30 | Solar Panels | Q.PEAK DUO BLK ML-G10+ 400W | HANWHA |  | 0.4 | 12 | 276 | 22 |  | Fixed | Roof
NJADRE1554747040 | Administratively Determined Incentive Program | WILLIAMSTOWN | 8094 | 15 | 13.6 | Residential | Behind the Meter | Yes | Net Metered Residential | SunnyMac LLC |  | AC Electric | Accepted | 2023-10-05 | 2023-10-30 | 2024-10-30 | Solar Panels | Q.PEAK DUO BLK ML-G10+ 400W | HANWHA |  | 0.4 | 12 | 96 | 23 |  | Fixed | Roof
NJADRE1554747040 | Administratively Determined Incentive Program | WILLIAMSTOWN | 8094 | 15 | 13.6 | Residential | Behind the Meter | Yes | Net Metered Residential | SunnyMac LLC |  | AC Electric | Accepted | 2023-10-05 | 2023-10-30 | 2024-10-30 | Solar Panels | Q.PEAK DUO BLK ML-G10+ 400W | HANWHA |  | 0.4 | 5 | 276 | 23 |  | Fixed | Roof
NJADRE1554747040 | Administratively Determined Incentive Program | WILLIAMSTOWN | 8094 | 15 | 13.6 | Residential | Behind the Meter | Yes | Net Metered Residential | SunnyMac LLC |  | AC Electric | Accepted | 2023-10-05 | 2023-10-30 | 2024-10-30 | Solar Panels | Q.PEAK DUO BLK ML-G10+ 400W | HANWHA |  | 0.4 | 5 | 96 | 5 |  | Fixed | Roof
NJADRE1554747040 | Administratively Determined Incentive Program | WILLIAMSTOWN | 8094 | 15 | 13.6 | Residential | Behind the Meter | Yes | Net Metered Residential | SunnyMac LLC |  | AC Electric | Accepted | 2023-10-05 | 2023-10-30 | 2024-10-30 | Inverters | SE 10000H-US | Solaredge | 10000 |  | 1 |  |  | 0.99 |  | Outdoor | next to meter
NJADRE1554747078 | Administratively Determined Incentive Program | MANAHAWKIN | 8050 | 18 | 27.95 | Non Profit | Behind the Meter | Yes | Small Net-Metered Non-Residential located on Rooftop, Carport, Canopy and Floating Solar | Reliable Power and Solar |  | AC Electric | Accepted | 2023-10-03 | 2023-10-25 | 2024-10-25 | Inverters | Enphase | IQ7 | 290 |  | 69 |  |  | 0.97 |  | Outside | roof
NJADRE1554747078 | Administratively Determined Incentive Program | MANAHAWKIN | 8050 | 18 | 27.95 | Non Profit | Behind the Meter | Yes | Small Net-Metered Non-Residential located on Rooftop, Carport, Canopy and Floating Solar | Reliable Power and Solar |  | AC Electric | Accepted | 2023-10-03 | 2023-10-25 | 2024-10-25 | Solar Panels | jinko | JAM60s17405 |  | 0.405 | 69 | 184 | 33 |  | Fixed | Roof
NJADRE1554747103 | Administratively Determined Incentive Program | WEST ORANGE | 7052 | 9 | 12.56 | Residential | Behind the Meter | No | Net Metered Residential | Infinity Solar Systems |  | PSE&G | Accepted | 2023-10-03 | 2023-10-25 | 2024-10-25 | Inverters | Enphase | IQ8Plus-72-2-US | 290 |  | 31 |  |  | 0.97 |  | Outdoor
NJADRE1554747103 | Administratively Determined Incentive Program | WEST ORANGE | 7052 | 9 | 12.56 | Residential | Behind the Meter | No | Net Metered Residential | Infinity Solar Systems |  | PSE&G | Accepted | 2023-10-03 | 2023-10-25 | 2024-10-25 | Solar Panels | REC Solar | REC405AA Black |  | 0.405 | 12 | 208 | 22 |  | Fixed | Roof
NJADRE1554747103 | Administratively Determined Incentive Program | WEST ORANGE | 7052 | 9 | 12.56 | Residential | Behind the Meter | No | Net Metered Residential | Infinity Solar Systems |  | PSE&G | Accepted | 2023-10-03 | 2023-10-25 | 2024-10-25 | Solar Panels | REC Solar | REC405AA Black |  | 0.405 | 12 | 208 | 22 |  | Fixed | Roof
NJADRE1554747103 | Administratively Determined Incentive Program | WEST ORANGE | 7052 | 9 | 12.56 | Residential | Behind the Meter | No | Net Metered Residential | Infinity Solar Systems |  | PSE&G | Accepted | 2023-10-03 | 2023-10-25 | 2024-10-25 | Solar Panels | REC Solar | REC405AA Black |  | 0.405 | 2 | 28 | 15 |  | Fixed | Roof
NJADRE1554747103 | Administratively Determined Incentive Program | WEST ORANGE | 7052 | 9 | 12.56 | Residential | Behind the Meter | No | Net Metered Residential | Infinity Solar Systems |  | PSE&G | Accepted | 2023-10-03 | 2023-10-25 | 2024-10-25 | Solar Panels | REC Solar | REC405AA Black |  | 0.405 | 5 | 118 | 15 |  | Fixed | Roof
NJADRE1554747109 | Administratively Determined Incentive Program | MANAHAWKIN | 8050 | 18 | 11.9 | Residential | Behind the Meter | Yes | Net Metered Residential | SunPower Corporation |  | AC Electric | Accepted | 2023-10-03 | 2023-10-25 | 2024-10-25 | Solar Panels | Sunpower | SPR-M-425-H-AC |  | 0.425 | 2 | 259 | 33 |  | Fixed | Roof
NJADRE1554747109 | Administratively Determined Incentive Program | MANAHAWKIN | 8050 | 18 | 11.9 | Residential | Behind the Meter | Yes | Net Metered Residential | SunPower Corporation |  | AC Electric | Accepted | 2023-10-03 | 2023-10-25 | 2024-10-25 | Solar Panels | Sunpower | SPR-M-425-H-AC |  | 0.425 | 21 | 79 | 33 |  | Fixed | Roof
NJADRE1554747109 | Administratively Determined Incentive Program | MANAHAWKIN | 8050 | 18 | 11.9 | Residential | Behind the Meter | Yes | Net Metered Residential | SunPower Corporation |  | AC Electric | Accepted | 2023-10-03 | 2023-10-25 | 2024-10-25 | Solar Panels | Sunpower | SPR-M-425-H-AC |  | 0.425 | 5 | 259 | 33 |  | Fixed | Roof
NJADRE1554747109 | Administratively Determined Incentive Program | MANAHAWKIN | 8050 | 18 | 11.9 | Residential | Behind the Meter | Yes | Net Metered Residential | SunPower Corporation |  | AC Electric | Accepted | 2023-10-03 | 2023-10-25 | 2024-10-25 | Inverters | Enphase | IQ7HS-66-ACM-US | 384 |  | 28 |  |  | 0.97 |  | Other | Under Each Panel
NJADRE1554747290 | Administratively Determined Incentive Program | CAMDEN | 8105 | 14 | 6.8 | Residential | Behind the Meter | Yes | Net Metered Residential | SunnyMac LLC |  | PSE&G | Accepted | 2023-10-03 | 2023-10-25 | 2024-10-25 | Solar Panels | Q.PEAK DUO BLK ML-G10+400 | HANWHA |  | 0.4 | 4 | 55 | 15 |  | Fixed | Roof
NJADRE1554747290 | Administratively Determined Incentive Program | CAMDEN | 8105 | 14 | 6.8 | Residential | Behind the Meter | Yes | Net Metered Residential | SunnyMac LLC |  | PSE&G | Accepted | 2023-10-03 | 2023-10-25 | 2024-10-25 | Solar Panels | Q.PEAK DUO BLK ML-G10+400 | HANWHA |  | 0.4 | 3 | 235 | 15 |  | Fixed | Roof
NJADRE1554747290 | Administratively Determined Incentive Program | CAMDEN | 8105 | 14 | 6.8 | Residential | Behind the Meter | Yes | Net Metered Residential | SunnyMac LLC |  | PSE&G | Accepted | 2023-10-03 | 2023-10-25 | 2024-10-25 | Solar Panels | Q.PEAK DUO BLK ML-G10+400 | HANWHA |  | 0.4 | 6 | 235 | 5 |  | Fixed | Roof
NJADRE1554747290 | Administratively Determined Incentive Program | CAMDEN | 8105 | 14 | 6.8 | Residential | Behind the Meter | Yes | Net Metered Residential | SunnyMac LLC |  | PSE&G | Accepted | 2023-10-03 | 2023-10-25 | 2024-10-25 | Solar Panels | Q.PEAK DUO BLK ML-G10+400 | HANWHA |  | 0.4 | 4 | 235 | 8 |  | Fixed | Roof
NJADRE1554747290 | Administratively Determined Incentive Program | CAMDEN | 8105 | 14 | 6.8 | Residential | Behind the Meter | Yes | Net Metered Residential | SunnyMac LLC |  | PSE&G | Accepted | 2023-10-03 | 2023-10-25 | 2024-10-25 | Inverters | SE5000H-US | SOLAREDGE | 5000 |  | 1 |  |  | 0.1 |  | Outdoor | NEXT TO METER
NJADRE1554747290 | Administratively Determined Incentive Program | CAMDEN | 8105 | 14 | 6.8 | Residential | Behind the Meter | Yes | Net Metered Residential | SunnyMac LLC |  | PSE&G | Accepted | 2023-10-03 | 2023-10-25 | 2024-10-25 | Meters | SE-RGMTR-1D-240C-B | Solaredge |  |  | 1 |  |  |  | Yes | Outdoor
NJADRE1554747292 | Administratively Determined Incentive Program | Goshen | 8218 | 21 | 12 | Residential | Behind the Meter | No | Net Metered Residential | Geoscape Solar |  | AC Electric | Accepted | 2023-10-03 | 2023-10-25 | 2024-10-25 | Solar Panels | HANWHA Q CELL | Q PEAK DUO BLK ML-G10+ 400W |  | 0.4 | 15 | 259.5 | 18 |  | Fixed | Roof
NJADRE1554747292 | Administratively Determined Incentive Program | Goshen | 8218 | 21 | 12 | Residential | Behind the Meter | No | Net Metered Residential | Geoscape Solar |  | AC Electric | Accepted | 2023-10-03 | 2023-10-25 | 2024-10-25 | Solar Panels | hanwha q cell | q peak duo blk ml-g10+ 400w |  | 0.4 | 15 | 259.5 | 18 |  | Fixed | Roof
NJADRE1554747292 | Administratively Determined Incentive Program | Goshen | 8218 | 21 | 12 | Residential | Behind the Meter | No | Net Metered Residential | Geoscape Solar |  | AC Electric | Accepted | 2023-10-03 | 2023-10-25 | 2024-10-25 | Inverters | enphase | iq8+-72-2-us | 9000 |  | 30 |  |  | 0.99 |  | Outside
NJADRE1554747309 | Administratively Determined Incentive Program | JERSEY CITY | 7305 | 8 | 6.75 | Residential | Behind the Meter | Yes | Net Metered Residential | Sunrun Installation Services, Inc. |  | PSE&G | Accepted | 2023-10-03 | 2023-10-25 | 2024-10-25 | Inverters | SOLAREDGE TECHNOLOGIES | SE6000H-USSN | 6000 |  | 1 |  |  | 0.992 |  | Outdoor | next to meter
NJADRE1554747309 | Administratively Determined Incentive Program | JERSEY CITY | 7305 | 8 | 6.75 | Residential | Behind the Meter | Yes | Net Metered Residential | Sunrun Installation Services, Inc. |  | PSE&G | Accepted | 2023-10-03 | 2023-10-25 | 2024-10-25 | Solar Panels | Vikram Solar | VSMDHT.60.375.05 |  | 0.375 | 18 | 220 | 3 |  | Fixed | Roof
NJADRE1554747507 | Administratively Determined Incentive Program | ROCHELLE PARK TWP | 7662 | 7 | 5.6 | Residential | Behind the Meter | Yes | Net Metered Residential | Sunny Mac LLC |  | PSE&G | Accepted | 2023-10-03 | 2023-10-25 | 2024-10-25 | Solar Panels | Q.PEAK DUO BLK ML-G10+400 | HANWHA |  | 0.4 | 9 | 217 | 23 |  | Fixed | Roof
NJADRE1554747507 | Administratively Determined Incentive Program | ROCHELLE PARK TWP | 7662 | 7 | 5.6 | Residential | Behind the Meter | Yes | Net Metered Residential | Sunny Mac LLC |  | PSE&G | Accepted | 2023-10-03 | 2023-10-25 | 2024-10-25 | Solar Panels | Q.PEAK DUO BLK ML-G10+400 | HANWHA |  | 0.4 | 5 | 37 | 23 |  | Fixed | Roof
NJADRE1554747507 | Administratively Determined Incentive Program | ROCHELLE PARK TWP | 7662 | 7 | 5.6 | Residential | Behind the Meter | Yes | Net Metered Residential | Sunny Mac LLC |  | PSE&G | Accepted | 2023-10-03 | 2023-10-25 | 2024-10-25 | Inverters | SE5000H-US | Solaredge | 5000 |  | 1 |  |  | 0.1 |  | Outdoor | NEX TO METER
NJADRE1554747510 | Administratively Determined Incentive Program | ROSELLE PARK | 7204 | 10 | 8.63 | Residential | Behind the Meter | Yes | Net Metered Residential | Sunrun Installation Services, Inc. |  | PSE&G | Accepted | 2023-10-03 | 2023-10-25 | 2024-10-25 | Inverters | SolarEdge Technologies | SE6000H-USSN | 6000 |  | 1 |  |  | 0.96 |  | Outdoor
NJADRE1554747510 | Administratively Determined Incentive Program | ROSELLE PARK | 7204 | 10 | 8.63 | Residential | Behind the Meter | Yes | Net Metered Residential | Sunrun Installation Services, Inc. |  | PSE&G | Accepted | 2023-10-03 | 2023-10-25 | 2024-10-25 | Solar Panels | Vikram Solar | VSMDHT.60.375.05 |  | 0.375 | 14 | 168 | 34 |  | Fixed | Roof
NJADRE1554747510 | Administratively Determined Incentive Program | ROSELLE PARK | 7204 | 10 | 8.63 | Residential | Behind the Meter | Yes | Net Metered Residential | Sunrun Installation Services, Inc. |  | PSE&G | Accepted | 2023-10-03 | 2023-10-25 | 2024-10-25 | Solar Panels | Vikram Solar | VSMDHT.60.375.05 |  | 0.375 | 5 | 348 | 33 |  | Fixed | Roof
NJADRE1554747510 | Administratively Determined Incentive Program | ROSELLE PARK | 7204 | 10 | 8.63 | Residential | Behind the Meter | Yes | Net Metered Residential | Sunrun Installation Services, Inc. |  | PSE&G | Accepted | 2023-10-03 | 2023-10-25 | 2024-10-25 | Solar Panels | Vikram Solar | VSMDHT.60.375.05 |  | 0.375 | 4 | 168 | 17 |  | Fixed | Roof
NJADRE1554747540 | Administratively Determined Incentive Program | ATCO | 8004 | 14 | 17.82 | Residential | Behind the Meter | Yes | Net Metered Residential | Pro Custom Solar dba Momentum Solar |  | PSE&G | Accepted | 2023-10-03 | 2023-10-26 | 2024-10-26 | Inverters | Enphase | IQ8PLUS-72-2-US | 290 |  | 44 |  |  | 0.97 |  | Outdoor
NJADRE1554747540 | Administratively Determined Incentive Program | ATCO | 8004 | 14 | 17.82 | Residential | Behind the Meter | Yes | Net Metered Residential | Pro Custom Solar dba Momentum Solar |  | PSE&G | Accepted | 2023-10-03 | 2023-10-26 | 2024-10-26 | Solar Panels | Hanwha | q.peak duo blk ML-g10+405 |  | 0.405 | 9 | 222 | 20 |  | Fixed | Roof
NJADRE1554747540 | Administratively Determined Incentive Program | ATCO | 8004 | 14 | 17.82 | Residential | Behind the Meter | Yes | Net Metered Residential | Pro Custom Solar dba Momentum Solar |  | PSE&G | Accepted | 2023-10-03 | 2023-10-26 | 2024-10-26 | Solar Panels | Hanwha | q.peak duo blk ML-g10+405 |  | 0.405 | 12 | 42 | 19 |  | Fixed | Roof
NJADRE1554747540 | Administratively Determined Incentive Program | ATCO | 8004 | 14 | 17.82 | Residential | Behind the Meter | Yes | Net Metered Residential | Pro Custom Solar dba Momentum Solar |  | PSE&G | Accepted | 2023-10-03 | 2023-10-26 | 2024-10-26 | Solar Panels | Hanwha | q.peak duo blk ML-g10+405 |  | 0.405 | 6 | 132 | 19 |  | Fixed | Roof
NJADRE1554747540 | Administratively Determined Incentive Program | ATCO | 8004 | 14 | 17.82 | Residential | Behind the Meter | Yes | Net Metered Residential | Pro Custom Solar dba Momentum Solar |  | PSE&G | Accepted | 2023-10-03 | 2023-10-26 | 2024-10-26 | Solar Panels | Hanwha | q.peak duo blk ML-g10+405 |  | 0.405 | 10 | 132 | 19 |  | Fixed | Roof
NJADRE1554747540 | Administratively Determined Incentive Program | ATCO | 8004 | 14 | 17.82 | Residential | Behind the Meter | Yes | Net Metered Residential | Pro Custom Solar dba Momentum Solar |  | PSE&G | Accepted | 2023-10-03 | 2023-10-26 | 2024-10-26 | Solar Panels | Â Q. PEAK DUO BLK-G10+405 | hawnha |  | 0.405 | 7 | 312 | 19 |  | Fixed | Roof
NJADRE1554747570 | Administratively Determined Incentive Program | WILLINGBORO | 8046 | 13 | 7.7 | Residential | Behind the Meter | Yes | Net Metered Residential | Sunrun Installation Services, Inc. |  | PSE&G | Accepted | 2023-10-03 | 2023-11-22 | 2024-11-22 | Inverters | SolarEdge Technologies | SE6000H-USSN | 6000 |  | 1 |  |  | 0.96 |  | Outdoor
NJADRE1554747570 | Administratively Determined Incentive Program | WILLINGBORO | 8046 | 13 | 7.7 | Residential | Behind the Meter | Yes | Net Metered Residential | Sunrun Installation Services, Inc. |  | PSE&G | Accepted | 2023-10-03 | 2023-11-22 | 2024-11-22 | Solar Panels | Hanwha Q Cells | Q.PEAK DUO BLK ML-G10+ 405 |  | 0.405 | 8 | 80 | 19 |  | Fixed | Roof
NJADRE1554747570 | Administratively Determined Incentive Program | WILLINGBORO | 8046 | 13 | 7.7 | Residential | Behind the Meter | Yes | Net Metered Residential | Sunrun Installation Services, Inc. |  | PSE&G | Accepted | 2023-10-03 | 2023-11-22 | 2024-11-22 | Solar Panels | HANWHA Q-CELLS | Q.PEAK DUO BLK ML-G10+ 405 |  | 0.405 | 11 | 81 | 41 |  | Fixed | Roof
NJADRE1554747574 | Administratively Determined Incentive Program | PATERSON | 7503 | 6 | 9.84 | Residential | Behind the Meter | No | Net Metered Residential | Freedom Forever New Jersey LLC |  | PSE&G | Accepted | 2023-10-03 | 2023-10-25 | 2024-10-25 | Inverters | Solar Edge | SE7600H-USRGM | 7600 |  | 1 |  |  | 0.99 |  | Outdoor
NJADRE1554747574 | Administratively Determined Incentive Program | PATERSON | 7503 | 6 | 9.84 | Residential | Behind the Meter | No | Net Metered Residential | Freedom Forever New Jersey LLC |  | PSE&G | Accepted | 2023-10-03 | 2023-10-25 | 2024-10-25 | Solar Panels | REC Solar | REC410AA PURE-R |  | 0.41 | 16 | 168 | 45 |  | Fixed | Roof
NJADRE1554747574 | Administratively Determined Incentive Program | PATERSON | 7503 | 6 | 9.84 | Residential | Behind the Meter | No | Net Metered Residential | Freedom Forever New Jersey LLC |  | PSE&G | Accepted | 2023-10-03 | 2023-10-25 | 2024-10-25 | Solar Panels | REC Solar | REC410AA PURE-R |  | 0.41 | 8 | 348 | 45 |  | Fixed | Roof
NJADRE1554747586 | Administratively Determined Incentive Program | EWING | 8628 | 12 | 11.25 | Residential | Behind the Meter | Yes | Net Metered Residential | Sunrun Installation Services, Inc. |  | PSE&G | Accepted | 2023-10-03 | 2023-10-25 | 2024-10-25 | Inverters | SOLAREDGE TECHNOLOGIES | SE7600H-USSN | 7600 |  | 1 |  |  | 0.99 |  | Outdoor | next to meter
NJADRE1554747586 | Administratively Determined Incentive Program | EWING | 8628 | 12 | 11.25 | Residential | Behind the Meter | Yes | Net Metered Residential | Sunrun Installation Services, Inc. |  | PSE&G | Accepted | 2023-10-03 | 2023-10-25 | 2024-10-25 | Solar Panels | Vikram Solar | VSMDHT.60.375.05 |  | 0.375 | 16 | 68 | 26 |  | Fixed | Roof
NJADRE1554747586 | Administratively Determined Incentive Program | EWING | 8628 | 12 | 11.25 | Residential | Behind the Meter | Yes | Net Metered Residential | Sunrun Installation Services, Inc. |  | PSE&G | Accepted | 2023-10-03 | 2023-10-25 | 2024-10-25 | Solar Panels | Vikram Solar | VSMDHT.60.375.05 |  | 0.375 | 14 | 248 | 25 |  | Fixed | Roof
NJADRE1554747651 | Administratively Determined Incentive Program | SOUTH ORANGE | 7079 | 9 | 11.75 | Residential | Behind the Meter | No | Net Metered Residential | SunPower Corporation, Systems |  | PSE&G | Accepted | 2023-10-03 | 2023-10-25 | 2024-10-25 | Solar Panels | SunPower | SPR-M435-H-AC |  | 0.435 | 27 | 116 | 2 |  | Fixed | Roof
NJADRE1554747651 | Administratively Determined Incentive Program | SOUTH ORANGE | 7079 | 9 | 11.75 | Residential | Behind the Meter | No | Net Metered Residential | SunPower Corporation, Systems |  | PSE&G | Accepted | 2023-10-03 | 2023-10-25 | 2024-10-25 | Inverters | Enphase | IQ7HS-66-ACM-US | 384 |  | 27 |  |  | 0.97 |  | Other | Under Each Panel
NJADRE1554747673 | Administratively Determined Incentive Program | PENNINGTON | 8534 | 12 | 23.49 | Residential | Behind the Meter | No | Net Metered Residential | Green Power Energy |  | PSE&G | Accepted | 2023-10-03 | 2023-10-25 | 2024-10-25 | Inverters | Enphase Energy | IQ8PLUS-72-2-US [240V] | 290 |  | 58 |  |  | 0.975 |  | Outside | Roof
NJADRE1554747673 | Administratively Determined Incentive Program | PENNINGTON | 8534 | 12 | 23.49 | Residential | Behind the Meter | No | Net Metered Residential | Green Power Energy |  | PSE&G | Accepted | 2023-10-03 | 2023-10-25 | 2024-10-25 | Solar Panels | Hanwha Q-Cells | Q.PEAK DUO BLK ML-G10+ 405 |  | 0.405 | 2 | 76 | 45 |  | Fixed | Roof
NJADRE1554747673 | Administratively Determined Incentive Program | PENNINGTON | 8534 | 12 | 23.49 | Residential | Behind the Meter | No | Net Metered Residential | Green Power Energy |  | PSE&G | Accepted | 2023-10-03 | 2023-10-25 | 2024-10-25 | Solar Panels | Hanwha Q-Cells | Q.PEAK DUO BLK ML-G10+ 405 |  | 0.405 | 2 | 256 | 45 |  | Fixed | Roof
NJADRE1554747673 | Administratively Determined Incentive Program | PENNINGTON | 8534 | 12 | 23.49 | Residential | Behind the Meter | No | Net Metered Residential | Green Power Energy |  | PSE&G | Accepted | 2023-10-03 | 2023-10-25 | 2024-10-25 | Solar Panels | Hanwha Q-Cells | Q.PEAK DUO BLK ML-G10+ 405 |  | 0.405 | 2 | 256 | 45 |  | Fixed | Roof
NJADRE1554747673 | Administratively Determined Incentive Program | PENNINGTON | 8534 | 12 | 23.49 | Residential | Behind the Meter | No | Net Metered Residential | Green Power Energy |  | PSE&G | Accepted | 2023-10-03 | 2023-10-25 | 2024-10-25 | Solar Panels | Hanwha Q-Cells | Q.PEAK DUO BLK ML-G10+ 405 |  | 0.405 | 2 | 76 | 45 |  | Fixed | Roof
NJADRE1554747673 | Administratively Determined Incentive Program | PENNINGTON | 8534 | 12 | 23.49 | Residential | Behind the Meter | No | Net Metered Residential | Green Power Energy |  | PSE&G | Accepted | 2023-10-03 | 2023-10-25 | 2024-10-25 | Solar Panels | Hanwha Q-Cells | Q.PEAK DUO BLK ML-G10+ 405 |  | 0.405 | 4 | 166 | 34 |  | Fixed | Roof
NJADRE1554747673 | Administratively Determined Incentive Program | PENNINGTON | 8534 | 12 | 23.49 | Residential | Behind the Meter | No | Net Metered Residential | Green Power Energy |  | PSE&G | Accepted | 2023-10-03 | 2023-10-25 | 2024-10-25 | Solar Panels | Hanwha Q-Cells | Q.PEAK DUO BLK ML-G10+ 405 |  | 0.405 | 6 | 346 | 20 |  | Fixed | Roof
NJADRE1554747673 | Administratively Determined Incentive Program | PENNINGTON | 8534 | 12 | 23.49 | Residential | Behind the Meter | No | Net Metered Residential | Green Power Energy |  | PSE&G | Accepted | 2023-10-03 | 2023-10-25 | 2024-10-25 | Solar Panels | Hanwha Q-Cells | Q.PEAK DUO BLK ML-G10+ 405 |  | 0.405 | 7 | 166 | 34 |  | Fixed | Roof
NJADRE1554747673 | Administratively Determined Incentive Program | PENNINGTON | 8534 | 12 | 23.49 | Residential | Behind the Meter | No | Net Metered Residential | Green Power Energy |  | PSE&G | Accepted | 2023-10-03 | 2023-10-25 | 2024-10-25 | Solar Panels | Hanwha Q-Cells | Q.PEAK DUO BLK ML-G10+ 405 |  | 0.405 | 11 | 166 | 34 |  | Fixed | Roof
NJADRE1554747673 | Administratively Determined Incentive Program | PENNINGTON | 8534 | 12 | 23.49 | Residential | Behind the Meter | No | Net Metered Residential | Green Power Energy |  | PSE&G | Accepted | 2023-10-03 | 2023-10-25 | 2024-10-25 | Solar Panels | Hanwha Q-Cells | Q.PEAK DUO BLK ML-G10+ 405 |  | 0.405 | 22 | 346 | 34 |  | Fixed | Roof
NJADRE1554747703 | Administratively Determined Incentive Program | BEVERLY | 8010 | 13 | 8.51 | Residential | Behind the Meter | Yes | Net Metered Residential | Sunrun Installation Services, Inc. |  | PSE&G | Accepted | 2023-10-03 | 2023-10-26 | 2024-10-26 | Inverters | DELTA ELECTRONICS | E6-TL-US | 6000 |  | 1 |  |  | 0.98 |  | Outdoor | Next to meter
NJADRE1554747703 | Administratively Determined Incentive Program | BEVERLY | 8010 | 13 | 8.51 | Residential | Behind the Meter | Yes | Net Metered Residential | Sunrun Installation Services, Inc. |  | PSE&G | Accepted | 2023-10-03 | 2023-10-26 | 2024-10-26 | Solar Panels | Hanwha Q Cells | Q.PEAK DUO BLK ML-G10+ 405 |  | 0.405 | 15 | 152 | 22 |  | Fixed | Roof
NJADRE1554747703 | Administratively Determined Incentive Program | BEVERLY | 8010 | 13 | 8.51 | Residential | Behind the Meter | Yes | Net Metered Residential | Sunrun Installation Services, Inc. |  | PSE&G | Accepted | 2023-10-03 | 2023-10-26 | 2024-10-26 | Solar Panels | Hanwha Q Cells | Q.PEAK DUO BLK ML-G10+ 405 |  | 0.405 | 6 | 152 | 22 |  | Fixed | Roof
NJADRE1554747717 | Administratively Determined Incentive Program | ORADELL | 7649 | 7 | 12.56 | Residential | Behind the Meter | No | Net Metered Residential | Infinity Solar Systems |  | PSE&G | Accepted | 2023-10-03 | 2023-10-26 | 2024-10-26 | Inverters | Enphase | IQ8Plus-72-2-US | 290 |  | 31 |  |  | 0.97 |  | Outdoor
NJADRE1554747717 | Administratively Determined Incentive Program | ORADELL | 7649 | 7 | 12.56 | Residential | Behind the Meter | No | Net Metered Residential | Infinity Solar Systems |  | PSE&G | Accepted | 2023-10-03 | 2023-10-26 | 2024-10-26 | Solar Panels | REC Solar | REC405AA Black |  | 0.405 | 12 | 109 | 32 |  | Fixed | Roof
NJADRE1554747717 | Administratively Determined Incentive Program | ORADELL | 7649 | 7 | 12.56 | Residential | Behind the Meter | No | Net Metered Residential | Infinity Solar Systems |  | PSE&G | Accepted | 2023-10-03 | 2023-10-26 | 2024-10-26 | Solar Panels | REC Solar | REC405AA Black |  | 0.405 | 6 | 109 | 11 |  | Fixed | Roof
NJADRE1554747717 | Administratively Determined Incentive Program | ORADELL | 7649 | 7 | 12.56 | Residential | Behind the Meter | No | Net Metered Residential | Infinity Solar Systems |  | PSE&G | Accepted | 2023-10-03 | 2023-10-26 | 2024-10-26 | Solar Panels | REC Solar | REC405AA Black |  | 0.405 | 6 | 289 | 6 |  | Fixed | Roof
NJADRE1554747717 | Administratively Determined Incentive Program | ORADELL | 7649 | 7 | 12.56 | Residential | Behind the Meter | No | Net Metered Residential | Infinity Solar Systems |  | PSE&G | Accepted | 2023-10-03 | 2023-10-26 | 2024-10-26 | Solar Panels | REC Solar | REC405AA Black |  | 0.405 | 3 | 199 | 35 |  | Fixed | Roof
NJADRE1554747717 | Administratively Determined Incentive Program | ORADELL | 7649 | 7 | 12.56 | Residential | Behind the Meter | No | Net Metered Residential | Infinity Solar Systems |  | PSE&G | Accepted | 2023-10-03 | 2023-10-26 | 2024-10-26 | Solar Panels | REC Solar | REC405AA Black |  | 0.405 | 4 | 289 | 32 |  | Fixed | Roof
NJADRE1554747723 | Administratively Determined Incentive Program | LINCOLN PARK | 7035 | 3 | 6.89 | Residential | Behind the Meter | Yes | Net Metered Residential | Trinity Solar |  | JCP&L | Accepted | 2023-10-03 | 2023-10-26 | 2024-10-26 | Inverters | Solar Edge | SE6000H-US000BEi4 | 6000 |  | 1 |  |  | 0.97 |  | Outdoor
NJADRE1554747723 | Administratively Determined Incentive Program | LINCOLN PARK | 7035 | 3 | 6.89 | Residential | Behind the Meter | Yes | Net Metered Residential | Trinity Solar |  | JCP&L | Accepted | 2023-10-03 | 2023-10-26 | 2024-10-26 | Solar Panels | HANWHA | Q.PEAK DUO BLK ML-G10+ 405 |  | 0.405 | 17 | 81 | 27 |  | Fixed | Roof
NJADRE1554747738 | Administratively Determined Incentive Program | EWING | 8638 | 12 | 5.67 | Residential | Behind the Meter | Yes | Net Metered Residential | Sunrun Installation Services, Inc. |  | PSE&G | Accepted | 2023-10-03 | 2023-10-26 | 2024-10-26 | Inverters | SolarEdge Technologies | SE3800H-USMN | 3800 |  | 1 |  |  | 0.96 |  | Outdoor
NJADRE1554747738 | Administratively Determined Incentive Program | EWING | 8638 | 12 | 5.67 | Residential | Behind the Meter | Yes | Net Metered Residential | Sunrun Installation Services, Inc. |  | PSE&G | Accepted | 2023-10-03 | 2023-10-26 | 2024-10-26 | Solar Panels | Hanwha Q Cells | Q.PEAK DUO BLK ML-G10+ 405 |  | 0.405 | 3 | 34 | 26 |  | Fixed | Roof
NJADRE1554747738 | Administratively Determined Incentive Program | EWING | 8638 | 12 | 5.67 | Residential | Behind the Meter | Yes | Net Metered Residential | Sunrun Installation Services, Inc. |  | PSE&G | Accepted | 2023-10-03 | 2023-10-26 | 2024-10-26 | Solar Panels | Hanwha Q Cells | Q.PEAK DUO BLK ML-G10+ 405 |  | 0.405 | 5 | 33 | 6 |  | Fixed | Roof
NJADRE1554747738 | Administratively Determined Incentive Program | EWING | 8638 | 12 | 5.67 | Residential | Behind the Meter | Yes | Net Metered Residential | Sunrun Installation Services, Inc. |  | PSE&G | Accepted | 2023-10-03 | 2023-10-26 | 2024-10-26 | Solar Panels | Hanwha Q Cells | Q.PEAK DUO BLK ML-G10+ 405 |  | 0.405 | 6 | 124 | 35 |  | Fixed | Roof
NJADRE1554747745 | Administratively Determined Incentive Program | WALL TOWNSHIP | 7731 | 17 | 16.4 | Residential | Behind the Meter | Yes | Net Metered Residential | Sea Bright Solar LLC |  | JCP&L | Accepted | 2023-10-03 | 2023-10-26 | 2024-10-26 | Solar Panels | Sunpower | SPR-U-400 |  | 0.4 | 12 | 118 | 32 |  | Fixed | Roof
NJADRE1554747745 | Administratively Determined Incentive Program | WALL TOWNSHIP | 7731 | 17 | 16.4 | Residential | Behind the Meter | Yes | Net Metered Residential | Sea Bright Solar LLC |  | JCP&L | Accepted | 2023-10-03 | 2023-10-26 | 2024-10-26 | Solar Panels | Sunpower | SPR-U-400 |  | 0.4 | 14 | 302 | 26 |  | Fixed | Roof
NJADRE1554747745 | Administratively Determined Incentive Program | WALL TOWNSHIP | 7731 | 17 | 16.4 | Residential | Behind the Meter | Yes | Net Metered Residential | Sea Bright Solar LLC |  | JCP&L | Accepted | 2023-10-03 | 2023-10-26 | 2024-10-26 | Solar Panels | Sunpower | SPR-U-400 |  | 0.4 | 9 | 302 | 20 |  | Fixed | Roof
NJADRE1554747745 | Administratively Determined Incentive Program | WALL TOWNSHIP | 7731 | 17 | 16.4 | Residential | Behind the Meter | Yes | Net Metered Residential | Sea Bright Solar LLC |  | JCP&L | Accepted | 2023-10-03 | 2023-10-26 | 2024-10-26 | Solar Panels | Sunpower | SPR-U-400 |  | 0.4 | 4 | 302 | 26 |  | Fixed | Roof
NJADRE1554747745 | Administratively Determined Incentive Program | WALL TOWNSHIP | 7731 | 17 | 16.4 | Residential | Behind the Meter | Yes | Net Metered Residential | Sea Bright Solar LLC |  | JCP&L | Accepted | 2023-10-03 | 2023-10-26 | 2024-10-26 | Solar Panels | Sunpower | SPR-U-400 |  | 0.4 | 2 | 118 | 26 |  | Fixed | Roof
NJADRE1554747745 | Administratively Determined Incentive Program | WALL TOWNSHIP | 7731 | 17 | 16.4 | Residential | Behind the Meter | Yes | Net Metered Residential | Sea Bright Solar LLC |  | JCP&L | Accepted | 2023-10-03 | 2023-10-26 | 2024-10-26 | Inverters | Enphase | IQ 7HS | 384 |  | 41 |  |  | 0.99 |  | Outside
NJADRE1554747745 | Administratively Determined Incentive Program | WALL TOWNSHIP | 7731 | 17 | 16.4 | Residential | Behind the Meter | Yes | Net Metered Residential | Sea Bright Solar LLC |  | JCP&L | Accepted | 2023-10-03 | 2023-10-26 | 2024-10-26 | Meters | Sunpower | PVS 6 |  |  | 1 |  |  |  | Yes | Outdoor
NJADRE1554747777 | Administratively Determined Incentive Program | PISCATAWAY | 8854 | 11 | 9.2 | Residential | Behind the Meter | No | Net Metered Residential | SunnyMac LLC |  | PSE&G | Accepted | 2023-10-03 | 2023-10-26 | 2024-10-26 | Solar Panels | Q.PEAK DUO BLK ML-G10+400 | HANWHA |  | 0.4 | 18 | 177 | 23 |  | Fixed | Roof
NJADRE1554747777 | Administratively Determined Incentive Program | PISCATAWAY | 8854 | 11 | 9.2 | Residential | Behind the Meter | No | Net Metered Residential | SunnyMac LLC |  | PSE&G | Accepted | 2023-10-03 | 2023-10-26 | 2024-10-26 | Solar Panels | Q.PEAK DUO BLK ML-G10+400 | HANWHA |  | 0.4 | 5 | 177 | 23 |  | Fixed | Roof
NJADRE1554747777 | Administratively Determined Incentive Program | PISCATAWAY | 8854 | 11 | 9.2 | Residential | Behind the Meter | No | Net Metered Residential | SunnyMac LLC |  | PSE&G | Accepted | 2023-10-03 | 2023-10-26 | 2024-10-26 | Inverters | SE7600H-US | SOLAREDGE | 7600 |  | 1 |  |  | 0.1 |  | Outdoor | NEXT TO METER
NJADRE1554747797 | Administratively Determined Incentive Program | VERONA | 7044 | 9 | 6.48 | Residential | Behind the Meter | No | Net Metered Residential | Freedom Forever New Jersey LLC |  | PSE&G | Accepted | 2023-10-03 | 2023-10-26 | 2024-10-26 | Inverters | Solar Edgve | SE5000H-USRG | 5000 |  | 1 |  |  | 0.99 |  | Outdoor
NJADRE1554747797 | Administratively Determined Incentive Program | VERONA | 7044 | 9 | 6.48 | Residential | Behind the Meter | No | Net Metered Residential | Freedom Forever New Jersey LLC |  | PSE&G | Accepted | 2023-10-03 | 2023-10-26 | 2024-10-26 | Solar Panels | REC Solar | REC405AA PUR |  | 0.405 | 16 | 310 | 22 |  | Fixed | Roof
NJADRE1554748274 | Administratively Determined Incentive Program | LITTLE EGG HARBOR TOWNSHIP | 8087 | 18 | 12.4 | Residential | Behind the Meter | Yes | Net Metered Residential | SunnyMac LLC |  | AC Electric | Accepted | 2023-10-03 | 2023-10-26 | 2024-10-26 | Solar Panels | Q.PEAK DUO BLK ML-G10+ 400W | HANWHA |  | 0.4 | 17 | 280 | 21 |  | Fixed | Roof
NJADRE1554748274 | Administratively Determined Incentive Program | LITTLE EGG HARBOR TOWNSHIP | 8087 | 18 | 12.4 | Residential | Behind the Meter | Yes | Net Metered Residential | SunnyMac LLC |  | AC Electric | Accepted | 2023-10-03 | 2023-10-26 | 2024-10-26 | Solar Panels | Q.PEAK DUO BLK ML-G10+ 400W | HANWHA |  | 0.4 | 14 | 100 | 21 |  | Fixed | Roof
NJADRE1554748274 | Administratively Determined Incentive Program | LITTLE EGG HARBOR TOWNSHIP | 8087 | 18 | 12.4 | Residential | Behind the Meter | Yes | Net Metered Residential | SunnyMac LLC |  | AC Electric | Accepted | 2023-10-03 | 2023-10-26 | 2024-10-26 | Inverters | SE 10000H-US | SOLAREDGE | 10000 |  | 1 |  |  | 0.1 |  | Outdoor | NEXT TO METER
NJADRE1554748300 | Administratively Determined Incentive Program | CAMDEN | 8105 | 14 | 6.4 | Residential | Behind the Meter | Yes | Net Metered Residential | SunPower Corporation, Systems |  | PSE&G | Accepted | 2023-10-03 | 2023-10-26 | 2024-10-26 | Solar Panels | WAAREE ENERGIES LIMITED | WSMDi-400 |  | 0.4 | 6 | 217 | 35 |  | Fixed | Roof
NJADRE1554748300 | Administratively Determined Incentive Program | CAMDEN | 8105 | 14 | 6.4 | Residential | Behind the Meter | Yes | Net Metered Residential | SunPower Corporation, Systems |  | PSE&G | Accepted | 2023-10-03 | 2023-10-26 | 2024-10-26 | Solar Panels | WAAREE ENERGIES LIMITED | WSMDi-400 |  | 0.4 | 6 | 37 | 35 |  | Fixed | Roof
NJADRE1554748300 | Administratively Determined Incentive Program | CAMDEN | 8105 | 14 | 6.4 | Residential | Behind the Meter | Yes | Net Metered Residential | SunPower Corporation, Systems |  | PSE&G | Accepted | 2023-10-03 | 2023-10-26 | 2024-10-26 | Solar Panels | WAAREE ENERGIES LIMITED | WSMDi-400 |  | 0.4 | 4 | 127 | 8 |  | Fixed | Roof
NJADRE1554748300 | Administratively Determined Incentive Program | CAMDEN | 8105 | 14 | 6.4 | Residential | Behind the Meter | Yes | Net Metered Residential | SunPower Corporation, Systems |  | PSE&G | Accepted | 2023-10-03 | 2023-10-26 | 2024-10-26 | Inverters | Enphase | IQ7HS-66-M-US | 384 |  | 16 |  |  | 0.97 |  | Other | under each panel
NJADRE1554748351 | Administratively Determined Incentive Program | JERSEY CITY | 7304 | 8 | 2.43 | Residential | Behind the Meter | Yes | Net Metered Residential | Pro Custom Solar dba Momentum Solar |  | PSE&G | Accepted | 2023-10-03 | 2023-10-26 | 2024-10-26 | Inverters | ENPHASE | IQ8PLUS-72-2-US | 290 |  | 6 |  |  | 0.97 |  | Outdoor
NJADRE1554748351 | Administratively Determined Incentive Program | JERSEY CITY | 7304 | 8 | 2.43 | Residential | Behind the Meter | Yes | Net Metered Residential | Pro Custom Solar dba Momentum Solar |  | PSE&G | Accepted | 2023-10-03 | 2023-10-26 | 2024-10-26 | Solar Panels | HANWHA | Q. PEAK DUO BLK ML-G10+405 |  | 0.405 | 6 | 35 | 23 |  | Fixed | Roof
NJADRE1554748352 | Administratively Determined Incentive Program | MANAHAWKIN | 8050 | 18 | 8.8 | Residential | Behind the Meter | Yes | Net Metered Residential | Bright Planet Solar |  | AC Electric | Accepted | 2023-10-03 | 2023-10-26 | 2024-10-26 | Inverters | Solar Edge | SE6000H-USRGM | 6000 |  | 1 |  |  | 0.98 |  | Outdoor | OUTSIDE
NJADRE1554748352 | Administratively Determined Incentive Program | MANAHAWKIN | 8050 | 18 | 8.8 | Residential | Behind the Meter | Yes | Net Metered Residential | Bright Planet Solar |  | AC Electric | Accepted | 2023-10-03 | 2023-10-26 | 2024-10-26 | Solar Panels | HANWHA Q-CELLS | Q.PEAK DUO BLK ML-G10.a+400 |  | 0.4 | 18 | 195 | 23 |  | Fixed | Roof
NJADRE1554748352 | Administratively Determined Incentive Program | MANAHAWKIN | 8050 | 18 | 8.8 | Residential | Behind the Meter | Yes | Net Metered Residential | Bright Planet Solar |  | AC Electric | Accepted | 2023-10-03 | 2023-10-26 | 2024-10-26 | Solar Panels | HANWHA Q-CELLS | Q.PEAK DUO BLK ML-G10.a+400 |  | 0.4 | 4 | 195 | 23 |  | Fixed | Roof
NJADRE1554748388 | Administratively Determined Incentive Program | EGG HARBOR | 8215 | 19 | 7.29 | Residential | Behind the Meter | No | Net Metered Residential | EMT Renewables |  | AC Electric | Accepted | 2023-10-03 | 2023-10-26 | 2024-10-26 | Inverters | ENPHASE | IQ8+ | 290 |  | 18 |  |  | 0.98 |  | Other | UNDER EACH PANEL
NJADRE1554748388 | Administratively Determined Incentive Program | EGG HARBOR | 8215 | 19 | 7.29 | Residential | Behind the Meter | No | Net Metered Residential | EMT Renewables |  | AC Electric | Accepted | 2023-10-03 | 2023-10-26 | 2024-10-26 | Solar Panels | REC ALPHA | REC 405 |  | 0.405 | 18 | 132 | 35 |  | Fixed | Roof
NJADRE1554748407 | Administratively Determined Incentive Program | JERSEY CITY | 7304 | 8 | 2.43 | Residential | Behind the Meter | Yes | Net Metered Residential | Pro Custom Solar dba Momentum Solar |  | PSE&G | Accepted | 2023-10-03 | 2023-10-26 | 2024-10-26 | Solar Panels | HANWHA | Q. PEAK DUO BLK ML-G10+405 |  | 0.405 | 6 | 215 | 23 |  | Fixed | Roof
NJADRE1554748407 | Administratively Determined Incentive Program | JERSEY CITY | 7304 | 8 | 2.43 | Residential | Behind the Meter | Yes | Net Metered Residential | Pro Custom Solar dba Momentum Solar |  | PSE&G | Accepted | 2023-10-03 | 2023-10-26 | 2024-10-26 | Inverters | ENPHASE | IQ8PLUS-72-2-US | 290 |  | 6 |  |  | 0.97 |  | Outdoor
NJADRE1554748425 | Administratively Determined Incentive Program | Cedar Run | 8092 | 18 | 13.88 | Residential | Behind the Meter | Yes | Net Metered Residential | Sunrun Installation Services, Inc. |  | AC Electric | Accepted | 2023-10-03 | 2023-10-26 | 2024-10-26 | Inverters | Delta Electronics | E10-TL-US | 10000 |  | 1 |  |  | 0.975 |  | Outdoor | next to meter
NJADRE1554748425 | Administratively Determined Incentive Program | Cedar Run | 8092 | 18 | 13.88 | Residential | Behind the Meter | Yes | Net Metered Residential | Sunrun Installation Services, Inc. |  | AC Electric | Accepted | 2023-10-03 | 2023-10-26 | 2024-10-26 | Solar Panels | Vikram Solar | VSMDHT.60.375.05 |  | 0.375 | 18 | 70 | 34 |  | Fixed | Roof
NJADRE1554748425 | Administratively Determined Incentive Program | Cedar Run | 8092 | 18 | 13.88 | Residential | Behind the Meter | Yes | Net Metered Residential | Sunrun Installation Services, Inc. |  | AC Electric | Accepted | 2023-10-03 | 2023-10-26 | 2024-10-26 | Solar Panels | Vikram Solar | VSMDHT.60.375.05 |  | 0.375 | 19 | 71 | 33 |  | Fixed | Roof
NJADRE1554748440 | Administratively Determined Incentive Program | SOUTH ORANGE | 7079 | 9 | 6.16 | Residential | Behind the Meter | Yes | Net Metered Residential | Freedom Forever New Jersey LLC |  | PSE&G | Accepted | 2023-10-03 | 2023-10-26 | 2024-10-26 | Inverters | Solar Edge | SE5000H-USRGM | 5000 |  | 1 |  |  | 0.99 |  | Outdoor
NJADRE1554748440 | Administratively Determined Incentive Program | SOUTH ORANGE | 7079 | 9 | 6.16 | Residential | Behind the Meter | Yes | Net Metered Residential | Freedom Forever New Jersey LLC |  | PSE&G | Accepted | 2023-10-03 | 2023-10-26 | 2024-10-26 | Solar Panels | Jinko Solar | JKM385M-6RL3-B |  | 0.385 | 13 | 137 | 37 |  | Fixed | Roof
NJADRE1554748440 | Administratively Determined Incentive Program | SOUTH ORANGE | 7079 | 9 | 6.16 | Residential | Behind the Meter | Yes | Net Metered Residential | Freedom Forever New Jersey LLC |  | PSE&G | Accepted | 2023-10-03 | 2023-10-26 | 2024-10-26 | Solar Panels | Jinko Solar | JKM385M-6RL3-B |  | 0.385 | 3 | 317 | 37 |  | Fixed | Roof
NJADRE1554748453 | Administratively Determined Incentive Program | LONG BEACH TOWNSHIP | 8008 | 18 | 7.5 | Residential | Behind the Meter | Yes | Net Metered Residential | Sunrun Installation Services, Inc. |  | AC Electric | Accepted | 2023-10-03 | 2023-10-26 | 2024-10-26 | Inverters | Delta Electronics | E6-TL-US | 6000 |  | 1 |  |  | 0.975 |  | Outdoor | next to meter
NJADRE1554748453 | Administratively Determined Incentive Program | LONG BEACH TOWNSHIP | 8008 | 18 | 7.5 | Residential | Behind the Meter | Yes | Net Metered Residential | Sunrun Installation Services, Inc. |  | AC Electric | Accepted | 2023-10-03 | 2023-10-26 | 2024-10-26 | Solar Panels | Vikram Solar | VSMDHT.60.375.05 |  | 0.375 | 8 | 139 | 24 |  | Fixed | Roof
NJADRE1554748453 | Administratively Determined Incentive Program | LONG BEACH TOWNSHIP | 8008 | 18 | 7.5 | Residential | Behind the Meter | Yes | Net Metered Residential | Sunrun Installation Services, Inc. |  | AC Electric | Accepted | 2023-10-03 | 2023-10-26 | 2024-10-26 | Solar Panels | Vikram Solar | VSMDHT.60.375.05 |  | 0.375 | 12 | 320 | 24 |  | Fixed | Roof
NJADRE1554748516 | Administratively Determined Incentive Program | LONG BRANCH | 7740 | 17 | 3.38 | Residential | Behind the Meter | Yes | Net Metered Residential | Sunrun Installation Services, Inc. |  | JCP&L | Accepted | 2023-10-03 | 2023-10-26 | 2024-10-26 | Inverters | SOLAREDGE TECHNOLOGIES | SE3800H-USSN | 3800 |  | 1 |  |  | 0.99 |  | Outdoor | next to meter
NJADRE1554748516 | Administratively Determined Incentive Program | LONG BRANCH | 7740 | 17 | 3.38 | Residential | Behind the Meter | Yes | Net Metered Residential | Sunrun Installation Services, Inc. |  | JCP&L | Accepted | 2023-10-03 | 2023-10-26 | 2024-10-26 | Solar Panels | Vikram Solar | VSMDHT.60.375.05 |  | 0.375 | 5 | 8 | 32 |  | Fixed | Roof
NJADRE1554748516 | Administratively Determined Incentive Program | LONG BRANCH | 7740 | 17 | 3.38 | Residential | Behind the Meter | Yes | Net Metered Residential | Sunrun Installation Services, Inc. |  | JCP&L | Accepted | 2023-10-03 | 2023-10-26 | 2024-10-26 | Solar Panels | Vikram Solar | VSMDHT.60.375.05 |  | 0.375 | 4 | 100 | 23 |  | Fixed | Roof
NJADRE1554748527 | Administratively Determined Incentive Program | BLOOMFIELD | 7003 | 9 | 6.89 | Residential | Behind the Meter | Yes | Net Metered Residential | Sunrun Installation Services, Inc. |  | PSE&G | Accepted | 2023-10-03 | 2023-10-26 | 2024-10-26 | Inverters | SOLAREDGE TECHNOLOGIES | SE6000H-USSN | 6000 |  | 1 |  |  | 0.99 |  | Outdoor
NJADRE1554748527 | Administratively Determined Incentive Program | BLOOMFIELD | 7003 | 9 | 6.89 | Residential | Behind the Meter | Yes | Net Metered Residential | Sunrun Installation Services, Inc. |  | PSE&G | Accepted | 2023-10-03 | 2023-10-26 | 2024-10-26 | Solar Panels | Hanwha Q Cells | Q.PEAK DUO BLK ML-G10+ 405 |  | 0.405 | 6 | 353 | 16 |  | Fixed | Roof
NJADRE1554748527 | Administratively Determined Incentive Program | BLOOMFIELD | 7003 | 9 | 6.89 | Residential | Behind the Meter | Yes | Net Metered Residential | Sunrun Installation Services, Inc. |  | PSE&G | Accepted | 2023-10-03 | 2023-10-26 | 2024-10-26 | Solar Panels | Hanwha Q Cells | Q.PEAK DUO BLK ML-G10+ 405 |  | 0.405 | 11 | 353 | 16 |  | Fixed | Roof
NJADRE1554748531 | Administratively Determined Incentive Program | SADDLE BROOK | 7663 | 7 | 6.38 | Residential | Behind the Meter | Yes | Net Metered Residential | Sunrun Installation Services, Inc. |  | PSE&G | Accepted | 2023-10-03 | 2023-10-26 | 2024-10-26 | Inverters | SOLAREDGE TECHNOLOGIES | SE6000H-USSN | 6000 |  | 1 |  |  | 0.99 |  | Outdoor | next to meter
NJADRE1554748531 | Administratively Determined Incentive Program | SADDLE BROOK | 7663 | 7 | 6.38 | Residential | Behind the Meter | Yes | Net Metered Residential | Sunrun Installation Services, Inc. |  | PSE&G | Accepted | 2023-10-03 | 2023-10-26 | 2024-10-26 | Solar Panels | Vikram Solar | VSMDHT.60.375.05 |  | 0.375 | 2 | 67 | 4 |  | Fixed | Roof
NJADRE1554748531 | Administratively Determined Incentive Program | SADDLE BROOK | 7663 | 7 | 6.38 | Residential | Behind the Meter | Yes | Net Metered Residential | Sunrun Installation Services, Inc. |  | PSE&G | Accepted | 2023-10-03 | 2023-10-26 | 2024-10-26 | Solar Panels | Vikram Solar | VSMDHT.60.375.05 |  | 0.375 | 15 | 251 | 39 |  | Fixed | Roof
NJADRE1554748533 | Administratively Determined Incentive Program | EAST ORANGE | 7017 | 9 | 5.25 | Residential | Behind the Meter | Yes | Net Metered Residential | Sunrun Installation Services, Inc. |  | PSE&G | Accepted | 2023-10-03 | 2023-10-26 | 2024-10-26 | Inverters | SolarEdge Technologies | SE3800H-USSN | 3800 |  | 1 |  |  | 0.96 |  | Outdoor
NJADRE1554748533 | Administratively Determined Incentive Program | EAST ORANGE | 7017 | 9 | 5.25 | Residential | Behind the Meter | Yes | Net Metered Residential | Sunrun Installation Services, Inc. |  | PSE&G | Accepted | 2023-10-03 | 2023-10-26 | 2024-10-26 | Solar Panels | Vikram Solar | VSMDHT.60.375.05 |  | 0.375 | 6 | 204 | 30 |  | Fixed | Roof
NJADRE1554748533 | Administratively Determined Incentive Program | EAST ORANGE | 7017 | 9 | 5.25 | Residential | Behind the Meter | Yes | Net Metered Residential | Sunrun Installation Services, Inc. |  | PSE&G | Accepted | 2023-10-03 | 2023-10-26 | 2024-10-26 | Solar Panels | Vikram Solar | VSMDHT.60.375.05 |  | 0.375 | 8 | 24 | 30 |  | Fixed | Roof
NJADRE1554748728 | Administratively Determined Incentive Program | JERSEY CITY | 7305 | 8 | 4.86 | Residential | Behind the Meter | No | Net Metered Residential | Voltaic Solaire LLC |  | PSE&G | Accepted | 2023-10-03 | 2023-11-15 | 2024-11-15 | Inverters | Solar Edge | SE5000H-US | 5000 |  | 1 |  |  | 0.99 |  | Outside
NJADRE1554748728 | Administratively Determined Incentive Program | JERSEY CITY | 7305 | 8 | 4.86 | Residential | Behind the Meter | No | Net Metered Residential | Voltaic Solaire LLC |  | PSE&G | Accepted | 2023-10-03 | 2023-11-15 | 2024-11-15 | Solar Panels | Hanwha Q.Cells | Q.PEAK 405W |  | 0.405 | 12 | 132 | 45 |  | Fixed | Roof
NJADRE1554753400 | Administratively Determined Incentive Program | DEPTFORD | 8096 | 15 | 15.6 | Residential | Behind the Meter | Yes | Net Metered Residential | Suntuity Solar LLC |  | PSE&G | Accepted | 2023-10-04 | 2023-10-26 | 2024-10-26 | Inverters | ENPHASE | IQ8PLUS-72-2-US | 290 |  | 39 |  |  | 0.97 |  | Outdoor | Behind the PV modules
NJADRE1554753400 | Administratively Determined Incentive Program | DEPTFORD | 8096 | 15 | 15.6 | Residential | Behind the Meter | Yes | Net Metered Residential | Suntuity Solar LLC |  | PSE&G | Accepted | 2023-10-04 | 2023-10-26 | 2024-10-26 | Solar Panels | CANADIANSOLAR | CS6R-400MS-HL |  | 0.4 | 12 | 100 | 23 |  | Fixed | Roof
NJADRE1554753400 | Administratively Determined Incentive Program | DEPTFORD | 8096 | 15 | 15.6 | Residential | Behind the Meter | Yes | Net Metered Residential | Suntuity Solar LLC |  | PSE&G | Accepted | 2023-10-04 | 2023-10-26 | 2024-10-26 | Solar Panels | CANADIANSOLAR | CS6R-400MS-HL |  | 0.4 | 15 | 280 | 23 |  | Fixed | Roof
NJADRE1554753400 | Administratively Determined Incentive Program | DEPTFORD | 8096 | 15 | 15.6 | Residential | Behind the Meter | Yes | Net Metered Residential | Suntuity Solar LLC |  | PSE&G | Accepted | 2023-10-04 | 2023-10-26 | 2024-10-26 | Solar Panels | CANADIANSOLAR | CS6R-400MS-HL |  | 0.4 | 6 | 100 | 23 |  | Fixed | Roof
NJADRE1554753400 | Administratively Determined Incentive Program | DEPTFORD | 8096 | 15 | 15.6 | Residential | Behind the Meter | Yes | Net Metered Residential | Suntuity Solar LLC |  | PSE&G | Accepted | 2023-10-04 | 2023-10-26 | 2024-10-26 | Solar Panels | CANADIANSOLAR | CS6R-400MS-HL |  | 0.4 | 6 | 280 | 23 |  | Fixed | Roof
NJADRE1554753401 | Administratively Determined Incentive Program | TRENTON | 8629 | 12 | 6.4 | Residential | Behind the Meter | Yes | Net Metered Residential | Suntuity Solar LLC |  | PSE&G | Accepted | 2023-10-04 | 2023-10-26 | 2024-10-26 | Inverters | (16) ENPHASE | IQ8PLUS-72-2-US | 290 |  | 16 |  |  | 0.97 |  | Outdoor | Behind the PV modules
NJADRE1554753401 | Administratively Determined Incentive Program | TRENTON | 8629 | 12 | 6.4 | Residential | Behind the Meter | Yes | Net Metered Residential | Suntuity Solar LLC |  | PSE&G | Accepted | 2023-10-04 | 2023-10-26 | 2024-10-26 | Solar Panels | (16) CANADIANSOLAR | CS6R-400MS-HL |  | 0.4 | 5 | 329 | 31 |  | Fixed | Roof
NJADRE1554753401 | Administratively Determined Incentive Program | TRENTON | 8629 | 12 | 6.4 | Residential | Behind the Meter | Yes | Net Metered Residential | Suntuity Solar LLC |  | PSE&G | Accepted | 2023-10-04 | 2023-10-26 | 2024-10-26 | Solar Panels | (16) CANADIANSOLAR | CS6R-400MS-HL |  | 0.4 | 11 | 149 | 31 |  | Fixed | Roof
NJADRE1554753418 | Administratively Determined Incentive Program | WEST ORANGE TOWNSHIP | 7052 | 9 | 6.75 | Residential | Behind the Meter | Yes | Net Metered Residential | Sunrun Installation Services, Inc. |  | PSE&G | Accepted | 2023-10-04 | 2023-10-26 | 2024-10-26 | Electric Storage Battery | Tesla | Powerwall 2 AC |  |  | 1 |  |  |  | Lithium Ion |  | outside
NJADRE1554753418 | Administratively Determined Incentive Program | WEST ORANGE TOWNSHIP | 7052 | 9 | 6.75 | Residential | Behind the Meter | Yes | Net Metered Residential | Sunrun Installation Services, Inc. |  | PSE&G | Accepted | 2023-10-04 | 2023-10-26 | 2024-10-26 | Inverters | SolarEdge Technologies | SE6000H-USSN | 6000 |  | 1 |  |  | 0.96 |  | Outdoor | Next To Meter
NJADRE1554753418 | Administratively Determined Incentive Program | WEST ORANGE TOWNSHIP | 7052 | 9 | 6.75 | Residential | Behind the Meter | Yes | Net Metered Residential | Sunrun Installation Services, Inc. |  | PSE&G | Accepted | 2023-10-04 | 2023-10-26 | 2024-10-26 | Solar Panels | Vikram Solar | VSMDHT.60.375.05 |  | 0.375 | 7 | 105 | 44 |  | Fixed | Roof
NJADRE1554753418 | Administratively Determined Incentive Program | WEST ORANGE TOWNSHIP | 7052 | 9 | 6.75 | Residential | Behind the Meter | Yes | Net Metered Residential | Sunrun Installation Services, Inc. |  | PSE&G | Accepted | 2023-10-04 | 2023-10-26 | 2024-10-26 | Solar Panels | Vikram Solar | VSMDHT.60.375.05 |  | 0.375 | 11 | 285 | 45 |  | Fixed | Roof
NJADRE1554753430 | Administratively Determined Incentive Program | IRVINGTON | 7111 | 9 | 4.05 | Residential | Behind the Meter | Yes | Net Metered Residential | Sunrun Installation Services, Inc. |  | PSE&G | Accepted | 2023-10-04 | 2023-10-26 | 2024-10-26 | Inverters | Delta Electronics | E4-TL-US | 4000 |  | 1 |  |  | 0.975 |  | Outdoor | next to meter
NJADRE1554753430 | Administratively Determined Incentive Program | IRVINGTON | 7111 | 9 | 4.05 | Residential | Behind the Meter | Yes | Net Metered Residential | Sunrun Installation Services, Inc. |  | PSE&G | Accepted | 2023-10-04 | 2023-10-26 | 2024-10-26 | Solar Panels | HANWHA Q-CELLS | Q.PEAK DUO BLK ML-G10+ 405 |  | 0.405 | 10 | 221 | 15 |  | Fixed | Roof
NJADRE1554753446 | Administratively Determined Incentive Program | Mystic Islands | 8087 | 18 | 10.92 | Residential | Behind the Meter | No | Net Metered Residential | EMT Renewables |  | AC Electric | Accepted | 2023-10-04 | 2023-10-26 | 2024-10-26 | Inverters | ENPHASE | IQ7x | 315 |  | 26 |  |  | 0.98 |  | Other | UNDER EACH PANEL
NJADRE1554753446 | Administratively Determined Incentive Program | Mystic Islands | 8087 | 18 | 10.92 | Residential | Behind the Meter | No | Net Metered Residential | EMT Renewables |  | AC Electric | Accepted | 2023-10-04 | 2023-10-26 | 2024-10-26 | Solar Panels | REC ALPHA | REC 420 |  | 0.42 | 10 | 210 | 20 |  | Fixed | Roof
NJADRE1554753446 | Administratively Determined Incentive Program | Mystic Islands | 8087 | 18 | 10.92 | Residential | Behind the Meter | No | Net Metered Residential | EMT Renewables |  | AC Electric | Accepted | 2023-10-04 | 2023-10-26 | 2024-10-26 | Solar Panels | REC ALPHA | REC 420 |  | 0.42 | 6 | 30 | 20 |  | Fixed | Roof
NJADRE1554753446 | Administratively Determined Incentive Program | Mystic Islands | 8087 | 18 | 10.92 | Residential | Behind the Meter | No | Net Metered Residential | EMT Renewables |  | AC Electric | Accepted | 2023-10-04 | 2023-10-26 | 2024-10-26 | Solar Panels | REC ALPHA | REC 420 |  | 0.42 | 5 | 120 | 20 |  | Fixed | Roof
NJADRE1554753446 | Administratively Determined Incentive Program | Mystic Islands | 8087 | 18 | 10.92 | Residential | Behind the Meter | No | Net Metered Residential | EMT Renewables |  | AC Electric | Accepted | 2023-10-04 | 2023-10-26 | 2024-10-26 | Solar Panels | REC ALPHA | REC 420 |  | 0.42 | 5 | 300 | 20 |  | Fixed | Roof
NJADRE1554753456 | Administratively Determined Incentive Program | EDISON | 8820 | 11 | 111.82 | School Public K-12 | Behind the Meter | No | Small Net-Metered Non-Residential located on Rooftop, Carport, Canopy and Floating Solar-PUBLIC | Advanced Solar Products, Inc. |  | PSE&G | Accepted | 2023-10-04 | 2023-11-30 | 2024-11-30 | Inverters | SOLAREDGE | SE50KUS | 50000 |  | 1 |  |  | 0.985 |  | Outdoor | Side of the school
NJADRE1554753456 | Administratively Determined Incentive Program | EDISON | 8820 | 11 | 111.82 | School Public K-12 | Behind the Meter | No | Small Net-Metered Non-Residential located on Rooftop, Carport, Canopy and Floating Solar-PUBLIC | Advanced Solar Products, Inc. |  | PSE&G | Accepted | 2023-10-04 | 2023-11-30 | 2024-11-30 | Inverters | SOLAREDGE | SE17.3KUS | 17300 |  | 1 |  |  | 0.985 |  | Outdoor | Side of the school
NJADRE1554753456 | Administratively Determined Incentive Program | EDISON | 8820 | 11 | 111.82 | School Public K-12 | Behind the Meter | No | Small Net-Metered Non-Residential located on Rooftop, Carport, Canopy and Floating Solar-PUBLIC | Advanced Solar Products, Inc. |  | PSE&G | Accepted | 2023-10-04 | 2023-11-30 | 2024-11-30 | Inverters | SOLAREDGE | SE17.3KUS | 17300 |  | 1 |  |  | 0.985 |  | Outdoor | Side of the school
NJADRE1554753456 | Administratively Determined Incentive Program | EDISON | 8820 | 11 | 111.82 | School Public K-12 | Behind the Meter | No | Small Net-Metered Non-Residential located on Rooftop, Carport, Canopy and Floating Solar-PUBLIC | Advanced Solar Products, Inc. |  | PSE&G | Accepted | 2023-10-04 | 2023-11-30 | 2024-11-30 | Meters | WattsOn-Mark II | W2-MI-5A-DL | N/A |  | 1 |  |  |  | Yes | Outdoor
NJADRE1554753456 | Administratively Determined Incentive Program | EDISON | 8820 | 11 | 111.82 | School Public K-12 | Behind the Meter | No | Small Net-Metered Non-Residential located on Rooftop, Carport, Canopy and Floating Solar-PUBLIC | Advanced Solar Products, Inc. |  | PSE&G | Accepted | 2023-10-04 | 2023-11-30 | 2024-11-30 | Solar Panels | HELIENE | 144HCM10SL |  | 0.535 | 133 | 179 | 5 |  | Fixed | Roof
NJADRE1554753456 | Administratively Determined Incentive Program | EDISON | 8820 | 11 | 111.82 | School Public K-12 | Behind the Meter | No | Small Net-Metered Non-Residential located on Rooftop, Carport, Canopy and Floating Solar-PUBLIC | Advanced Solar Products, Inc. |  | PSE&G | Accepted | 2023-10-04 | 2023-11-30 | 2024-11-30 | Solar Panels | HELIENE | 144HCM10SL |  | 0.535 | 38 | 179 | 5 |  | Fixed | Roof
NJADRE1554753456 | Administratively Determined Incentive Program | EDISON | 8820 | 11 | 111.82 | School Public K-12 | Behind the Meter | No | Small Net-Metered Non-Residential located on Rooftop, Carport, Canopy and Floating Solar-PUBLIC | Advanced Solar Products, Inc. |  | PSE&G | Accepted | 2023-10-04 | 2023-11-30 | 2024-11-30 | Solar Panels | HELIENE | 144HCM10SL |  | 0.535 | 38 | 179 | 5 |  | Fixed | Roof | N/A
NJADRE1554753466 | Administratively Determined Incentive Program | Tuckerton | 8087 | 18 | 9.38 | Residential | Behind the Meter | Yes | Net Metered Residential | Sunrun Installation Services, Inc. |  | AC Electric | Accepted | 2023-10-04 | 2023-10-26 | 2024-10-26 | Electric Storage Battery | Tesla | Powerwall 2 AC |  |  | 1 |  |  |  | Lithium Ion |  | outside
NJADRE1554753466 | Administratively Determined Incentive Program | Tuckerton | 8087 | 18 | 9.38 | Residential | Behind the Meter | Yes | Net Metered Residential | Sunrun Installation Services, Inc. |  | AC Electric | Accepted | 2023-10-04 | 2023-10-26 | 2024-10-26 | Inverters | SolarEdge Technologies | SE7600H-USSN | 7600 |  | 1 |  |  | 0.96 |  | Outdoor | Next To Meter
NJADRE1554753466 | Administratively Determined Incentive Program | Tuckerton | 8087 | 18 | 9.38 | Residential | Behind the Meter | Yes | Net Metered Residential | Sunrun Installation Services, Inc. |  | AC Electric | Accepted | 2023-10-04 | 2023-10-26 | 2024-10-26 | Solar Panels | Vikram Solar | VSMDHT.60.375.05 |  | 0.375 | 8 | 73 | 19 |  | Fixed | Roof
NJADRE1554753466 | Administratively Determined Incentive Program | Tuckerton | 8087 | 18 | 9.38 | Residential | Behind the Meter | Yes | Net Metered Residential | Sunrun Installation Services, Inc. |  | AC Electric | Accepted | 2023-10-04 | 2023-10-26 | 2024-10-26 | Solar Panels | Vikram Solar | VSMDHT.60.375.05 |  | 0.375 | 17 | 253 | 19 |  | Fixed | Roof
NJADRE1554753497 | Administratively Determined Incentive Program | LITTLE FERRY | 7643 | 7 | 9 | Residential | Behind the Meter | Yes | Net Metered Residential | Sunrun Installation Services, Inc. |  | PSE&G | Accepted | 2023-10-04 | 2023-10-26 | 2024-10-26 | Inverters | Delta Electronics | E8-TL-US | 8000 |  | 1 |  |  | 0.975 |  | Outdoor | next to meter
NJADRE1554753497 | Administratively Determined Incentive Program | LITTLE FERRY | 7643 | 7 | 9 | Residential | Behind the Meter | Yes | Net Metered Residential | Sunrun Installation Services, Inc. |  | PSE&G | Accepted | 2023-10-04 | 2023-10-26 | 2024-10-26 | Solar Panels | Vikram Solar | VSMDHT.60.375.05 |  | 0.375 | 10 | 235 | 34 |  | Fixed | Roof
NJADRE1554753497 | Administratively Determined Incentive Program | LITTLE FERRY | 7643 | 7 | 9 | Residential | Behind the Meter | Yes | Net Metered Residential | Sunrun Installation Services, Inc. |  | PSE&G | Accepted | 2023-10-04 | 2023-10-26 | 2024-10-26 | Solar Panels | Vikram Solar | VSMDHT.60.375.05 |  | 0.375 | 14 | 56 | 34 |  | Fixed | Roof
NJADRE1554753499 | Administratively Determined Incentive Program | EDISON | 8820 | 11 | 272.85 | School Public K-12 | Behind the Meter | No | Small Net-Metered Non-Residential located on Rooftop, Carport, Canopy and Floating Solar-PUBLIC | Advanced Solar Products, Inc. |  | PSE&G | Accepted | 2023-10-13 | 2023-12-11 | 2024-12-11 | Inverters | SOLAREDGE | SE100KUS | 100000 |  | 1 |  |  | 0.985 |  | Outdoor | The side wall of the school
NJADRE1554753499 | Administratively Determined Incentive Program | EDISON | 8820 | 11 | 272.85 | School Public K-12 | Behind the Meter | No | Small Net-Metered Non-Residential located on Rooftop, Carport, Canopy and Floating Solar-PUBLIC | Advanced Solar Products, Inc. |  | PSE&G | Accepted | 2023-10-13 | 2023-12-11 | 2024-12-11 | Inverters | SOLAREDGE | SE110KUS | 110000 |  | 1 |  |  | 0.985 |  | Outdoor | The side wall of the school
NJADRE1554753499 | Administratively Determined Incentive Program | EDISON | 8820 | 11 | 272.85 | School Public K-12 | Behind the Meter | No | Small Net-Metered Non-Residential located on Rooftop, Carport, Canopy and Floating Solar-PUBLIC | Advanced Solar Products, Inc. |  | PSE&G | Accepted | 2023-10-13 | 2023-12-11 | 2024-12-11 | Meters | W2-MI-5A-DL | WattsOn-Mark II | n/a |  | 1 |  |  |  | Yes | Outdoor
NJADRE1554753499 | Administratively Determined Incentive Program | EDISON | 8820 | 11 | 272.85 | School Public K-12 | Behind the Meter | No | Small Net-Metered Non-Residential located on Rooftop, Carport, Canopy and Floating Solar-PUBLIC | Advanced Solar Products, Inc. |  | PSE&G | Accepted | 2023-10-13 | 2023-12-11 | 2024-12-11 | Solar Panels | HELIENE | 144HCM10SL |  | 0.535 | 116 | 208 | 5 |  | Fixed | Roof
NJADRE1554753499 | Administratively Determined Incentive Program | EDISON | 8820 | 11 | 272.85 | School Public K-12 | Behind the Meter | No | Small Net-Metered Non-Residential located on Rooftop, Carport, Canopy and Floating Solar-PUBLIC | Advanced Solar Products, Inc. |  | PSE&G | Accepted | 2023-10-13 | 2023-12-11 | 2024-12-11 | Solar Panels | HELIENE | 144HCM10SL |  | 0.535 | 184 | 148 | 5 |  | Fixed | Roof | n/a
NJADRE1554753499 | Administratively Determined Incentive Program | EDISON | 8820 | 11 | 272.85 | School Public K-12 | Behind the Meter | No | Small Net-Metered Non-Residential located on Rooftop, Carport, Canopy and Floating Solar-PUBLIC | Advanced Solar Products, Inc. |  | PSE&G | Accepted | 2023-10-13 | 2023-12-11 | 2024-12-11 | Solar Panels | HELIENE | 144HCM10SL |  | 0.535 | 210 | 223 | 5 |  | Fixed | Roof
NJADRE1554753500 | Administratively Determined Incentive Program | New Gretna | 8224 | 13 | 13.37 | Residential | Behind the Meter | No | Net Metered Residential | EMT Renewables |  | AC Electric | Accepted | 2023-10-04 | 2023-10-26 | 2024-10-26 | Inverters | ENPHASE | IQ8+ | 315 |  | 33 |  |  | 0.86 |  | Other | UNDER EACH PANEL
NJADRE1554753500 | Administratively Determined Incentive Program | New Gretna | 8224 | 13 | 13.37 | Residential | Behind the Meter | No | Net Metered Residential | EMT Renewables |  | AC Electric | Accepted | 2023-10-04 | 2023-10-26 | 2024-10-26 | Solar Panels | Q CELLS | Q PEAK DUO BLK |  | 0.405 | 12 | 218 | 22 |  | Fixed | Roof
NJADRE1554753500 | Administratively Determined Incentive Program | New Gretna | 8224 | 13 | 13.37 | Residential | Behind the Meter | No | Net Metered Residential | EMT Renewables |  | AC Electric | Accepted | 2023-10-04 | 2023-10-26 | 2024-10-26 | Solar Panels | Q CELLS | Q PEAK DUO BLK |  | 0.405 | 5 | 218 | 22 |  | Fixed | Roof
NJADRE1554753500 | Administratively Determined Incentive Program | New Gretna | 8224 | 13 | 13.37 | Residential | Behind the Meter | No | Net Metered Residential | EMT Renewables |  | AC Electric | Accepted | 2023-10-04 | 2023-10-26 | 2024-10-26 | Solar Panels | Q CELLS | Q PEAL DUO BLK |  | 0.405 | 3 | 38 | 22 |  | Fixed | Roof
NJADRE1554753500 | Administratively Determined Incentive Program | New Gretna | 8224 | 13 | 13.37 | Residential | Behind the Meter | No | Net Metered Residential | EMT Renewables |  | AC Electric | Accepted | 2023-10-04 | 2023-10-26 | 2024-10-26 | Solar Panels | Q CELLS | Q PEAK DUO BLK |  | 0.405 | 13 | 38 | 22 |  | Fixed | Roof
NJADRE1554753509 | Administratively Determined Incentive Program | NEWARK | 7108 | 9 | 6.8 | Residential | Behind the Meter | Yes | Net Metered Residential | SunnyMac LLC |  | PSE&G | Accepted | 2023-10-04 | 2023-10-26 | 2024-10-26 | Solar Panels | Q.PEAK DUO BLK ML-G10+400 | HANWHA |  | 0.4 | 14 | 15 | 4 |  | Fixed | Roof
NJADRE1554753509 | Administratively Determined Incentive Program | NEWARK | 7108 | 9 | 6.8 | Residential | Behind the Meter | Yes | Net Metered Residential | SunnyMac LLC |  | PSE&G | Accepted | 2023-10-04 | 2023-10-26 | 2024-10-26 | Solar Panels | Q.PEAK DUO BLK ML-G10+400 | HANWHA |  | 0.4 | 3 | 15 | 31 |  | Fixed | Roof
NJADRE1554753509 | Administratively Determined Incentive Program | NEWARK | 7108 | 9 | 6.8 | Residential | Behind the Meter | Yes | Net Metered Residential | SunnyMac LLC |  | PSE&G | Accepted | 2023-10-04 | 2023-10-26 | 2024-10-26 | Inverters | SE 5000H-US | Solaredge | 5000 |  | 1 |  |  | 0.99 |  | Outdoor | next to meter
NJADRE1554753533 | Administratively Determined Incentive Program | NORTH PLAINFIELD | 7063 | 10 | 13.43 | Residential | Behind the Meter | Yes | Net Metered Residential | Sunrun Installation Services, Inc. |  | PSE&G | Accepted | 2023-10-04 | 2023-10-26 | 2024-10-26 | Inverters | Delta Electronics | E6-TL-US | 5760 |  | 1 |  |  | 0.96 |  | Outdoor | Next To Meter
NJADRE1554753533 | Administratively Determined Incentive Program | NORTH PLAINFIELD | 7063 | 10 | 13.43 | Residential | Behind the Meter | Yes | Net Metered Residential | Sunrun Installation Services, Inc. |  | PSE&G | Accepted | 2023-10-04 | 2023-10-26 | 2024-10-26 | Inverters | Delta Electronics | E4-TL-US | 3840 |  | 1 |  |  | 0.96 |  | Outdoor | Next To Meter
NJADRE1554753533 | Administratively Determined Incentive Program | NORTH PLAINFIELD | 7063 | 10 | 13.43 | Residential | Behind the Meter | Yes | Net Metered Residential | Sunrun Installation Services, Inc. |  | PSE&G | Accepted | 2023-10-04 | 2023-10-26 | 2024-10-26 | Solar Panels | Trina Solar | TSM-395DE09C.07 |  | 0.395 | 22 | 329 | 22 |  | Fixed | Roof
NJADRE1554753533 | Administratively Determined Incentive Program | NORTH PLAINFIELD | 7063 | 10 | 13.43 | Residential | Behind the Meter | Yes | Net Metered Residential | Sunrun Installation Services, Inc. |  | PSE&G | Accepted | 2023-10-04 | 2023-10-26 | 2024-10-26 | Solar Panels | Trina Solar | TSM-395DE09C.07 |  | 0.395 | 12 | 149 | 23 |  | Fixed | Roof
NJADRE1554753566 | Administratively Determined Incentive Program | MILLVILLE | 8332 | 20 | 11.76 | Residential | Behind the Meter | Yes | Net Metered Residential | EMT Renewables |  | AC Electric | Accepted | 2023-10-04 | 2023-10-26 | 2024-10-26 | Inverters | ENPHASE | IQ7x | 315 |  | 28 |  |  | 0.98 |  | Other | UNDER EACH PANEL
NJADRE1554753566 | Administratively Determined Incentive Program | MILLVILLE | 8332 | 20 | 11.76 | Residential | Behind the Meter | Yes | Net Metered Residential | EMT Renewables |  | AC Electric | Accepted | 2023-10-04 | 2023-10-26 | 2024-10-26 | Solar Panels | REC ALPHA | REC 420 |  | 0.42 | 20 | 239 | 23 |  | Fixed | Roof
NJADRE1554753566 | Administratively Determined Incentive Program | MILLVILLE | 8332 | 20 | 11.76 | Residential | Behind the Meter | Yes | Net Metered Residential | EMT Renewables |  | AC Electric | Accepted | 2023-10-04 | 2023-10-26 | 2024-10-26 | Solar Panels | REC ALPHA | REC 420 |  | 0.42 | 8 | 59 | 23 |  | Fixed | Roof
NJADRE1554753573 | Administratively Determined Incentive Program | PLEASANTVILLE | 8232 | 19 | 8.4 | Residential | Behind the Meter | No | Net Metered Residential | Power Energy Solutions |  | AC Electric | Accepted | 2023-10-04 | 2023-10-30 | 2024-10-30 | Inverters | SE6000H-US | SOLAREDGE | 6000 |  | 1 |  |  | 0.99 |  | Outdoor | ROOFTOP
NJADRE1554753573 | Administratively Determined Incentive Program | PLEASANTVILLE | 8232 | 19 | 8.4 | Residential | Behind the Meter | No | Net Metered Residential | Power Energy Solutions |  | AC Electric | Accepted | 2023-10-04 | 2023-10-30 | 2024-10-30 | Solar Panels | SIL-400 HC+ | SILFAB SOLAR |  | 0.4 | 11 | 117 | 35 |  | Fixed | Roof | ROOFTOP
NJADRE1554753573 | Administratively Determined Incentive Program | PLEASANTVILLE | 8232 | 19 | 8.4 | Residential | Behind the Meter | No | Net Metered Residential | Power Energy Solutions |  | AC Electric | Accepted | 2023-10-04 | 2023-10-30 | 2024-10-30 | Solar Panels | SIL-400 HC+ | SILFAB SOLAR |  | 0.4 | 10 | 297 | 35 |  | Double Axis | Roof | ROOFTOP
NJADRE1554753609 | Administratively Determined Incentive Program | ORANGE | 7050 | 9 | 4.5 | Residential | Behind the Meter | Yes | Net Metered Residential | Sunrun Installation Services, Inc. |  | PSE&G | Accepted | 2023-10-04 | 2023-10-26 | 2024-10-26 | Electric Storage Battery | LG Chem | RESU 10H Prime |  |  | 1 |  |  |  | Lithium Ion |  | outside
NJADRE1554753609 | Administratively Determined Incentive Program | ORANGE | 7050 | 9 | 4.5 | Residential | Behind the Meter | Yes | Net Metered Residential | Sunrun Installation Services, Inc. |  | PSE&G | Accepted | 2023-10-04 | 2023-10-26 | 2024-10-26 | Inverters | Delta Electronics | E4-TL-US | 3840 |  | 1 |  |  | 0.96 |  | Outdoor | Next To Meter
NJADRE1554753609 | Administratively Determined Incentive Program | ORANGE | 7050 | 9 | 4.5 | Residential | Behind the Meter | Yes | Net Metered Residential | Sunrun Installation Services, Inc. |  | PSE&G | Accepted | 2023-10-04 | 2023-10-26 | 2024-10-26 | Solar Panels | Vikram Solar | VSMDHT.60.375.05 |  | 0.375 | 12 | 123 | 37 |  | Fixed | Roof
NJADRE1554753620 | Administratively Determined Incentive Program | NEWARK | 7103 | 9 | 6.75 | Residential | Behind the Meter | Yes | Net Metered Residential | Solar Energy World |  | PSE&G | Accepted | 2023-10-04 | 2023-10-26 | 2024-10-26 | Solar Panels | LR4-60HPB-355M | LONGi Green Energy |  | 0.355 | 19 | 106 | 23 |  | Fixed | Roof
NJADRE1554753620 | Administratively Determined Incentive Program | NEWARK | 7103 | 9 | 6.75 | Residential | Behind the Meter | Yes | Net Metered Residential | Solar Energy World |  | PSE&G | Accepted | 2023-10-04 | 2023-10-26 | 2024-10-26 | Inverters | SE6000H-USRGM | SolarEdge | 6000 |  | 1 |  |  | 0.99 |  | Outside
NJADRE1554753629 | Administratively Determined Incentive Program | Trenton | 8638 | 12 | 7.2 | Residential | Behind the Meter | No | Net Metered Residential | Power Energy Solutions |  | PSE&G | Accepted | 2023-10-04 | 2023-10-26 | 2024-10-26 | Inverters | SE5000H-US | SOLAREDGE | 5000 |  | 1 |  |  | 0.99 |  | Outside | ROOFTOP
NJADRE1554753629 | Administratively Determined Incentive Program | Trenton | 8638 | 12 | 7.2 | Residential | Behind the Meter | No | Net Metered Residential | Power Energy Solutions |  | PSE&G | Accepted | 2023-10-04 | 2023-10-26 | 2024-10-26 | Solar Panels | SIL-400 HC+ | SILFAB SOLAR |  | 0.4 | 13 | 205 | 22 |  | Fixed | Roof | ROOFTOP
NJADRE1554753629 | Administratively Determined Incentive Program | Trenton | 8638 | 12 | 7.2 | Residential | Behind the Meter | No | Net Metered Residential | Power Energy Solutions |  | PSE&G | Accepted | 2023-10-04 | 2023-10-26 | 2024-10-26 | Solar Panels | SIL-400 HC+ | SILFAB SOLAR |  | 0.4 | 5 | 25 | 22 |  | Fixed | Roof | ROOFTOP
NJADRE1554753674 | Administratively Determined Incentive Program | DUNELLEN | 8812 | 11 | 4.5 | Residential | Behind the Meter | Yes | Net Metered Residential | Sunrun Installation Services, Inc. |  | PSE&G | Accepted | 2023-10-04 | 2023-10-26 | 2024-10-26 | Electric Storage Battery | Tesla | Powerwall 2 AC |  |  | 1 |  |  |  | Lithium Ion |  | outside
NJADRE1554753674 | Administratively Determined Incentive Program | DUNELLEN | 8812 | 11 | 4.5 | Residential | Behind the Meter | Yes | Net Metered Residential | Sunrun Installation Services, Inc. |  | PSE&G | Accepted | 2023-10-04 | 2023-10-26 | 2024-10-26 | Inverters | SolarEdge Technologies | SE3800H-USMN | 3800 |  | 1 |  |  | 0.96 |  | Outdoor
NJADRE1554753674 | Administratively Determined Incentive Program | DUNELLEN | 8812 | 11 | 4.5 | Residential | Behind the Meter | Yes | Net Metered Residential | Sunrun Installation Services, Inc. |  | PSE&G | Accepted | 2023-10-04 | 2023-10-26 | 2024-10-26 | Solar Panels | Vikram Solar | VSMDHT.60.375.05 |  | 0.375 | 3 | 51 | 45 |  | Fixed | Roof
NJADRE1554753674 | Administratively Determined Incentive Program | DUNELLEN | 8812 | 11 | 4.5 | Residential | Behind the Meter | Yes | Net Metered Residential | Sunrun Installation Services, Inc. |  | PSE&G | Accepted | 2023-10-04 | 2023-10-26 | 2024-10-26 | Solar Panels | Vikram Solar | VSMDHT.60.375.05 |  | 0.375 | 9 | 231 | 45 |  | Fixed | Roof
NJADRE1554753675 | Administratively Determined Incentive Program | CARTERET | 7008 | 11 | 5.46 | Residential | Behind the Meter | No | Net Metered Residential | EMT Renewables |  | PSE&G | Accepted | 2023-10-04 | 2023-10-26 | 2024-10-26 | Inverters | ENPHASE | IQ7x | 315 |  | 13 |  |  | 0.98 |  | Other | UNDER EACH PANEL
NJADRE1554753675 | Administratively Determined Incentive Program | CARTERET | 7008 | 11 | 5.46 | Residential | Behind the Meter | No | Net Metered Residential | EMT Renewables |  | PSE&G | Accepted | 2023-10-04 | 2023-10-26 | 2024-10-26 | Solar Panels | REC ALPHA | REC 420 |  | 0.42 | 3 | 294 | 24 |  | Fixed | Roof
NJADRE1554753675 | Administratively Determined Incentive Program | CARTERET | 7008 | 11 | 5.46 | Residential | Behind the Meter | No | Net Metered Residential | EMT Renewables |  | PSE&G | Accepted | 2023-10-04 | 2023-10-26 | 2024-10-26 | Solar Panels | REC ALPHA | REC 420 |  | 0.42 | 4 | 114 | 24 |  | Fixed | Roof
NJADRE1554753675 | Administratively Determined Incentive Program | CARTERET | 7008 | 11 | 5.46 | Residential | Behind the Meter | No | Net Metered Residential | EMT Renewables |  | PSE&G | Accepted | 2023-10-04 | 2023-10-26 | 2024-10-26 | Solar Panels | REC ALPHA | REC 420 |  | 0.42 | 6 | 204 | 25 |  | Fixed | Roof
NJADRE1554753684 | Administratively Determined Incentive Program | WATERFORD WORKS | 8089 | 14 | 16.8 | Residential | Behind the Meter | Yes | Net Metered Residential | SunnyMac LLC |  | AC Electric | Accepted | 2023-10-04 | 2023-10-26 | 2024-10-26 | Solar Panels | Q.PEAK DUO BLK ML-G10+400 | HANWHA |  | 0.4 | 42 | 180 | 27 |  | Fixed | Roof
NJADRE1554753684 | Administratively Determined Incentive Program | WATERFORD WORKS | 8089 | 14 | 16.8 | Residential | Behind the Meter | Yes | Net Metered Residential | SunnyMac LLC |  | AC Electric | Accepted | 2023-10-04 | 2023-10-26 | 2024-10-26 | Inverters | SE 10000H-US | SOLAREDGE | 10000 |  | 1 |  |  | 0.1 |  | Outdoor | NEXT TO METER
NJADRE1554753684 | Administratively Determined Incentive Program | WATERFORD WORKS | 8089 | 14 | 16.8 | Residential | Behind the Meter | Yes | Net Metered Residential | SunnyMac LLC |  | AC Electric | Accepted | 2023-10-04 | 2023-10-26 | 2024-10-26 | Inverters | SE6000H-US | SOLAREDGE | 6000 |  | 1 |  |  | 0.1 |  | Outdoor | NEXT TO METER
NJADRE1554753690 | Administratively Determined Incentive Program | MAYS LANDING | 8330 | 19 | 4.05 | Residential | Behind the Meter | Yes | Net Metered Residential | Skyline Solar LLC |  | AC Electric | Accepted | 2023-10-04 | 2023-10-26 | 2024-10-26 | Solar Panels | Q CELLS | Q.PEAK DUO BLK ML-G10+ |  | 0.405 | 10 | 177 | 18 |  | Fixed | Roof
NJADRE1554753690 | Administratively Determined Incentive Program | MAYS LANDING | 8330 | 19 | 4.05 | Residential | Behind the Meter | Yes | Net Metered Residential | Skyline Solar LLC |  | AC Electric | Accepted | 2023-10-04 | 2023-10-26 | 2024-10-26 | Inverters | SOLAREDGE | SE3000H-US | 3000 |  | 1 |  |  | 0.992 |  | Outdoor
NJADRE1554753745 | Administratively Determined Incentive Program | SOUTHAMPTON | 8088 | 13 | 9.59 | Residential | Behind the Meter | Yes | Net Metered Residential | Solar Energy World |  | PSE&G | Accepted | 2023-10-04 | 2023-10-26 | 2024-10-26 | Solar Panels | LR4-60HPB-355M | LONGi Green Energy |  | 0.355 | 4 | 9 | 31 |  | Fixed | Roof
NJADRE1554753745 | Administratively Determined Incentive Program | SOUTHAMPTON | 8088 | 13 | 9.59 | Residential | Behind the Meter | Yes | Net Metered Residential | Solar Energy World |  | PSE&G | Accepted | 2023-10-04 | 2023-10-26 | 2024-10-26 | Solar Panels | LR4-60HPB-355M | LONGi Green Energy |  | 0.355 | 3 | 100 | 16 |  | Fixed | Roof
NJADRE1554753745 | Administratively Determined Incentive Program | SOUTHAMPTON | 8088 | 13 | 9.59 | Residential | Behind the Meter | Yes | Net Metered Residential | Solar Energy World |  | PSE&G | Accepted | 2023-10-04 | 2023-10-26 | 2024-10-26 | Solar Panels | LR4-60HPB-355M | LONGi Green Energy |  | 0.355 | 12 | 10 | 18 |  | Fixed | Roof
NJADRE1554753745 | Administratively Determined Incentive Program | SOUTHAMPTON | 8088 | 13 | 9.59 | Residential | Behind the Meter | Yes | Net Metered Residential | Solar Energy World |  | PSE&G | Accepted | 2023-10-04 | 2023-10-26 | 2024-10-26 | Solar Panels | LR4-60HPB-355M | LONGi Green Energy |  | 0.355 | 8 | 190 | 17 |  | Fixed | Roof
NJADRE1554753745 | Administratively Determined Incentive Program | SOUTHAMPTON | 8088 | 13 | 9.59 | Residential | Behind the Meter | Yes | Net Metered Residential | Solar Energy World |  | PSE&G | Accepted | 2023-10-04 | 2023-10-26 | 2024-10-26 | Inverters | SE7600H-USRGM | SolarEdge | 7600 |  | 1 |  |  | 0.99 |  | Outside
NJADRE1554753754 | Administratively Determined Incentive Program | BLOOMFIELD TWP | 7003 | 9 | 7.13 | Residential | Behind the Meter | Yes | Net Metered Residential | Sunrun Installation Services, Inc. |  | PSE&G | Accepted | 2023-10-04 | 2023-10-27 | 2024-10-27 | Inverters | Delta Electronics | E6-TL-US | 5760 |  | 1 |  |  | 0.975 |  | Outdoor | next to meter
NJADRE1554753754 | Administratively Determined Incentive Program | BLOOMFIELD TWP | 7003 | 9 | 7.13 | Residential | Behind the Meter | Yes | Net Metered Residential | Sunrun Installation Services, Inc. |  | PSE&G | Accepted | 2023-10-04 | 2023-10-27 | 2024-10-27 | Solar Panels | Vikram Solar | VSMDHT.60.375.05 |  | 0.375 | 7 | 22 | 34 |  | Fixed | Roof
NJADRE1554753754 | Administratively Determined Incentive Program | BLOOMFIELD TWP | 7003 | 9 | 7.13 | Residential | Behind the Meter | Yes | Net Metered Residential | Sunrun Installation Services, Inc. |  | PSE&G | Accepted | 2023-10-04 | 2023-10-27 | 2024-10-27 | Solar Panels | Vikram Solar | VSMDHT.60.375.05 |  | 0.375 | 12 | 202 | 33 |  | Fixed | Roof
NJADRE1554753771 | Administratively Determined Incentive Program | GIBBSBORO | 8026 | 14 | 3.6 | Residential | Behind the Meter | Yes | Net Metered Residential | SunnyMac LLC |  | AC Electric | Accepted | 2023-10-04 | 2023-10-27 | 2024-10-27 | Solar Panels | Q.PEAK DUO BLK ML-G10+400 | HANWHA |  | 0.4 | 9 | 229 | 19 |  | Fixed | Roof
NJADRE1554753771 | Administratively Determined Incentive Program | GIBBSBORO | 8026 | 14 | 3.6 | Residential | Behind the Meter | Yes | Net Metered Residential | SunnyMac LLC |  | AC Electric | Accepted | 2023-10-04 | 2023-10-27 | 2024-10-27 | Inverters | SE3000H-US | SOLAREDGE | 3000 |  | 1 |  |  | 0.1 |  | Outdoor | NEXT TO METER
NJADRE1554753771 | Administratively Determined Incentive Program | GIBBSBORO | 8026 | 14 | 3.6 | Residential | Behind the Meter | Yes | Net Metered Residential | SunnyMac LLC |  | AC Electric | Accepted | 2023-10-04 | 2023-10-27 | 2024-10-27 | Meters | SE-RGMTR-1D-240C-B | Solaredge |  |  | 1 |  |  |  | Yes | Outdoor
NJADRE1554754044 | Administratively Determined Incentive Program | ELMER | 8318 | 16 | 5.6 | Residential | Behind the Meter | Yes | Net Metered Residential | SunnyMac LLC |  | AC Electric | Accepted | 2023-10-04 | 2023-10-27 | 2024-10-27 | Solar Panels | Q.PEAK DUO BLK ML-G10+400 | HANWHA |  | 0.4 | 8 | 135 | 46 |  | Fixed | Roof
NJADRE1554754044 | Administratively Determined Incentive Program | ELMER | 8318 | 16 | 5.6 | Residential | Behind the Meter | Yes | Net Metered Residential | SunnyMac LLC |  | AC Electric | Accepted | 2023-10-04 | 2023-10-27 | 2024-10-27 | Solar Panels | Q.PEAK DUO BLK ML-G10+400 | HANWHA |  | 0.4 | 6 | 225 | 46 |  | Fixed | Roof
NJADRE1554754044 | Administratively Determined Incentive Program | ELMER | 8318 | 16 | 5.6 | Residential | Behind the Meter | Yes | Net Metered Residential | SunnyMac LLC |  | AC Electric | Accepted | 2023-10-04 | 2023-10-27 | 2024-10-27 | Inverters | SE 5000H-US | Solaredge | 5000 |  | 1 |  |  | 0.1 |  | Outdoor | NEXT TOMETER
NJADRE1554754065 | Administratively Determined Incentive Program | WILLINGBORO | 8046 | 13 | 9.38 | Residential | Behind the Meter | Yes | Net Metered Residential | Sunrun Installation Services, Inc. |  | PSE&G | Accepted | 2023-10-04 | 2023-10-27 | 2024-10-27 | Inverters | SE7600H-USSN | SOLAREDGE TECHNOLOGIES | 7600 |  | 1 |  |  | 0.99 |  | Outside
NJADRE1554754065 | Administratively Determined Incentive Program | WILLINGBORO | 8046 | 13 | 9.38 | Residential | Behind the Meter | Yes | Net Metered Residential | Sunrun Installation Services, Inc. |  | PSE&G | Accepted | 2023-10-04 | 2023-10-27 | 2024-10-27 | Solar Panels | Vikram Solar | VSMDHT.60.375.05 |  | 0.375 | 15 | 271 | 18 |  | Fixed | Roof
NJADRE1554754065 | Administratively Determined Incentive Program | WILLINGBORO | 8046 | 13 | 9.38 | Residential | Behind the Meter | Yes | Net Metered Residential | Sunrun Installation Services, Inc. |  | PSE&G | Accepted | 2023-10-04 | 2023-10-27 | 2024-10-27 | Solar Panels | Vikram Solar | VSMDHT.60.375.05 |  | 0.375 | 10 | 91 | 18 |  | Fixed | Roof
NJADRE1554754289 | Administratively Determined Incentive Program | MONROEVILLE | 8343 | 16 | 16.8 | Residential | Behind the Meter | No | Net Metered Residential | RCL Enterprises Inc. |  | AC Electric | Accepted | 2023-10-04 | 2023-10-27 | 2024-10-27 | Inverters | Enphase | IQ8plus | 290 |  | 42 |  |  | 0.97 |  | Outdoor
NJADRE1554754289 | Administratively Determined Incentive Program | MONROEVILLE | 8343 | 16 | 16.8 | Residential | Behind the Meter | No | Net Metered Residential | RCL Enterprises Inc. |  | AC Electric | Accepted | 2023-10-04 | 2023-10-27 | 2024-10-27 | Solar Panels | QPEAK | DUOBLKMLG10 |  | 0.4 | 42 | 180 | 25 |  | Fixed | Ground
NJADRE1554754308 | Administratively Determined Incentive Program | SOMERSET | 8873 | 5 | 6.89 | Residential | Behind the Meter | Yes | Net Metered Residential | Pro Custom Solar dba Momentum Solar |  | PSE&G | Accepted | 2023-10-04 | 2023-10-27 | 2024-10-27 | Inverters | Enphase | IQ8PLUS-72-2-US | 290 |  | 17 |  |  | 0.97 |  | Outdoor
NJADRE1554754308 | Administratively Determined Incentive Program | SOMERSET | 8873 | 5 | 6.89 | Residential | Behind the Meter | Yes | Net Metered Residential | Pro Custom Solar dba Momentum Solar |  | PSE&G | Accepted | 2023-10-04 | 2023-10-27 | 2024-10-27 | Solar Panels | Hanwha | q.peak duo blk ML-g10+405 |  | 0.405 | 17 | 150 | 40 |  | Fixed | Roof
NJADRE1554754314 | Administratively Determined Incentive Program | RUTHERFORD BORO | 7070 | 7 | 7.7 | Residential | Behind the Meter | No | Net Metered Residential | EMT Renewables |  | PSE&G | Accepted | 2023-10-04 | 2023-10-27 | 2024-10-27 | Inverters | ENPHASE | IQ8+ | 290 |  | 19 |  |  | 0.98 |  | Other | UNDER EACH PANEL
NJADRE1554754314 | Administratively Determined Incentive Program | RUTHERFORD BORO | 7070 | 7 | 7.7 | Residential | Behind the Meter | No | Net Metered Residential | EMT Renewables |  | PSE&G | Accepted | 2023-10-04 | 2023-10-27 | 2024-10-27 | Solar Panels | Q CELLS | Q PEAK DUO BLK |  | 0.405 | 5 | 127 | 19 |  | Fixed | Roof
NJADRE1554754314 | Administratively Determined Incentive Program | RUTHERFORD BORO | 7070 | 7 | 7.7 | Residential | Behind the Meter | No | Net Metered Residential | EMT Renewables |  | PSE&G | Accepted | 2023-10-04 | 2023-10-27 | 2024-10-27 | Solar Panels | Q CELLS | Q PEAK DUO BLK |  | 0.405 | 14 | 126 | 39 |  | Fixed | Roof
NJADRE1554754326 | Administratively Determined Incentive Program | MAYWOOD | 7607 | 7 | 6.89 | Residential | Behind the Meter | Yes | Net Metered Residential | Sunrun Installation Services, Inc. |  | PSE&G | Accepted | 2023-10-04 | 2023-10-27 | 2024-10-27 | Inverters | SolarEdge Technologies | SE6000H-USSN | 6000 |  | 1 |  |  | 0.96 |  | Outdoor
NJADRE1554754326 | Administratively Determined Incentive Program | MAYWOOD | 7607 | 7 | 6.89 | Residential | Behind the Meter | Yes | Net Metered Residential | Sunrun Installation Services, Inc. |  | PSE&G | Accepted | 2023-10-04 | 2023-10-27 | 2024-10-27 | Solar Panels | Hanwha Q Cells | Q.PEAK DUO BLK ML-G10+ 405 |  | 0.405 | 4 | 311 | 42 |  | Fixed | Roof
NJADRE1554754326 | Administratively Determined Incentive Program | MAYWOOD | 7607 | 7 | 6.89 | Residential | Behind the Meter | Yes | Net Metered Residential | Sunrun Installation Services, Inc. |  | PSE&G | Accepted | 2023-10-04 | 2023-10-27 | 2024-10-27 | Solar Panels | Hanwha Q Cells | Q.PEAK DUO BLK ML-G10+ 405 |  | 0.405 | 13 | 131 | 42 |  | Fixed | Roof
NJADRE1554754332 | Administratively Determined Incentive Program | DEPTFORD | 8096 | 15 | 10.4 | Residential | Behind the Meter | Yes | Net Metered Residential | Ad Energy |  | PSE&G | Accepted | 2023-10-04 | 2023-10-27 | 2024-10-27 | Inverters | SunPower | IQ7HS | 384 |  | 26 |  |  | 0.97 |  | Outdoor | At each panel
NJADRE1554754332 | Administratively Determined Incentive Program | DEPTFORD | 8096 | 15 | 10.4 | Residential | Behind the Meter | Yes | Net Metered Residential | Ad Energy |  | PSE&G | Accepted | 2023-10-04 | 2023-10-27 | 2024-10-27 | Solar Panels | SunPower | SPR-U-400-BLK-W-DC |  | 0.4 | 26 | 144 | 30 |  | Fixed | Roof
NJADRE1554754343 | Administratively Determined Incentive Program | ELMWOOD PARK | 7407 | 7 | 10.13 | Residential | Behind the Meter | No | Net Metered Residential | Sunrun Installation Services, Inc. |  | PSE&G | Accepted | 2023-10-04 | 2023-10-27 | 2024-10-27 | Inverters | SOLAREDGE TECHNOLOGIES | SE3800H-USMN | 3800 |  | 2 |  |  | 0.99 |  | Outdoor
NJADRE1554754343 | Administratively Determined Incentive Program | ELMWOOD PARK | 7407 | 7 | 10.13 | Residential | Behind the Meter | No | Net Metered Residential | Sunrun Installation Services, Inc. |  | PSE&G | Accepted | 2023-10-04 | 2023-10-27 | 2024-10-27 | Solar Panels | Vikram Solar | VSMDHT.60.375.05 |  | 0.375 | 3 | 71 | 19 |  | Fixed | Roof
NJADRE1554754343 | Administratively Determined Incentive Program | ELMWOOD PARK | 7407 | 7 | 10.13 | Residential | Behind the Meter | No | Net Metered Residential | Sunrun Installation Services, Inc. |  | PSE&G | Accepted | 2023-10-04 | 2023-10-27 | 2024-10-27 | Solar Panels | Vikram Solar | VSMDHT.60.375.05 |  | 0.375 | 9 | 71 | 19 |  | Fixed | Roof
NJADRE1554754343 | Administratively Determined Incentive Program | ELMWOOD PARK | 7407 | 7 | 10.13 | Residential | Behind the Meter | No | Net Metered Residential | Sunrun Installation Services, Inc. |  | PSE&G | Accepted | 2023-10-04 | 2023-10-27 | 2024-10-27 | Solar Panels | Vikram Solar | VSMDHT.60.375.05 |  | 0.375 | 15 | 71 | 19 |  | Fixed | Roof
NJADRE1554754366 | Administratively Determined Incentive Program | UNION | 7083 | 10 | 4.88 | Residential | Behind the Meter | Yes | Net Metered Residential | Sunrun Installation Services, Inc. |  | PSE&G | Accepted | 2023-10-04 | 2023-10-27 | 2024-10-27 | Inverters | SolarEdge Technologies | SE3800H-USMN | 3800 |  | 1 |  |  | 0.96 |  | Outdoor
NJADRE1554754366 | Administratively Determined Incentive Program | UNION | 7083 | 10 | 4.88 | Residential | Behind the Meter | Yes | Net Metered Residential | Sunrun Installation Services, Inc. |  | PSE&G | Accepted | 2023-10-04 | 2023-10-27 | 2024-10-27 | Solar Panels | Vikram Solar | VSMDHT.60.375.05 |  | 0.375 | 9 | 131 | 33 |  | Fixed | Roof
NJADRE1554754366 | Administratively Determined Incentive Program | UNION | 7083 | 10 | 4.88 | Residential | Behind the Meter | Yes | Net Metered Residential | Sunrun Installation Services, Inc. |  | PSE&G | Accepted | 2023-10-04 | 2023-10-27 | 2024-10-27 | Solar Panels | Vikram Solar | VSMDHT.60.375.05 |  | 0.375 | 4 | 310 | 19 |  | Fixed | Roof
NJADRE1554754368 | Administratively Determined Incentive Program | EAST ORANGE | 7018 | 9 | 6.66 | Residential | Behind the Meter | No | Net Metered Residential | Vision Solar LLC |  | PSE&G | Accepted | 2023-10-04 | 2023-10-31 | 2024-10-31 | Inverters | SolarEdge | SE7600H-USRGM | 7600 |  | 1 |  |  | 0.97 |  | Outdoor
NJADRE1554754368 | Administratively Determined Incentive Program | EAST ORANGE | 7018 | 9 | 6.66 | Residential | Behind the Meter | No | Net Metered Residential | Vision Solar LLC |  | PSE&G | Accepted | 2023-10-04 | 2023-10-31 | 2024-10-31 | Solar Panels | ZNSHINE SOLAR | ZXM6-NH120-370/M |  | 0.37 | 8 | 200 | 46 |  | Fixed | Roof
NJADRE1554754368 | Administratively Determined Incentive Program | EAST ORANGE | 7018 | 9 | 6.66 | Residential | Behind the Meter | No | Net Metered Residential | Vision Solar LLC |  | PSE&G | Accepted | 2023-10-04 | 2023-10-31 | 2024-10-31 | Solar Panels | ZNSHINE SOLAR | ZXM6-NH120-370/M |  | 0.37 | 10 | 20 | 46 |  | Fixed | Roof
NJADRE1554754400 | Administratively Determined Incentive Program | JACKSON | 8527 | 18 | 5.48 | Residential | Behind the Meter | No | Net Metered Residential | Power Home Remodeling |  | JCP&L | Accepted | 2023-10-04 | 2023-11-01 | 2024-11-01 | Inverters | SolarEdge | SE5000H-US | 5000 |  | 1 |  |  | 0.99 |  | Outdoor
NJADRE1554754400 | Administratively Determined Incentive Program | JACKSON | 8527 | 18 | 5.48 | Residential | Behind the Meter | No | Net Metered Residential | Power Home Remodeling |  | JCP&L | Accepted | 2023-10-04 | 2023-11-01 | 2024-11-01 | Meters | SolarEdge | Revenue Grade Data Ansi C12.20 |  |  | 1 |  |  |  | Yes | Outdoor
NJADRE1554754400 | Administratively Determined Incentive Program | JACKSON | 8527 | 18 | 5.48 | Residential | Behind the Meter | No | Net Metered Residential | Power Home Remodeling |  | JCP&L | Accepted | 2023-10-04 | 2023-11-01 | 2024-11-01 | Solar Panels | QCell | Q.PEAKDUOBLK-G10+365 |  | 0.365 | 10 | 208 | 23 |  | Fixed | Roof
NJADRE1554754400 | Administratively Determined Incentive Program | JACKSON | 8527 | 18 | 5.48 | Residential | Behind the Meter | No | Net Metered Residential | Power Home Remodeling |  | JCP&L | Accepted | 2023-10-04 | 2023-11-01 | 2024-11-01 | Solar Panels | QCell | Q.PEAKDUOBLK-G10+365 |  | 0.365 | 5 | 208 | 22 |  | Fixed | Roof
NJADRE1554754414 | Administratively Determined Incentive Program | NORTHFIELD | 8225 | 19 | 8.1 | Residential | Behind the Meter | Yes | Net Metered Residential | Sunrun Installation Services, Inc. |  | AC Electric | Accepted | 2023-10-04 | 2023-10-27 | 2024-10-27 | Inverters | E6-TL-US | DELTA ELECTRONICS | 5760 |  | 1 |  |  | 0.97 |  | Outdoor | Near Main Panel
NJADRE1554754414 | Administratively Determined Incentive Program | NORTHFIELD | 8225 | 19 | 8.1 | Residential | Behind the Meter | Yes | Net Metered Residential | Sunrun Installation Services, Inc. |  | AC Electric | Accepted | 2023-10-04 | 2023-10-27 | 2024-10-27 | Solar Panels | Q.PEAK DUO BLK ML-G10+ 405 | HANWHA Q-CELLS |  | 0.405 | 12 | 218 | 32 |  | Fixed | Roof
NJADRE1554754414 | Administratively Determined Incentive Program | NORTHFIELD | 8225 | 19 | 8.1 | Residential | Behind the Meter | Yes | Net Metered Residential | Sunrun Installation Services, Inc. |  | AC Electric | Accepted | 2023-10-04 | 2023-10-27 | 2024-10-27 | Solar Panels | Q.PEAK DUO BLK ML-G10+ 405 | HANWHA Q-CELLS |  | 0.405 | 8 | 39 | 16 |  | Fixed | Roof
NJADRE1554754416 | Administratively Determined Incentive Program | MARLTON | 8053 | 13 | 16.2 | Residential | Behind the Meter | Yes | Net Metered Residential | Pro Custom Solar dba Momentum Solar |  | PSE&G | Accepted | 2023-10-04 | 2023-10-27 | 2024-10-27 | Solar Panels | Â Q. PEAK DUO BLK-G10+405 | HANWHA |  | 0.405 | 6 | 239 | 24 |  | Fixed | Roof
NJADRE1554754416 | Administratively Determined Incentive Program | MARLTON | 8053 | 13 | 16.2 | Residential | Behind the Meter | Yes | Net Metered Residential | Pro Custom Solar dba Momentum Solar |  | PSE&G | Accepted | 2023-10-04 | 2023-10-27 | 2024-10-27 | Solar Panels | Â Q. PEAK DUO BLK-G10+405 | HANWHA |  | 0.405 | 6 | 59 | 23 |  | Fixed | Roof
NJADRE1554754416 | Administratively Determined Incentive Program | MARLTON | 8053 | 13 | 16.2 | Residential | Behind the Meter | Yes | Net Metered Residential | Pro Custom Solar dba Momentum Solar |  | PSE&G | Accepted | 2023-10-04 | 2023-10-27 | 2024-10-27 | Solar Panels | Â Q. PEAK DUO BLK-G10+405 | HANWHA |  | 0.405 | 6 | 239 | 19 |  | Fixed | Roof
NJADRE1554754416 | Administratively Determined Incentive Program | MARLTON | 8053 | 13 | 16.2 | Residential | Behind the Meter | Yes | Net Metered Residential | Pro Custom Solar dba Momentum Solar |  | PSE&G | Accepted | 2023-10-04 | 2023-10-27 | 2024-10-27 | Solar Panels | Â Q. PEAK DUO BLK-G10+405 | HANWHA |  | 0.405 | 14 | 145 | 43 |  | Fixed | Roof
NJADRE1554754416 | Administratively Determined Incentive Program | MARLTON | 8053 | 13 | 16.2 | Residential | Behind the Meter | Yes | Net Metered Residential | Pro Custom Solar dba Momentum Solar |  | PSE&G | Accepted | 2023-10-04 | 2023-10-27 | 2024-10-27 | Solar Panels | Â Q. PEAK DUO BLK-G10+405 | HANWHA |  | 0.405 | 8 | 59 | 23 |  | Fixed | Roof
NJADRE1554754416 | Administratively Determined Incentive Program | MARLTON | 8053 | 13 | 16.2 | Residential | Behind the Meter | Yes | Net Metered Residential | Pro Custom Solar dba Momentum Solar |  | PSE&G | Accepted | 2023-10-04 | 2023-10-27 | 2024-10-27 | Inverters | IQ8PLUS-72-2-US | ENPHASE | 290 |  | 40 |  |  | 0.97 |  | Outdoor
NJADRE1554754429 | Administratively Determined Incentive Program | BELLMAWR | 8031 | 14 | 5.2 | Residential | Behind the Meter | Yes | Net Metered Residential | Seapoint Solar Energy LLC |  | PSE&G | Accepted | 2023-10-04 | 2023-10-31 | 2024-10-31 | Solar Panels | Trina Solar | TSM-400DE09.05 |  | 0.4 | 13 | 162 | 30 |  | Fixed | Roof
NJADRE1554754429 | Administratively Determined Incentive Program | BELLMAWR | 8031 | 14 | 5.2 | Residential | Behind the Meter | Yes | Net Metered Residential | Seapoint Solar Energy LLC |  | PSE&G | Accepted | 2023-10-04 | 2023-10-31 | 2024-10-31 | Inverters | IQ8PLUS-72-2-US | Enphase IQ8+ | 290 |  | 13 |  |  | 0.97 |  | Outdoor
NJADRE1554754434 | Administratively Determined Incentive Program | METUCHEN | 8840 | 11 | 7.56 | Residential | Behind the Meter | No | Net Metered Residential | EMT Renewables |  | PSE&G | Accepted | 2023-10-04 | 2023-10-27 | 2024-10-27 | Inverters | ENPHASE | IQ7x | 315 |  | 18 |  |  | 0.98 |  | Other | UNDER EACH PANEL
NJADRE1554754434 | Administratively Determined Incentive Program | METUCHEN | 8840 | 11 | 7.56 | Residential | Behind the Meter | No | Net Metered Residential | EMT Renewables |  | PSE&G | Accepted | 2023-10-04 | 2023-10-27 | 2024-10-27 | Solar Panels | REC ALPHA | REC 420 |  | 0.42 | 10 | 162 | 27 |  | Fixed | Roof
NJADRE1554754434 | Administratively Determined Incentive Program | METUCHEN | 8840 | 11 | 7.56 | Residential | Behind the Meter | No | Net Metered Residential | EMT Renewables |  | PSE&G | Accepted | 2023-10-04 | 2023-10-27 | 2024-10-27 | Solar Panels | REC ALPHA | REC 420 |  | 0.42 | 2 | 342 | 27 |  | Fixed | Roof
NJADRE1554754434 | Administratively Determined Incentive Program | METUCHEN | 8840 | 11 | 7.56 | Residential | Behind the Meter | No | Net Metered Residential | EMT Renewables |  | PSE&G | Accepted | 2023-10-04 | 2023-10-27 | 2024-10-27 | Solar Panels | REC ALPHA | REC 420 |  | 0.42 | 3 | 72 | 29 |  | Fixed | Roof
NJADRE1554754434 | Administratively Determined Incentive Program | METUCHEN | 8840 | 11 | 7.56 | Residential | Behind the Meter | No | Net Metered Residential | EMT Renewables |  | PSE&G | Accepted | 2023-10-04 | 2023-10-27 | 2024-10-27 | Solar Panels | REC ALPHA | REC 420 |  | 0.42 | 3 | 252 | 29 |  | Fixed | Roof
NJADRE1554754441 | Administratively Determined Incentive Program | LEESBURG | 8327 | 20 | 16.8 | Residential | Behind the Meter | No | Net Metered Residential | Power Energy Solutions |  | AC Electric | Accepted | 2023-10-04 | 2023-10-27 | 2024-10-27 | Inverters | SE6000H-US | SOLAREDGE | 6000 |  | 2 |  |  | 0.99 |  | Outside | GROUND MOUNT
NJADRE1554754441 | Administratively Determined Incentive Program | LEESBURG | 8327 | 20 | 16.8 | Residential | Behind the Meter | No | Net Metered Residential | Power Energy Solutions |  | AC Electric | Accepted | 2023-10-04 | 2023-10-27 | 2024-10-27 | Solar Panels | SIL-400 HC+ | SILFAB SOLAR |  | 0.4 | 20 | 180 | 30 |  | Fixed | Ground | GROUND MOUNT
NJADRE1554754441 | Administratively Determined Incentive Program | LEESBURG | 8327 | 20 | 16.8 | Residential | Behind the Meter | No | Net Metered Residential | Power Energy Solutions |  | AC Electric | Accepted | 2023-10-04 | 2023-10-27 | 2024-10-27 | Solar Panels | SIL-400 HCC+ | SILFAB SOLAR |  | 0.4 | 22 | 180 | 30 |  | Fixed | Ground | GROUND MOUNT
NJADRE1554754443 | Administratively Determined Incentive Program | BELLEVILLE TWP | 7109 | 9 | 5.63 | Residential | Behind the Meter | Yes | Net Metered Residential | Sunrun Installation Services, Inc. |  | PSE&G | Accepted | 2023-10-04 | 2023-10-27 | 2024-10-27 | Inverters | SolarEdge Technologies | SE7600H-USSN | 7600 |  | 1 |  |  | 0.96 |  | Outdoor
NJADRE1554754443 | Administratively Determined Incentive Program | BELLEVILLE TWP | 7109 | 9 | 5.63 | Residential | Behind the Meter | Yes | Net Metered Residential | Sunrun Installation Services, Inc. |  | PSE&G | Accepted | 2023-10-04 | 2023-10-27 | 2024-10-27 | Solar Panels | Vikram Solar | VSMDHT.60.375.05 |  | 0.375 | 4 | 14 | 41 |  | Fixed | Roof
NJADRE1554754443 | Administratively Determined Incentive Program | BELLEVILLE TWP | 7109 | 9 | 5.63 | Residential | Behind the Meter | Yes | Net Metered Residential | Sunrun Installation Services, Inc. |  | PSE&G | Accepted | 2023-10-04 | 2023-10-27 | 2024-10-27 | Solar Panels | Vikram Solar | VSMDHT.60.375.05 |  | 0.375 | 4 | 194 | 18 |  | Fixed | Roof
NJADRE1554754443 | Administratively Determined Incentive Program | BELLEVILLE TWP | 7109 | 9 | 5.63 | Residential | Behind the Meter | Yes | Net Metered Residential | Sunrun Installation Services, Inc. |  | PSE&G | Accepted | 2023-10-04 | 2023-10-27 | 2024-10-27 | Solar Panels | Vikram Solar | VSMDHT.60.375.05 |  | 0.375 | 7 | 194 | 41 |  | Fixed | Roof
NJADRE1554754446 | Administratively Determined Incentive Program | LIVINGSTON TWP | 7039 | 9 | 8.69 | Residential | Behind the Meter | Yes | Net Metered Residential | Sunrun Installation Services, Inc. |  | PSE&G | Accepted | 2023-10-04 | 2023-10-27 | 2024-10-27 | Inverters | Delta Electronics | E10-TL-US | 9600 |  | 1 |  |  | 0.975 |  | Outdoor | next to meter
NJADRE1554754446 | Administratively Determined Incentive Program | LIVINGSTON TWP | 7039 | 9 | 8.69 | Residential | Behind the Meter | Yes | Net Metered Residential | Sunrun Installation Services, Inc. |  | PSE&G | Accepted | 2023-10-04 | 2023-10-27 | 2024-10-27 | Solar Panels | TRINA SOLAR | TSM-395DE09C.07 |  | 0.395 | 11 | 100 | 29 |  | Fixed | Roof
NJADRE1554754446 | Administratively Determined Incentive Program | LIVINGSTON TWP | 7039 | 9 | 8.69 | Residential | Behind the Meter | Yes | Net Metered Residential | Sunrun Installation Services, Inc. |  | PSE&G | Accepted | 2023-10-04 | 2023-10-27 | 2024-10-27 | Solar Panels | TRINA SOLAR | TSM-395DE09C.07 |  | 0.395 | 11 | 280 | 31 |  | Fixed | Roof
NJADRE1554754459 | Administratively Determined Incentive Program | ERIAL | 8081 | 14 | 5.27 | Residential | Behind the Meter | Yes | Net Metered Residential | Sunrun Installation Services, Inc. |  | AC Electric | Accepted | 2023-10-04 | 2023-10-27 | 2024-10-27 | Inverters | SE3800H-USMN | SOLAREDGE TECHNOLOGIES | 3800 |  | 1 |  |  | 0.99 |  | Outdoor | Near Main Panel
NJADRE1554754459 | Administratively Determined Incentive Program | ERIAL | 8081 | 14 | 5.27 | Residential | Behind the Meter | Yes | Net Metered Residential | Sunrun Installation Services, Inc. |  | AC Electric | Accepted | 2023-10-04 | 2023-10-27 | 2024-10-27 | Solar Panels | Q.PEAK DUO BLK ML-G10+ 405 | HANWHA Q-CELLS |  | 0.405 | 13 | 121 | 21 |  | Fixed | Roof
NJADRE1554754540 | Administratively Determined Incentive Program | GLOUCESTER CY | 8030 | 14 | 13.2 | Residential | Behind the Meter | Yes | Net Metered Residential | Sunny Mac LLC |  | PSE&G | Accepted | 2023-10-04 | 2023-10-27 | 2024-10-27 | Solar Panels | Q.PEAK DUO BLK ML-G10+400 | HANWHA |  | 0.4 | 16 | 84 | 24 |  | Fixed | Roof
NJADRE1554754540 | Administratively Determined Incentive Program | GLOUCESTER CY | 8030 | 14 | 13.2 | Residential | Behind the Meter | Yes | Net Metered Residential | Sunny Mac LLC |  | PSE&G | Accepted | 2023-10-04 | 2023-10-27 | 2024-10-27 | Solar Panels | Q.PEAK DUO BLK ML-G10+400 | HANWHA |  | 0.4 | 3 | 84 | 24 |  | Fixed | Roof
NJADRE1554754540 | Administratively Determined Incentive Program | GLOUCESTER CY | 8030 | 14 | 13.2 | Residential | Behind the Meter | Yes | Net Metered Residential | Sunny Mac LLC |  | PSE&G | Accepted | 2023-10-04 | 2023-10-27 | 2024-10-27 | Solar Panels | Q.PEAK DUO BLK ML-G10+400 | HANWHA |  | 0.4 | 3 | 264 | 24 |  | Fixed | Roof
NJADRE1554754540 | Administratively Determined Incentive Program | GLOUCESTER CY | 8030 | 14 | 13.2 | Residential | Behind the Meter | Yes | Net Metered Residential | Sunny Mac LLC |  | PSE&G | Accepted | 2023-10-04 | 2023-10-27 | 2024-10-27 | Solar Panels | Q.PEAK DUO BLK ML-G10+400 | HANWHA |  | 0.4 | 11 | 264 | 24 |  | Fixed | Roof
NJADRE1554754540 | Administratively Determined Incentive Program | GLOUCESTER CY | 8030 | 14 | 13.2 | Residential | Behind the Meter | Yes | Net Metered Residential | Sunny Mac LLC |  | PSE&G | Accepted | 2023-10-04 | 2023-10-27 | 2024-10-27 | Inverters | SE 10000H-US | Solaredge | 10000 |  | 1 |  |  | 0.1 |  | Outdoor | NEXT TO METER
NJADRE1554754546 | Administratively Determined Incentive Program | Pomona | 8240 | 19 | 9 | Residential | Behind the Meter | Yes | Net Metered Residential | Sunrun Installation Services, Inc. |  | AC Electric | Accepted | 2023-10-04 | 2023-10-27 | 2024-10-27 | Inverters | SolarEdge Technologies | SE6000H-USSN | 6000 |  | 1 |  |  | 0.96 |  | Outdoor | next to meter
NJADRE1554754546 | Administratively Determined Incentive Program | Pomona | 8240 | 19 | 9 | Residential | Behind the Meter | Yes | Net Metered Residential | Sunrun Installation Services, Inc. |  | AC Electric | Accepted | 2023-10-04 | 2023-10-27 | 2024-10-27 | Solar Panels | Vikram Solar | VSMDHT.60.375.05 |  | 0.375 | 2 | 191 | 43 |  | Fixed | Roof
NJADRE1554754546 | Administratively Determined Incentive Program | Pomona | 8240 | 19 | 9 | Residential | Behind the Meter | Yes | Net Metered Residential | Sunrun Installation Services, Inc. |  | AC Electric | Accepted | 2023-10-04 | 2023-10-27 | 2024-10-27 | Solar Panels | Vikram Solar | VSMDHT.60.375.05 |  | 0.375 | 4 | 101 | 28 |  | Fixed | Roof
NJADRE1554754546 | Administratively Determined Incentive Program | Pomona | 8240 | 19 | 9 | Residential | Behind the Meter | Yes | Net Metered Residential | Sunrun Installation Services, Inc. |  | AC Electric | Accepted | 2023-10-04 | 2023-10-27 | 2024-10-27 | Solar Panels | Vikram Solar | VSMDHT.60.375.05 |  | 0.375 | 18 | 281 | 28 |  | Fixed | Roof
NJADRE1554754547 | Administratively Determined Incentive Program | BARNEGAT | 8005 | 18 | 8.51 | Residential | Behind the Meter | Yes | Net Metered Residential | Trinity Solar |  | AC Electric | Accepted | 2023-10-04 | 2023-10-27 | 2024-10-27 | Inverters | Solar Edge | SE7600H-US000BEi4 | 7600 |  | 1 |  |  | 0.97 |  | Outdoor
NJADRE1554754547 | Administratively Determined Incentive Program | BARNEGAT | 8005 | 18 | 8.51 | Residential | Behind the Meter | Yes | Net Metered Residential | Trinity Solar |  | AC Electric | Accepted | 2023-10-04 | 2023-10-27 | 2024-10-27 | Solar Panels | HANWHA | Q.PEAK DUO BLK ML-G10+ 405 |  | 0.405 | 5 | 77 | 34 |  | Fixed | Roof
NJADRE1554754547 | Administratively Determined Incentive Program | BARNEGAT | 8005 | 18 | 8.51 | Residential | Behind the Meter | Yes | Net Metered Residential | Trinity Solar |  | AC Electric | Accepted | 2023-10-04 | 2023-10-27 | 2024-10-27 | Solar Panels | HANWHA | Q.PEAK DUO BLK ML-G10+ 405 |  | 0.405 | 14 | 257 | 34 |  | Fixed | Roof
NJADRE1554754547 | Administratively Determined Incentive Program | BARNEGAT | 8005 | 18 | 8.51 | Residential | Behind the Meter | Yes | Net Metered Residential | Trinity Solar |  | AC Electric | Accepted | 2023-10-04 | 2023-10-27 | 2024-10-27 | Solar Panels | HANWHA | Q.PEAK DUO BLK ML-G10+ 405 |  | 0.405 | 2 | 167 | 40 |  | Fixed | Roof
NJADRE1554754785 | Administratively Determined Incentive Program | SPARTA | 7871 | 1 | 24 | Residential | Behind the Meter | No | Net Metered Residential | Ampericon |  | JCP&L | Accepted | 2023-10-04 | 2023-10-30 | 2024-10-30 | Inverters | EnPhase | IQ8+ | 290 |  | 60 |  |  | 0.965 |  | Other | Roof
NJADRE1554754785 | Administratively Determined Incentive Program | SPARTA | 7871 | 1 | 24 | Residential | Behind the Meter | No | Net Metered Residential | Ampericon |  | JCP&L | Accepted | 2023-10-04 | 2023-10-30 | 2024-10-30 | Solar Panels | Silfab | SIL-400-HC+ |  | 0.4 | 20 | 129 | 20 |  | Fixed | Ground
NJADRE1554754785 | Administratively Determined Incentive Program | SPARTA | 7871 | 1 | 24 | Residential | Behind the Meter | No | Net Metered Residential | Ampericon |  | JCP&L | Accepted | 2023-10-04 | 2023-10-30 | 2024-10-30 | Solar Panels | Silfab | SIL-400-HC+ |  | 0.4 | 20 | 129 | 20 |  | Fixed | Ground
NJADRE1554754785 | Administratively Determined Incentive Program | SPARTA | 7871 | 1 | 24 | Residential | Behind the Meter | No | Net Metered Residential | Ampericon |  | JCP&L | Accepted | 2023-10-04 | 2023-10-30 | 2024-10-30 | Solar Panels | Silfab | SIL-400-HC+ |  | 0.4 | 20 | 129 | 20 |  | Fixed | Ground
NJADRE1554754901 | Administratively Determined Incentive Program | MILLVILLE | 8332 | 20 | 5.88 | Residential | Behind the Meter | Yes | Net Metered Residential | EMT Renewables |  | AC Electric | Accepted | 2023-10-04 | 2023-10-27 | 2024-10-27 | Inverters | ENPHASE | IQ7x | 315 |  | 14 |  |  | 0.98 |  | Other | UNDER EACH PANEL
NJADRE1554754901 | Administratively Determined Incentive Program | MILLVILLE | 8332 | 20 | 5.88 | Residential | Behind the Meter | Yes | Net Metered Residential | EMT Renewables |  | AC Electric | Accepted | 2023-10-04 | 2023-10-27 | 2024-10-27 | Solar Panels | REC ALPHA | REC 420 |  | 0.42 | 5 | 206 | 40 |  | Fixed | Roof
NJADRE1554754901 | Administratively Determined Incentive Program | MILLVILLE | 8332 | 20 | 5.88 | Residential | Behind the Meter | Yes | Net Metered Residential | EMT Renewables |  | AC Electric | Accepted | 2023-10-04 | 2023-10-27 | 2024-10-27 | Solar Panels | REC ALPHA | REC 420 |  | 0.42 | 6 | 206 | 20 |  | Fixed | Roof
NJADRE1554754901 | Administratively Determined Incentive Program | MILLVILLE | 8332 | 20 | 5.88 | Residential | Behind the Meter | Yes | Net Metered Residential | EMT Renewables |  | AC Electric | Accepted | 2023-10-04 | 2023-10-27 | 2024-10-27 | Solar Panels | REC ALPHA | REC 420 |  | 0.42 | 3 | 116 | 42 |  | Fixed | Roof
NJADRE1554754943 | Administratively Determined Incentive Program | HILLSIDE TWP | 7205 | 10 | 4.05 | Residential | Behind the Meter | Yes | Net Metered Residential | Sunrun Installation Services, Inc. |  | PSE&G | Accepted | 2023-10-04 | 2023-10-27 | 2024-10-27 | Inverters | SOLAREDGE TECHNOLOGIES | SE3800H-USSN | 3800 |  | 1 |  |  | 0.992 |  | Outdoor | next to meter
NJADRE1554754943 | Administratively Determined Incentive Program | HILLSIDE TWP | 7205 | 10 | 4.05 | Residential | Behind the Meter | Yes | Net Metered Residential | Sunrun Installation Services, Inc. |  | PSE&G | Accepted | 2023-10-04 | 2023-10-27 | 2024-10-27 | Solar Panels | HANWHA Q-CELLS | Q.PEAK DUO BLK ML-G10+ 405 |  | 0.405 | 6 | 347 | 19 |  | Fixed | Roof
NJADRE1554754943 | Administratively Determined Incentive Program | HILLSIDE TWP | 7205 | 10 | 4.05 | Residential | Behind the Meter | Yes | Net Metered Residential | Sunrun Installation Services, Inc. |  | PSE&G | Accepted | 2023-10-04 | 2023-10-27 | 2024-10-27 | Solar Panels | HANWHA Q-CELLS | Q.PEAK DUO BLK ML-G10+ 405 |  | 0.405 | 4 | 167 | 38 |  | Fixed | Roof
NJADRE1554754978 | Administratively Determined Incentive Program | EAST ORANGE | 7017 | 9 | 8.4 | Residential | Behind the Meter | No | Net Metered Residential | Seapoint Solar Energy LLC |  | PSE&G | Accepted | 2023-10-05 | 2023-10-31 | 2024-10-31 | Solar Panels | Trina Solar | TSM-400DE09.05 |  | 0.4 | 21 | 121 | 30 |  | Fixed | Roof
NJADRE1554754978 | Administratively Determined Incentive Program | EAST ORANGE | 7017 | 9 | 8.4 | Residential | Behind the Meter | No | Net Metered Residential | Seapoint Solar Energy LLC |  | PSE&G | Accepted | 2023-10-05 | 2023-10-31 | 2024-10-31 | Inverters | Enphase | IQ8PLUS-72-2-US | 290 |  | 21 |  |  | 0.97 |  | Outdoor
NJADRE1554754985 | Administratively Determined Incentive Program | TOMS RIVER | 8757 | 18 | 10.13 | Residential | Behind the Meter | Yes | Net Metered Residential | EMT Renewables |  | JCP&L | Accepted | 2023-10-04 | 2023-10-27 | 2024-10-27 | Inverters | ENPHASE | IQ8+ | 290 |  | 25 |  |  | 0.98 |  | Other | UNDER EACH PANEL
NJADRE1554754985 | Administratively Determined Incentive Program | TOMS RIVER | 8757 | 18 | 10.13 | Residential | Behind the Meter | Yes | Net Metered Residential | EMT Renewables |  | JCP&L | Accepted | 2023-10-04 | 2023-10-27 | 2024-10-27 | Solar Panels | Q CELLS | Q PEAK DUO BLK |  | 0.405 | 25 | 240 | 19 |  | Fixed | Roof
NJADRE1554754997 | Administratively Determined Incentive Program | GLASSBORO | 8028 | 15 | 14.58 | Residential | Behind the Meter | Yes | Net Metered Residential | Pro Custom Solar dba Momentum Solar |  | AC Electric | Accepted | 2023-10-04 | 2023-10-27 | 2024-10-27 | Solar Panels | Â Q. PEAK DUO BLK-G10+405 | hanwha |  | 0.405 | 21 | 123 | 19 |  | Fixed | Roof
NJADRE1554754997 | Administratively Determined Incentive Program | GLASSBORO | 8028 | 15 | 14.58 | Residential | Behind the Meter | Yes | Net Metered Residential | Pro Custom Solar dba Momentum Solar |  | AC Electric | Accepted | 2023-10-04 | 2023-10-27 | 2024-10-27 | Solar Panels | Â Q. PEAK DUO BLK-G10+405 | hanwha |  | 0.405 | 15 | 303 | 19 |  | Fixed | Roof
NJADRE1554754997 | Administratively Determined Incentive Program | GLASSBORO | 8028 | 15 | 14.58 | Residential | Behind the Meter | Yes | Net Metered Residential | Pro Custom Solar dba Momentum Solar |  | AC Electric | Accepted | 2023-10-04 | 2023-10-27 | 2024-10-27 | Inverters | IQ8PLUS-72-2-US | enphase | 290 |  | 36 |  |  | 0.97 |  | Outdoor
NJADRE1554755020 | Administratively Determined Incentive Program | BARNEGAT TOWNSHIP | 8005 | 18 | 10.53 | Residential | Behind the Meter | Yes | Net Metered Residential | Pro Custom Solar dba Momentum Solar |  | JCP&L | Accepted | 2023-10-04 | 2023-10-27 | 2024-10-27 | Inverters | Enphase | IQ8PLUS-72-2-US | 290 |  | 26 |  |  | 0.97 |  | Outdoor
NJADRE1554755020 | Administratively Determined Incentive Program | BARNEGAT TOWNSHIP | 8005 | 18 | 10.53 | Residential | Behind the Meter | Yes | Net Metered Residential | Pro Custom Solar dba Momentum Solar |  | JCP&L | Accepted | 2023-10-04 | 2023-10-27 | 2024-10-27 | Solar Panels | Hanwha | q.peak duo blk ML-g10+405 |  | 0.405 | 14 | 95 | 20 |  | Fixed | Roof
NJADRE1554755020 | Administratively Determined Incentive Program | BARNEGAT TOWNSHIP | 8005 | 18 | 10.53 | Residential | Behind the Meter | Yes | Net Metered Residential | Pro Custom Solar dba Momentum Solar |  | JCP&L | Accepted | 2023-10-04 | 2023-10-27 | 2024-10-27 | Solar Panels | Hanwha | q.peak duo blk ML-g10+405 |  | 0.405 | 12 | 95 | 21 |  | Fixed | Roof
NJADRE1554755064 | Administratively Determined Incentive Program | PISCATAWAY | 8854 | 11 | 3 | Residential | Behind the Meter | Yes | Net Metered Residential | Sunrun Installation Services, Inc. |  | PSE&G | Accepted | 2023-10-04 | 2023-10-30 | 2024-10-30 | Inverters | SOLAREDGE TECHNOLOGIES | SE3800H-USMN | 3800 |  | 1 |  |  | 0.99 |  | Outdoor | next to meter
NJADRE1554755064 | Administratively Determined Incentive Program | PISCATAWAY | 8854 | 11 | 3 | Residential | Behind the Meter | Yes | Net Metered Residential | Sunrun Installation Services, Inc. |  | PSE&G | Accepted | 2023-10-04 | 2023-10-30 | 2024-10-30 | Solar Panels | Vikram Solar | VSMDHT.60.375.05 |  | 0.375 | 8 | 336 | 20 |  | Fixed | Roof
NJADRE1554755064 | Administratively Determined Incentive Program | PISCATAWAY | 8854 | 11 | 3 | Residential | Behind the Meter | Yes | Net Metered Residential | Sunrun Installation Services, Inc. |  | PSE&G | Accepted | 2023-10-04 | 2023-10-30 | 2024-10-30 | Electric Storage Battery | LG Chem | RESU 10H Prime |  |  | 1 |  |  |  | Lithium Ion |  | Outside
NJADRE1554755331 | Administratively Determined Incentive Program | SICKLERVILLE | 8081 | 14 | 3.38 | Residential | Behind the Meter | Yes | Net Metered Residential | Sunrun Installation Services, Inc. |  | AC Electric | Accepted | 2023-10-04 | 2023-10-30 | 2024-10-30 | Electric Storage Battery | LG Chem | RESU 10H Prime |  |  | 1 |  |  |  | Lithium Ion |  | Inside
NJADRE1554755331 | Administratively Determined Incentive Program | SICKLERVILLE | 8081 | 14 | 3.38 | Residential | Behind the Meter | Yes | Net Metered Residential | Sunrun Installation Services, Inc. |  | AC Electric | Accepted | 2023-10-04 | 2023-10-30 | 2024-10-30 | Inverters | SOLAREDGE TECHNOLOGIES | SE3800H-USMN | 3800 |  | 1 |  |  | 0.99 |  | Outdoor | next to meter
NJADRE1554755331 | Administratively Determined Incentive Program | SICKLERVILLE | 8081 | 14 | 3.38 | Residential | Behind the Meter | Yes | Net Metered Residential | Sunrun Installation Services, Inc. |  | AC Electric | Accepted | 2023-10-04 | 2023-10-30 | 2024-10-30 | Solar Panels | Vikram Solar | VSMDHT.60.375.05 |  | 0.375 | 9 | 117 | 23 |  | Fixed | Roof
NJADRE1554756710 | Administratively Determined Incentive Program | RIVERSIDE | 8075 | 13 | 7.88 | Residential | Behind the Meter | Yes | Net Metered Residential | Sunrun Installation Services, Inc. |  | PSE&G | Accepted | 2023-10-04 | 2023-10-30 | 2024-10-30 | Electric Storage Battery | Tesla | Powerwall |  |  | 1 |  |  |  | Lithium Ion |  | Inside
NJADRE1554756710 | Administratively Determined Incentive Program | RIVERSIDE | 8075 | 13 | 7.88 | Residential | Behind the Meter | Yes | Net Metered Residential | Sunrun Installation Services, Inc. |  | PSE&G | Accepted | 2023-10-04 | 2023-10-30 | 2024-10-30 | Inverters | SOLAREDGE TECHNOLOGIES | SE6000H-USSN | 6000 |  | 1 |  |  | 0.99 |  | Outdoor | next to meter
NJADRE1554756710 | Administratively Determined Incentive Program | RIVERSIDE | 8075 | 13 | 7.88 | Residential | Behind the Meter | Yes | Net Metered Residential | Sunrun Installation Services, Inc. |  | PSE&G | Accepted | 2023-10-04 | 2023-10-30 | 2024-10-30 | Solar Panels | Vikram Solar | VSMDHT.60.375.05 |  | 0.375 | 7 | 274 | 18 |  | Fixed | Roof
NJADRE1554756710 | Administratively Determined Incentive Program | RIVERSIDE | 8075 | 13 | 7.88 | Residential | Behind the Meter | Yes | Net Metered Residential | Sunrun Installation Services, Inc. |  | PSE&G | Accepted | 2023-10-04 | 2023-10-30 | 2024-10-30 | Solar Panels | Vikram Solar | VSMDHT.60.375.05 |  | 0.375 | 6 | 94 | 18 |  | Fixed | Roof
NJADRE1554756710 | Administratively Determined Incentive Program | RIVERSIDE | 8075 | 13 | 7.88 | Residential | Behind the Meter | Yes | Net Metered Residential | Sunrun Installation Services, Inc. |  | PSE&G | Accepted | 2023-10-04 | 2023-10-30 | 2024-10-30 | Solar Panels | Vikram Solar | VSMDHT.60.375.05 |  | 0.375 | 8 | 184 | 23 |  | Fixed | Roof
NJADRE1554759802 | Administratively Determined Incentive Program | VILLAS | 8251 | 21 | 4.05 | Residential | Behind the Meter | Yes | Net Metered Residential | Sunrun Installation Services, Inc. |  | AC Electric | Accepted | 2023-10-04 | 2023-10-30 | 2024-10-30 | Inverters | SOLAREDGE TECHNOLOGIES | SE3800H-USSN | 3800 |  | 1 |  |  | 0.99 |  | Outdoor | Next To Meter
NJADRE1554759802 | Administratively Determined Incentive Program | VILLAS | 8251 | 21 | 4.05 | Residential | Behind the Meter | Yes | Net Metered Residential | Sunrun Installation Services, Inc. |  | AC Electric | Accepted | 2023-10-04 | 2023-10-30 | 2024-10-30 | Solar Panels | HANWHA Q-CELLS | Q.PEAK DUO BLK ML-G10+ 405 |  | 0.405 | 10 | 224 | 32 |  | Fixed | Roof
NJADRE1554761751 | Administratively Determined Incentive Program | PINE HILL | 8021 | 14 | 4.13 | Residential | Behind the Meter | Yes | Net Metered Residential | Sunrun Installation Services, Inc. |  | AC Electric | Accepted | 2023-10-04 | 2023-10-30 | 2024-10-30 | Inverters | SOLAREDGE TECHNOLOGIES | SE3800H-USMN | 3800 |  | 1 |  |  | 0.99 |  | Outdoor
NJADRE1554761751 | Administratively Determined Incentive Program | PINE HILL | 8021 | 14 | 4.13 | Residential | Behind the Meter | Yes | Net Metered Residential | Sunrun Installation Services, Inc. |  | AC Electric | Accepted | 2023-10-04 | 2023-10-30 | 2024-10-30 | Solar Panels | Vikram Solar | VSMDHT.60.375.05 |  | 0.375 | 9 | 284 | 33 |  | Fixed | Roof
NJADRE1554761751 | Administratively Determined Incentive Program | PINE HILL | 8021 | 14 | 4.13 | Residential | Behind the Meter | Yes | Net Metered Residential | Sunrun Installation Services, Inc. |  | AC Electric | Accepted | 2023-10-04 | 2023-10-30 | 2024-10-30 | Solar Panels | Vikram Solar | VSMDHT.60.375.05 |  | 0.375 | 2 | 284 | 33 |  | Fixed | Roof
NJADRE1554761751 | Administratively Determined Incentive Program | PINE HILL | 8021 | 14 | 4.13 | Residential | Behind the Meter | Yes | Net Metered Residential | Sunrun Installation Services, Inc. |  | AC Electric | Accepted | 2023-10-04 | 2023-10-30 | 2024-10-30 | Electric Storage Battery | Tesla | Powerwall 2 AC |  |  | 1 |  |  |  | Lithium Ion |  | INSIDE
NJADRE1554761849 | Administratively Determined Incentive Program | FORDS | 8863 | 11 | 4.5 | Residential | Behind the Meter | Yes | Net Metered Residential | Sunrun Installation Services, Inc. |  | PSE&G | Accepted | 2023-10-04 | 2023-10-30 | 2024-10-30 | Inverters | Delta Electronics | E4-TL-US | 4000 |  | 1 |  |  | 0.96 |  | Outdoor
NJADRE1554761849 | Administratively Determined Incentive Program | FORDS | 8863 | 11 | 4.5 | Residential | Behind the Meter | Yes | Net Metered Residential | Sunrun Installation Services, Inc. |  | PSE&G | Accepted | 2023-10-04 | 2023-10-30 | 2024-10-30 | Solar Panels | Vikram Solar | VSMDHT.60.375.05 |  | 0.375 | 12 | 154 | 23 |  | Fixed | Roof
NJADRE1554761853 | Administratively Determined Incentive Program | EAST WINDSOR | 8520 | 12 | 5.67 | Residential | Behind the Meter | Yes | Net Metered Residential | Sunrun Installation Services, Inc. |  | JCP&L | Accepted | 2023-10-04 | 2023-10-30 | 2024-10-30 | Inverters | SOLAREDGE TECHNOLOGIES | SE3800H-USMN | 3800 |  | 1 |  |  | 0.99 |  | Outdoor | next to meter
NJADRE1554761853 | Administratively Determined Incentive Program | EAST WINDSOR | 8520 | 12 | 5.67 | Residential | Behind the Meter | Yes | Net Metered Residential | Sunrun Installation Services, Inc. |  | JCP&L | Accepted | 2023-10-04 | 2023-10-30 | 2024-10-30 | Solar Panels | Hanwha Q Cells | Q.PEAK DUO BLK ML-G10+ 405 |  | 0.405 | 6 | 288 | 30 |  | Fixed | Roof
NJADRE1554761853 | Administratively Determined Incentive Program | EAST WINDSOR | 8520 | 12 | 5.67 | Residential | Behind the Meter | Yes | Net Metered Residential | Sunrun Installation Services, Inc. |  | JCP&L | Accepted | 2023-10-04 | 2023-10-30 | 2024-10-30 | Solar Panels | Hanwha Q Cells | Q.PEAK DUO BLK ML-G10+ 405 |  | 0.405 | 6 | 108 | 31 |  | Fixed | Roof
NJADRE1554761853 | Administratively Determined Incentive Program | EAST WINDSOR | 8520 | 12 | 5.67 | Residential | Behind the Meter | Yes | Net Metered Residential | Sunrun Installation Services, Inc. |  | JCP&L | Accepted | 2023-10-04 | 2023-10-30 | 2024-10-30 | Solar Panels | Hanwha Q Cells | Q.PEAK DUO BLK ML-G10+ 405 |  | 0.405 | 2 | 288 | 30 |  | Fixed | Roof
NJADRE1554767695 | Administratively Determined Incentive Program | WEST DEPTFORD | 8096 | 15 | 8.4 | Residential | Behind the Meter | Yes | Net Metered Residential | Suntuity Solar LLC |  | PSE&G | Accepted | 2023-10-05 | 2023-11-01 | 2024-11-01 | Inverters | ENPHASE | IQ8PLUS-72-2-US | 290 |  | 21 |  |  | 0.97 |  | Outdoor | Behind the PV modules
NJADRE1554767695 | Administratively Determined Incentive Program | WEST DEPTFORD | 8096 | 15 | 8.4 | Residential | Behind the Meter | Yes | Net Metered Residential | Suntuity Solar LLC |  | PSE&G | Accepted | 2023-10-05 | 2023-11-01 | 2024-11-01 | Solar Panels | CANADIANSOLAR | CS6R-400MS-HL |  | 0.4 | 6 | 208 | 14 |  | Fixed | Roof
NJADRE1554767695 | Administratively Determined Incentive Program | WEST DEPTFORD | 8096 | 15 | 8.4 | Residential | Behind the Meter | Yes | Net Metered Residential | Suntuity Solar LLC |  | PSE&G | Accepted | 2023-10-05 | 2023-11-01 | 2024-11-01 | Solar Panels | CANADIANSOLAR | CS6R-400MS-HL |  | 0.4 | 6 | 209 | 23 |  | Fixed | Roof
NJADRE1554767695 | Administratively Determined Incentive Program | WEST DEPTFORD | 8096 | 15 | 8.4 | Residential | Behind the Meter | Yes | Net Metered Residential | Suntuity Solar LLC |  | PSE&G | Accepted | 2023-10-05 | 2023-11-01 | 2024-11-01 | Solar Panels | CANADIANSOLAR | CS6R-400MS-HL |  | 0.4 | 9 | 118 | 23 |  | Fixed | Roof
NJADRE1554767697 | Administratively Determined Incentive Program | MILLVILLE | 8332 | 20 | 7.6 | Residential | Behind the Meter | Yes | Net Metered Residential | Suntuity Solar LLC |  | AC Electric | Accepted | 2023-10-05 | 2023-10-30 | 2024-10-30 | Inverters | ENPHASE | IQ8PLUS-72-2-US | 290 |  | 19 |  |  | 0.97 |  | Outdoor | Behind the PV modules
NJADRE1554767697 | Administratively Determined Incentive Program | MILLVILLE | 8332 | 20 | 7.6 | Residential | Behind the Meter | Yes | Net Metered Residential | Suntuity Solar LLC |  | AC Electric | Accepted | 2023-10-05 | 2023-10-30 | 2024-10-30 | Solar Panels | CANADIANSOLAR | CS6R-400MS-HL |  | 0.4 | 15 | 175 | 22 |  | Fixed | Roof
NJADRE1554767697 | Administratively Determined Incentive Program | MILLVILLE | 8332 | 20 | 7.6 | Residential | Behind the Meter | Yes | Net Metered Residential | Suntuity Solar LLC |  | AC Electric | Accepted | 2023-10-05 | 2023-10-30 | 2024-10-30 | Solar Panels | CANADIANSOLAR | CS6R-400MS-HL |  | 0.4 | 4 | 86 | 22 |  | Fixed | Roof
NJADRE1554767718 | Administratively Determined Incentive Program | ROSELLE | 7203 | 10 | 4.46 | Residential | Behind the Meter | Yes | Net Metered Residential | Sunrun Installation Services, Inc. |  | PSE&G | Accepted | 2023-10-05 | 2023-10-30 | 2024-10-30 | Inverters | Delta Electronics | E4-TL-US | 4000 |  | 1 |  |  | 0.975 |  | Outdoor | next to meter
NJADRE1554767718 | Administratively Determined Incentive Program | ROSELLE | 7203 | 10 | 4.46 | Residential | Behind the Meter | Yes | Net Metered Residential | Sunrun Installation Services, Inc. |  | PSE&G | Accepted | 2023-10-05 | 2023-10-30 | 2024-10-30 | Solar Panels | HANWHA Q-CELLS | Q.PEAK DUO BLK ML-G10+ 405 |  | 0.405 | 11 | 255 | 26 |  | Fixed | Roof
NJADRE1554767720 | Administratively Determined Incentive Program | TOMS RIVER | 8753 | 18 | 3.38 | Residential | Behind the Meter | Yes | Net Metered Residential | Sunrun Installation Services, Inc. |  | JCP&L | Accepted | 2023-10-05 | 2023-10-30 | 2024-10-30 | Electric Storage Battery | Tesla | Powerwall 2 AC |  |  | 1 |  |  |  | Lithium Ion |  | outside
NJADRE1554767720 | Administratively Determined Incentive Program | TOMS RIVER | 8753 | 18 | 3.38 | Residential | Behind the Meter | Yes | Net Metered Residential | Sunrun Installation Services, Inc. |  | JCP&L | Accepted | 2023-10-05 | 2023-10-30 | 2024-10-30 | Inverters | SolarEdge Technologies | SE3800H-USMN | 3800 |  | 1 |  |  | 0.96 |  | Outdoor | Next To Meter
NJADRE1554767720 | Administratively Determined Incentive Program | TOMS RIVER | 8753 | 18 | 3.38 | Residential | Behind the Meter | Yes | Net Metered Residential | Sunrun Installation Services, Inc. |  | JCP&L | Accepted | 2023-10-05 | 2023-10-30 | 2024-10-30 | Solar Panels | Vikram Solar | VSMDHT.60.375.05 |  | 0.375 | 9 | 98 | 28 |  | Fixed | Roof
NJADRE1554767721 | Administratively Determined Incentive Program | UNION | 7083 | 10 | 5.6 | Residential | Behind the Meter | No | Net Metered Residential | Suntuity Solar LLC |  | PSE&G | Accepted | 2023-10-05 | 2023-10-30 | 2024-10-30 | Inverters | (14)ENPHASE | IQ8PLUS-72-2-US | 290 |  | 14 |  |  | 0.97 |  | Outdoor | Behind the PV modules
NJADRE1554767721 | Administratively Determined Incentive Program | UNION | 7083 | 10 | 5.6 | Residential | Behind the Meter | No | Net Metered Residential | Suntuity Solar LLC |  | PSE&G | Accepted | 2023-10-05 | 2023-10-30 | 2024-10-30 | Solar Panels | (14)CANADIANSOLAR | CS6R-400MS-HL |  | 0.4 | 14 | 185 | 5 |  | Fixed | Roof
NJADRE1554767733 | Administratively Determined Incentive Program | EDISON | 8820 | 11 | 4.46 | Residential | Behind the Meter | Yes | Net Metered Residential | Sunrun Installation Services, Inc. |  | PSE&G | Accepted | 2023-10-05 | 2023-10-30 | 2024-10-30 | Inverters | SOLAREDGE TECHNOLOGIES | SE3800H-USMN | 3800 |  | 1 |  |  | 0.992 |  | Outdoor | next to meter
NJADRE1554767733 | Administratively Determined Incentive Program | EDISON | 8820 | 11 | 4.46 | Residential | Behind the Meter | Yes | Net Metered Residential | Sunrun Installation Services, Inc. |  | PSE&G | Accepted | 2023-10-05 | 2023-10-30 | 2024-10-30 | Solar Panels | HANWHA Q-CELLS | Q.PEAK DUO BLK ML-G10+ 405 |  | 0.405 | 11 | 227 | 33 |  | Fixed | Roof
NJADRE1554767751 | Administratively Determined Incentive Program | PERTH AMBOY | 8861 | 11 | 4.86 | Residential | Behind the Meter | No | Net Metered Residential | EMT Renewables |  | PSE&G | Accepted | 2023-10-05 | 2023-10-30 | 2024-10-30 | Inverters | ENPHASE | IQ8+ | 290 |  | 12 |  |  | 0.98 |  | Other | UNDER EACH PANEL
NJADRE1554767751 | Administratively Determined Incentive Program | PERTH AMBOY | 8861 | 11 | 4.86 | Residential | Behind the Meter | No | Net Metered Residential | EMT Renewables |  | PSE&G | Accepted | 2023-10-05 | 2023-10-30 | 2024-10-30 | Solar Panels | Q CELLS | Q PEAK DUO BLK 405 |  | 0.405 | 6 | 280 | 24 |  | Fixed | Roof
NJADRE1554767751 | Administratively Determined Incentive Program | PERTH AMBOY | 8861 | 11 | 4.86 | Residential | Behind the Meter | No | Net Metered Residential | EMT Renewables |  | PSE&G | Accepted | 2023-10-05 | 2023-10-30 | 2024-10-30 | Solar Panels | Q CELLS | Q PEAK DUO BLK 405 |  | 0.405 | 6 | 100 | 24 |  | Fixed | Roof
NJADRE1554767754 | Administratively Determined Incentive Program | HAWTHORNE | 7506 | 6 | 4.5 | Residential | Behind the Meter | Yes | Net Metered Residential | Sunrun Installation Services, Inc. |  | PSE&G | Accepted | 2023-10-05 | 2023-10-30 | 2024-10-30 | Inverters | SOLAREDGE TECHNOLOGIES | SE3800H-USMN | 3800 |  | 1 |  |  | 0.992 |  | Outdoor | next to meter
NJADRE1554767754 | Administratively Determined Incentive Program | HAWTHORNE | 7506 | 6 | 4.5 | Residential | Behind the Meter | Yes | Net Metered Residential | Sunrun Installation Services, Inc. |  | PSE&G | Accepted | 2023-10-05 | 2023-10-30 | 2024-10-30 | Solar Panels | Vikram Solar | VSMDHT.60.375.05 |  | 0.375 | 12 | 105 | 30 |  | Fixed | Roof
NJADRE1554767768 | Administratively Determined Incentive Program | ROSELLE | 7203 | 10 | 13.2 | Residential | Behind the Meter | Yes | Net Metered Residential | Kamtech Solar Solutions |  | PSE&G | Accepted | 2023-10-23 | 2023-11-27 | 2024-11-27 | Inverters | ENPHASE | IQ7HS-66-M-US | 384 |  | 33 |  |  | 0.97 |  | Outdoor | ROOFTOP
NJADRE1554767768 | Administratively Determined Incentive Program | ROSELLE | 7203 | 10 | 13.2 | Residential | Behind the Meter | Yes | Net Metered Residential | Kamtech Solar Solutions |  | PSE&G | Accepted | 2023-10-23 | 2023-11-27 | 2024-11-27 | Solar Panels | WAAREE ARKA | WSMDI-400 |  | 0.4 | 20 | 246 | 20 |  | Fixed | Roof
NJADRE1554767768 | Administratively Determined Incentive Program | ROSELLE | 7203 | 10 | 13.2 | Residential | Behind the Meter | Yes | Net Metered Residential | Kamtech Solar Solutions |  | PSE&G | Accepted | 2023-10-23 | 2023-11-27 | 2024-11-27 | Solar Panels | WAAREE ARKA | WSMDI-400 |  | 0.4 | 4 | 66 | 20 |  | Fixed | Roof
NJADRE1554767768 | Administratively Determined Incentive Program | ROSELLE | 7203 | 10 | 13.2 | Residential | Behind the Meter | Yes | Net Metered Residential | Kamtech Solar Solutions |  | PSE&G | Accepted | 2023-10-23 | 2023-11-27 | 2024-11-27 | Solar Panels | WAAREE ARKA | WSMDI-400 |  | 0.4 | 9 | 156 | 20 |  | Fixed | Roof
NJADRE1554767782 | Administratively Determined Incentive Program | CALIFON | 7830 | 4 | 16.2 | Residential | Behind the Meter | No | Net Metered Residential | EMT Renewables |  | JCP&L | Accepted | 2023-10-05 | 2023-10-30 | 2024-10-30 | Inverters | Q PEAK DUO BLK | IQ8+ | 290 |  | 40 |  |  | 0.98 |  | Other | UNDER EACH PANEL
NJADRE1554767782 | Administratively Determined Incentive Program | CALIFON | 7830 | 4 | 16.2 | Residential | Behind the Meter | No | Net Metered Residential | EMT Renewables |  | JCP&L | Accepted | 2023-10-05 | 2023-10-30 | 2024-10-30 | Solar Panels | Q CELLS | Q PEAK DUO BLK |  | 0.405 | 35 | 153 | 34 |  | Fixed | Roof
NJADRE1554767782 | Administratively Determined Incentive Program | CALIFON | 7830 | 4 | 16.2 | Residential | Behind the Meter | No | Net Metered Residential | EMT Renewables |  | JCP&L | Accepted | 2023-10-05 | 2023-10-30 | 2024-10-30 | Solar Panels | Q CELLS | Q PEAK DUO BLK |  | 0.405 | 5 | 153 | 34 |  | Fixed | Roof
NJADRE1554767793 | Administratively Determined Incentive Program | LINDEN | 7036 | 10 | 9.6 | Residential | Behind the Meter | Yes | Net Metered Residential | Kamtech Solar Solutions |  | PSE&G | Accepted | 2023-10-31 | 2023-11-29 | 2024-11-29 | Inverters | ENPHASE | IQ7HS-66-M-US | 384 |  | 24 |  |  | 0.97 |  | Outdoor | ROOFTOP
NJADRE1554767793 | Administratively Determined Incentive Program | LINDEN | 7036 | 10 | 9.6 | Residential | Behind the Meter | Yes | Net Metered Residential | Kamtech Solar Solutions |  | PSE&G | Accepted | 2023-10-31 | 2023-11-29 | 2024-11-29 | Solar Panels | WAARE ARKA | WSMDI-400 |  | 0.4 | 19 | 138 | 30 |  | Fixed | Roof
NJADRE1554767793 | Administratively Determined Incentive Program | LINDEN | 7036 | 10 | 9.6 | Residential | Behind the Meter | Yes | Net Metered Residential | Kamtech Solar Solutions |  | PSE&G | Accepted | 2023-10-31 | 2023-11-29 | 2024-11-29 | Solar Panels | WAAREE ARKA | WSMDI-400 |  | 0.4 | 3 | 228 | 30 |  | Fixed | Roof
NJADRE1554767793 | Administratively Determined Incentive Program | LINDEN | 7036 | 10 | 9.6 | Residential | Behind the Meter | Yes | Net Metered Residential | Kamtech Solar Solutions |  | PSE&G | Accepted | 2023-10-31 | 2023-11-29 | 2024-11-29 | Solar Panels | WAAREE ARKA | WSMDI-400 |  | 0.4 | 2 | 228 | 10 |  | Fixed | Roof
NJADRE1554767796 | Administratively Determined Incentive Program | CAMDEN | 8105 | 14 | 4.05 | Residential | Behind the Meter | Yes | Net Metered Residential | Sunrun Installation Services, Inc. |  | PSE&G | Accepted | 2023-10-05 | 2023-10-30 | 2024-10-30 | Inverters | SOLAREDGE TECHNOLOGIES | SE3800H-USMN | 3800 |  | 1 |  |  | 0.992 |  | Outdoor | next to meter
NJADRE1554767796 | Administratively Determined Incentive Program | CAMDEN | 8105 | 14 | 4.05 | Residential | Behind the Meter | Yes | Net Metered Residential | Sunrun Installation Services, Inc. |  | PSE&G | Accepted | 2023-10-05 | 2023-10-30 | 2024-10-30 | Solar Panels | HANWHA Q-CELLS | Q.PEAK DUO BLK ML-G10+ 405 |  | 0.405 | 10 | 82 | 4 |  | Fixed | Roof
NJADRE1554767816 | Administratively Determined Incentive Program | PISCATAWAY | 8854 | 11 | 11.75 | Residential | Behind the Meter | Yes | Net Metered Residential | Pro Custom Solar dba Momentum Solar |  | PSE&G | Accepted | 2023-10-05 | 2023-10-30 | 2024-10-30 | Inverters | Enphase | IQ8PLUS-72-2-US | 290 |  | 29 |  |  | 0.97 |  | Outdoor
NJADRE1554767816 | Administratively Determined Incentive Program | PISCATAWAY | 8854 | 11 | 11.75 | Residential | Behind the Meter | Yes | Net Metered Residential | Pro Custom Solar dba Momentum Solar |  | PSE&G | Accepted | 2023-10-05 | 2023-10-30 | 2024-10-30 | Solar Panels | Hanwha | q.peak duo blk ML-g10+405 |  | 0.405 | 8 | 58 | 22 |  | Fixed | Roof
NJADRE1554767816 | Administratively Determined Incentive Program | PISCATAWAY | 8854 | 11 | 11.75 | Residential | Behind the Meter | Yes | Net Metered Residential | Pro Custom Solar dba Momentum Solar |  | PSE&G | Accepted | 2023-10-05 | 2023-10-30 | 2024-10-30 | Solar Panels | Hanwha | q.peak duo blk ML-g10+405 |  | 0.405 | 15 | 58 | 22 |  | Fixed | Roof
NJADRE1554767816 | Administratively Determined Incentive Program | PISCATAWAY | 8854 | 11 | 11.75 | Residential | Behind the Meter | Yes | Net Metered Residential | Pro Custom Solar dba Momentum Solar |  | PSE&G | Accepted | 2023-10-05 | 2023-10-30 | 2024-10-30 | Solar Panels | Hanwha | q.peak duo blk ML-g10+405 |  | 0.405 | 6 | 238 | 22 |  | Fixed | Roof
NJADRE1554767822 | Administratively Determined Incentive Program | HIGHTSTOWN | 8520 | 12 | 4.86 | Residential | Behind the Meter | Yes | Net Metered Residential | Pro Custom Solar dba Momentum Solar |  | JCP&L | Accepted | 2023-10-05 | 2023-10-30 | 2024-10-30 | Solar Panels | Â Q. PEAK DUO BLK-G10+405 | hanwha |  | 0.405 | 6 | 183 | 15 |  | Fixed | Roof
NJADRE1554767822 | Administratively Determined Incentive Program | HIGHTSTOWN | 8520 | 12 | 4.86 | Residential | Behind the Meter | Yes | Net Metered Residential | Pro Custom Solar dba Momentum Solar |  | JCP&L | Accepted | 2023-10-05 | 2023-10-30 | 2024-10-30 | Solar Panels | Â Q. PEAK DUO BLK-G10+405 | hanwha |  | 0.405 | 6 | 183 | 8 |  | Fixed | Roof
NJADRE1554767822 | Administratively Determined Incentive Program | HIGHTSTOWN | 8520 | 12 | 4.86 | Residential | Behind the Meter | Yes | Net Metered Residential | Pro Custom Solar dba Momentum Solar |  | JCP&L | Accepted | 2023-10-05 | 2023-10-30 | 2024-10-30 | Inverters | IQ8PLUS-72-2-US | enphase | 290 |  | 12 |  |  | 0.97 |  | Outdoor
NJADRE1554767831 | Administratively Determined Incentive Program | BRIDGETON | 8302 | 20 | 38.32 | Residential | Behind the Meter | No | Net Metered Residential | Castle Energy, LLC |  | AC Electric | Accepted | 2023-10-18 | 2023-11-14 | 2024-11-14 | Solar Panels | JA Solar | JAM54S31-395MR |  | 0.395 | 97 | 237 | 25 |  | Fixed | Roof
NJADRE1554767831 | Administratively Determined Incentive Program | BRIDGETON | 8302 | 20 | 38.32 | Residential | Behind the Meter | No | Net Metered Residential | Castle Energy, LLC |  | AC Electric | Accepted | 2023-10-18 | 2023-11-14 | 2024-11-14 | Inverters | Enphase Energy Inc | IQ7PLUS-72-2-US | 290 |  | 97 |  |  | 0.965 |  | Outdoor | on rooftop underneath each solar module
NJADRE1554767869 | Administratively Determined Incentive Program | Newark | 7108 | 9 | 3.91 | Residential | Behind the Meter | Yes | Net Metered Residential | Vision Solar LLC |  | PSE&G | Accepted | 2023-10-05 | 2023-10-31 | 2024-10-31 | Inverters | ENPHASE | IQ7-60-2-US | 240 |  | 11 |  |  | 0.97 |  | Outdoor
NJADRE1554767869 | Administratively Determined Incentive Program | Newark | 7108 | 9 | 3.91 | Residential | Behind the Meter | Yes | Net Metered Residential | Vision Solar LLC |  | PSE&G | Accepted | 2023-10-05 | 2023-10-31 | 2024-10-31 | Solar Panels | LONGI | LR4-60HPB 355M |  | 0.355 | 11 | 196 | 22 |  | Fixed | Roof
NJADRE1554767870 | Administratively Determined Incentive Program | BRIDGEWATER | 8807 | 5 | 7.13 | Residential | Behind the Meter | Yes | Net Metered Residential | Sunrun Installation Services, Inc. |  | PSE&G | Accepted | 2023-10-05 | 2023-10-30 | 2024-10-30 | Inverters | SOLAREDGE TECHNOLOGIES | SE6000H-USSN | 6000 |  | 1 |  |  | 0.992 |  | Outdoor | next to meter
NJADRE1554767870 | Administratively Determined Incentive Program | BRIDGEWATER | 8807 | 5 | 7.13 | Residential | Behind the Meter | Yes | Net Metered Residential | Sunrun Installation Services, Inc. |  | PSE&G | Accepted | 2023-10-05 | 2023-10-30 | 2024-10-30 | Solar Panels | Vikram Solar | VSMDHT.60.375.05 |  | 0.375 | 19 | 132 | 35 |  | Fixed | Roof
NJADRE1554767911 | Administratively Determined Incentive Program | MEDFORD | 8055 | 13 | 11.6 | Residential | Behind the Meter | Yes | Net Metered Residential | Venture Home Solar, LLC |  | AC Electric | Accepted | 2023-10-11 | 2023-11-07 | 2024-11-07 | Inverters | EnPhase | IQ8PLUS-72-2-US (240V) | 300 |  | 29 |  |  | 0.96667 |  | Outside
NJADRE1554767911 | Administratively Determined Incentive Program | MEDFORD | 8055 | 13 | 11.6 | Residential | Behind the Meter | Yes | Net Metered Residential | Venture Home Solar, LLC |  | AC Electric | Accepted | 2023-10-11 | 2023-11-07 | 2024-11-07 | Solar Panels | Hanwha | Q.PEAK DUO BLK ML-G10+ 400 |  | 0.4 | 9 | 122 | 46 |  | Fixed | Roof
NJADRE1554767911 | Administratively Determined Incentive Program | MEDFORD | 8055 | 13 | 11.6 | Residential | Behind the Meter | Yes | Net Metered Residential | Venture Home Solar, LLC |  | AC Electric | Accepted | 2023-10-11 | 2023-11-07 | 2024-11-07 | Solar Panels | Hanwha | Q.PEAK DUO BLK ML-G10+ 400 |  | 0.4 | 2 | 122 | 45 |  | Fixed | Roof
NJADRE1554767911 | Administratively Determined Incentive Program | MEDFORD | 8055 | 13 | 11.6 | Residential | Behind the Meter | Yes | Net Metered Residential | Venture Home Solar, LLC |  | AC Electric | Accepted | 2023-10-11 | 2023-11-07 | 2024-11-07 | Solar Panels | Hanwha | Q.PEAK DUO BLK ML-G10+ 400 |  | 0.4 | 6 | 212 | 34 |  | Fixed | Roof
NJADRE1554767911 | Administratively Determined Incentive Program | MEDFORD | 8055 | 13 | 11.6 | Residential | Behind the Meter | Yes | Net Metered Residential | Venture Home Solar, LLC |  | AC Electric | Accepted | 2023-10-11 | 2023-11-07 | 2024-11-07 | Solar Panels | Hanwha | Q.PEAK DUO BLK ML-G10+ 400 |  | 0.4 | 1 | 212 | 34 |  | Fixed | Roof
NJADRE1554767911 | Administratively Determined Incentive Program | MEDFORD | 8055 | 13 | 11.6 | Residential | Behind the Meter | Yes | Net Metered Residential | Venture Home Solar, LLC |  | AC Electric | Accepted | 2023-10-11 | 2023-11-07 | 2024-11-07 | Solar Panels | Hanwha | Q.PEAK DUO BLK ML-G10+ 400 |  | 0.4 | 11 | 212 | 34 |  | Fixed | Roof
NJADRE1554767927 | Administratively Determined Incentive Program | LAKE HIAWATHA | 7034 | 3 | 4.92 | Residential | Behind the Meter | No | Net Metered Residential | Infinity Solar Systems |  | PSE&G | Accepted | 2023-10-05 | 2023-10-30 | 2024-10-30 | Electric Storage Battery | Telsa | Powerwall |  |  | 1 |  |  |  | Lithium Ion |  | Inside
NJADRE1554767927 | Administratively Determined Incentive Program | LAKE HIAWATHA | 7034 | 3 | 4.92 | Residential | Behind the Meter | No | Net Metered Residential | Infinity Solar Systems |  | PSE&G | Accepted | 2023-10-05 | 2023-10-30 | 2024-10-30 | Inverters | Enphase | IQ8Plus-72-2-US | 290 |  | 12 |  |  | 0.97 |  | Outdoor
NJADRE1554767927 | Administratively Determined Incentive Program | LAKE HIAWATHA | 7034 | 3 | 4.92 | Residential | Behind the Meter | No | Net Metered Residential | Infinity Solar Systems |  | PSE&G | Accepted | 2023-10-05 | 2023-10-30 | 2024-10-30 | Solar Panels | SEG Solar | SEG-410-BMD-HV |  | 0.41 | 9 | 178 | 15 |  | Fixed | Roof
NJADRE1554767927 | Administratively Determined Incentive Program | LAKE HIAWATHA | 7034 | 3 | 4.92 | Residential | Behind the Meter | No | Net Metered Residential | Infinity Solar Systems |  | PSE&G | Accepted | 2023-10-05 | 2023-10-30 | 2024-10-30 | Solar Panels | SEG Solar | SEG-410-BMD-HV |  | 0.41 | 3 | 358 | 7 |  | Fixed | Roof
NJADRE1554767937 | Administratively Determined Incentive Program | VINELAND | 8361 | 20 | 6.3 | Residential | Behind the Meter | Yes | Net Metered Residential | EMT Renewables |  | Vineland Muni Electric | Accepted | 2023-10-05 | 2023-10-30 | 2024-10-30 | Inverters | ENPHASE | IQ7x | 315 |  | 15 |  |  | 0.98 |  | Other | UNDER EACH PANEL
NJADRE1554767937 | Administratively Determined Incentive Program | VINELAND | 8361 | 20 | 6.3 | Residential | Behind the Meter | Yes | Net Metered Residential | EMT Renewables |  | Vineland Muni Electric | Accepted | 2023-10-05 | 2023-10-30 | 2024-10-30 | Solar Panels | REC ALPHA | REC 420 |  | 0.42 | 15 | 199 | 33 |  | Fixed | Roof
NJADRE1554767953 | Administratively Determined Incentive Program | JERSEY CITY | 7304 | 8 | 7.88 | Residential | Behind the Meter | Yes | Net Metered Residential | Sunrun Installation Services, Inc. |  | PSE&G | Accepted | 2023-10-05 | 2023-10-30 | 2024-10-30 | Inverters | SOLAREDGE TECHNOLOGIES | SE6000H-USSN | 6000 |  | 1 |  |  | 0.992 |  | Outdoor | next to meter
NJADRE1554767953 | Administratively Determined Incentive Program | JERSEY CITY | 7304 | 8 | 7.88 | Residential | Behind the Meter | Yes | Net Metered Residential | Sunrun Installation Services, Inc. |  | PSE&G | Accepted | 2023-10-05 | 2023-10-30 | 2024-10-30 | Solar Panels | Vikram Solar | VSMDHT.60.375.05 |  | 0.375 | 21 | 122 | 43 |  | Fixed | Roof
NJADRE1554767975 | Administratively Determined Incentive Program | LYNDHURST | 7071 | 7 | 7.7 | Residential | Behind the Meter | Yes | Net Metered Residential | Trinity Solar |  | PSE&G | Accepted | 2023-10-05 | 2023-10-30 | 2024-10-30 | Inverters | Solar Edge | SE6000H-US | 6000 |  | 1 |  |  | 0.96 |  | Outdoor
NJADRE1554767975 | Administratively Determined Incentive Program | LYNDHURST | 7071 | 7 | 7.7 | Residential | Behind the Meter | Yes | Net Metered Residential | Trinity Solar |  | PSE&G | Accepted | 2023-10-05 | 2023-10-30 | 2024-10-30 | Solar Panels | HANWHA 405 (Q.PEAK DUO BLK ML-G10+ 405) | HANWHA 405 (Q.PEAK DUO BLK ML-G10+ 405) |  | 0.405 | 19 | 20 | 5 |  | Fixed | Roof
NJADRE1554767979 | Administratively Determined Incentive Program | VINELAND | 8361 | 20 | 6.32 | Residential | Behind the Meter | Yes | Net Metered Residential | Big Solar Energy, LLC |  | Vineland Muni Electric | Accepted | 2023-10-05 | 2023-10-30 | 2024-10-30 | Inverters | SOLAREDGE | SE5000H-US (240V) | 21 |  | 1 |  |  | 0.992 |  | Outdoor
NJADRE1554767979 | Administratively Determined Incentive Program | VINELAND | 8361 | 20 | 6.32 | Residential | Behind the Meter | Yes | Net Metered Residential | Big Solar Energy, LLC |  | Vineland Muni Electric | Accepted | 2023-10-05 | 2023-10-30 | 2024-10-30 | Solar Panels | JA SOLAR | JAM72S09-395 |  | 0.395 | 6 | 48 | 20 |  | Fixed | Roof
NJADRE1554767979 | Administratively Determined Incentive Program | VINELAND | 8361 | 20 | 6.32 | Residential | Behind the Meter | Yes | Net Metered Residential | Big Solar Energy, LLC |  | Vineland Muni Electric | Accepted | 2023-10-05 | 2023-10-30 | 2024-10-30 | Solar Panels | JA SOLAR | JAM72S09-395 |  | 0.395 | 3 | 228 | 20 |  | Fixed | Roof
NJADRE1554767979 | Administratively Determined Incentive Program | VINELAND | 8361 | 20 | 6.32 | Residential | Behind the Meter | Yes | Net Metered Residential | Big Solar Energy, LLC |  | Vineland Muni Electric | Accepted | 2023-10-05 | 2023-10-30 | 2024-10-30 | Solar Panels | JA SOLAR | JAM72S09-395 |  | 0.395 | 7 | 228 | 20 |  | Fixed | Roof
NJADRE1554767994 | Administratively Determined Incentive Program | MAPLE SHADE | 8052 | 13 | 11.34 | Residential | Behind the Meter | No | Net Metered Residential | EMT Renewables |  | PSE&G | Accepted | 2023-10-05 | 2023-10-30 | 2024-10-30 | Inverters | ENPHASE | IQ7x | 315 |  | 27 |  |  | 0.98 |  | Other | UNDER EACH PANEL
NJADRE1554767994 | Administratively Determined Incentive Program | MAPLE SHADE | 8052 | 13 | 11.34 | Residential | Behind the Meter | No | Net Metered Residential | EMT Renewables |  | PSE&G | Accepted | 2023-10-05 | 2023-10-30 | 2024-10-30 | Solar Panels | REC ALPHA | REC 420 |  | 0.42 | 13 | 173 | 31 |  | Fixed | Roof
NJADRE1554767994 | Administratively Determined Incentive Program | MAPLE SHADE | 8052 | 13 | 11.34 | Residential | Behind the Meter | No | Net Metered Residential | EMT Renewables |  | PSE&G | Accepted | 2023-10-05 | 2023-10-30 | 2024-10-30 | Solar Panels | REC ALPHA | REC 420 |  | 0.42 | 14 | 353 | 31 |  | Fixed | Roof
NJADRE1554768008 | Administratively Determined Incentive Program | ABSECON | 8201 | 19 | 3.75 | Residential | Behind the Meter | Yes | Net Metered Residential | Sunrun Installation Services, Inc. |  | AC Electric | Accepted | 2023-10-05 | 2023-10-30 | 2024-10-30 | Inverters | SolarEdge Technologies | SE3800H-USSN | 3800 |  | 1 |  |  | 0.96 |  | Outdoor | next to meter
NJADRE1554768008 | Administratively Determined Incentive Program | ABSECON | 8201 | 19 | 3.75 | Residential | Behind the Meter | Yes | Net Metered Residential | Sunrun Installation Services, Inc. |  | AC Electric | Accepted | 2023-10-05 | 2023-10-30 | 2024-10-30 | Solar Panels | Vikram Solar | VSMDHT.60.375.05 |  | 0.375 | 4 | 273 | 22 |  | Fixed | Roof
NJADRE1554768008 | Administratively Determined Incentive Program | ABSECON | 8201 | 19 | 3.75 | Residential | Behind the Meter | Yes | Net Metered Residential | Sunrun Installation Services, Inc. |  | AC Electric | Accepted | 2023-10-05 | 2023-10-30 | 2024-10-30 | Solar Panels | Vikram Solar | VSMDHT.60.375.05 |  | 0.375 | 6 | 92 | 2 |  | Fixed | Roof
NJADRE1554768508 | Administratively Determined Incentive Program | SOUTH PLAINFIELD | 7080 | 11 | 4.68 | Residential | Behind the Meter | No | Net Metered Residential | SI Solar |  | PSE&G | Accepted | 2023-10-27 | 2023-11-29 | 2024-11-29 | Inverters | Enphase | IQ7Plus | 290 |  | 13 |  |  | 0.97 |  | Outside
NJADRE1554768508 | Administratively Determined Incentive Program | SOUTH PLAINFIELD | 7080 | 11 | 4.68 | Residential | Behind the Meter | No | Net Metered Residential | SI Solar |  | PSE&G | Accepted | 2023-10-27 | 2023-11-29 | 2024-11-29 | Solar Panels | REC | REC360NP2 |  | 0.36 | 12 | 274 | 24 |  | Fixed | Roof
NJADRE1554768508 | Administratively Determined Incentive Program | SOUTH PLAINFIELD | 7080 | 11 | 4.68 | Residential | Behind the Meter | No | Net Metered Residential | SI Solar |  | PSE&G | Accepted | 2023-10-27 | 2023-11-29 | 2024-11-29 | Solar Panels | REC360NP2 | REC |  | 0.36 | 1 | 183 | 20 |  | Fixed | Roof
NJADRE1554768508 | Administratively Determined Incentive Program | SOUTH PLAINFIELD | 7080 | 11 | 4.68 | Residential | Behind the Meter | No | Net Metered Residential | SI Solar |  | PSE&G | Accepted | 2023-10-27 | 2023-11-29 | 2024-11-29 | Meters | Enphase | EN-X-IQ-AM1-240-5 | 240 |  | 1 |  |  |  | Yes | Outdoor
NJADRE1554768521 | Administratively Determined Incentive Program | MALAGA | 8328 | 15 | 9.6 | Residential | Behind the Meter | No | Net Metered Residential | Power Energy Solutions |  | AC Electric | Accepted | 2023-10-05 | 2023-10-31 | 2024-10-31 | Inverters | SE7600H-US | SOLAREDGE | 7600 |  | 1 |  |  | 0.99 |  | Outside | ROOFTOP
NJADRE1554768521 | Administratively Determined Incentive Program | MALAGA | 8328 | 15 | 9.6 | Residential | Behind the Meter | No | Net Metered Residential | Power Energy Solutions |  | AC Electric | Accepted | 2023-10-05 | 2023-10-31 | 2024-10-31 | Solar Panels | SIL-400 HC+ | SILFAB SOLAR |  | 0.4 | 15 | 167 | 18 |  | Fixed | Roof | ROOFTOP
NJADRE1554768521 | Administratively Determined Incentive Program | MALAGA | 8328 | 15 | 9.6 | Residential | Behind the Meter | No | Net Metered Residential | Power Energy Solutions |  | AC Electric | Accepted | 2023-10-05 | 2023-10-31 | 2024-10-31 | Solar Panels | SIL-400 HC+ | SILFAB SOLAR |  | 0.4 | 7 | 347 | 18 |  | Fixed | Roof | ROOFTOP
NJADRE1554768521 | Administratively Determined Incentive Program | MALAGA | 8328 | 15 | 9.6 | Residential | Behind the Meter | No | Net Metered Residential | Power Energy Solutions |  | AC Electric | Accepted | 2023-10-05 | 2023-10-31 | 2024-10-31 | Solar Panels | SIL-400 HC+ | SILFAB SOLAR |  | 0.4 | 2 | 347 | 7 |  | Fixed | Roof | ROOFTOP
NJADRE1554768558 | Administratively Determined Incentive Program | RIVERSIDE | 8075 | 13 | 4.86 | Residential | Behind the Meter | No | Net Metered Residential | EMT Renewables |  | PSE&G | Accepted | 2023-10-05 | 2023-10-31 | 2024-10-31 | Inverters | ENPHASE | IQ8+ | 290 |  | 12 |  |  | 0.98 |  | Other | UNDER EACH PANEL
NJADRE1554768558 | Administratively Determined Incentive Program | RIVERSIDE | 8075 | 13 | 4.86 | Residential | Behind the Meter | No | Net Metered Residential | EMT Renewables |  | PSE&G | Accepted | 2023-10-05 | 2023-10-31 | 2024-10-31 | Solar Panels | Q CELLS | Q PEAK DUO BLK |  | 0.405 | 12 | 238 | 33 |  | Fixed | Roof
NJADRE1554768649 | Administratively Determined Incentive Program | PISCATAWAY | 8854 | 11 | 3.24 | Residential | Behind the Meter | Yes | Net Metered Residential | Sunrun Installation Services, Inc. |  | PSE&G | Accepted | 2023-10-05 | 2023-11-08 | 2024-11-08 | Inverters | SolarEdge Technologies | SE3800H-USSN | 3800 |  | 1 |  |  | 0.96 |  | Outdoor | next to meter
NJADRE1554768649 | Administratively Determined Incentive Program | PISCATAWAY | 8854 | 11 | 3.24 | Residential | Behind the Meter | Yes | Net Metered Residential | Sunrun Installation Services, Inc. |  | PSE&G | Accepted | 2023-10-05 | 2023-11-08 | 2024-11-08 | Solar Panels | Hanwha Q Cells | Q.PEAK DUO BLK ML-G10+ 405 |  | 0.405 | 8 | 152 | 22 |  | Fixed | Roof
NJADRE1554768657 | Administratively Determined Incentive Program | PASSAIC | 7055 | 6 | 4.5 | Residential | Behind the Meter | Yes | Net Metered Residential | Sunrun Installation Services, Inc. |  | PSE&G | Accepted | 2023-10-05 | 2023-10-30 | 2024-10-30 | Inverters | Delta Electronics | E4-TL-US | 4000 |  | 1 |  |  | 0.975 |  | Outdoor | next to meter
NJADRE1554768657 | Administratively Determined Incentive Program | PASSAIC | 7055 | 6 | 4.5 | Residential | Behind the Meter | Yes | Net Metered Residential | Sunrun Installation Services, Inc. |  | PSE&G | Accepted | 2023-10-05 | 2023-10-30 | 2024-10-30 | Solar Panels | Vikram Solar | VSMDHT.60.375.05 |  | 0.375 | 6 | 224 | 26 |  | Fixed | Roof
NJADRE1554768657 | Administratively Determined Incentive Program | PASSAIC | 7055 | 6 | 4.5 | Residential | Behind the Meter | Yes | Net Metered Residential | Sunrun Installation Services, Inc. |  | PSE&G | Accepted | 2023-10-05 | 2023-10-30 | 2024-10-30 | Solar Panels | Vikram Solar | VSMDHT.60.375.05 |  | 0.375 | 6 | 134 | 32 |  | Fixed | Roof
NJADRE1554768900 | Administratively Determined Incentive Program | CHERRY HILL | 8034 | 14 | 10 | Residential | Behind the Meter | No | Net Metered Residential | Advanced Renewable Solutions LLC |  | PSE&G | Accepted | 2023-10-05 | 2023-10-30 | 2024-10-30 | Inverters | Enphase | IQ8A-72-US | 349 |  | 25 |  |  | 0.976 |  | Outside
NJADRE1554768900 | Administratively Determined Incentive Program | CHERRY HILL | 8034 | 14 | 10 | Residential | Behind the Meter | No | Net Metered Residential | Advanced Renewable Solutions LLC |  | PSE&G | Accepted | 2023-10-05 | 2023-10-30 | 2024-10-30 | Solar Panels | Certainteed | ct400hc11-40 |  | 0.4 | 11 | 182 | 24 |  | Fixed | Roof
NJADRE1554768900 | Administratively Determined Incentive Program | CHERRY HILL | 8034 | 14 | 10 | Residential | Behind the Meter | No | Net Metered Residential | Advanced Renewable Solutions LLC |  | PSE&G | Accepted | 2023-10-05 | 2023-10-30 | 2024-10-30 | Solar Panels | Certainteed | ct400hc11-40 |  | 0.4 | 14 | 92 | 24 |  | Fixed | Roof
NJADRE1554768943 | Administratively Determined Incentive Program | CARTERET | 7008 | 11 | 6.89 | Residential | Behind the Meter | Yes | Net Metered Residential | Big Wave Roofing and Solar LLC |  | PSE&G | Accepted | 2023-10-05 | 2023-10-30 | 2024-10-30 | Inverters | Enphase Energy Inc | IQ7A-72-2-US | 290 |  | 17 |  |  | 0.98 |  | Outside
NJADRE1554768943 | Administratively Determined Incentive Program | CARTERET | 7008 | 11 | 6.89 | Residential | Behind the Meter | Yes | Net Metered Residential | Big Wave Roofing and Solar LLC |  | PSE&G | Accepted | 2023-10-05 | 2023-10-30 | 2024-10-30 | Solar Panels | Qcells | Q.PEAK DUO BLK ML-G10+ 405 |  | 0.405 | 9 | 272 | 21 |  | Fixed | Roof
NJADRE1554768943 | Administratively Determined Incentive Program | CARTERET | 7008 | 11 | 6.89 | Residential | Behind the Meter | Yes | Net Metered Residential | Big Wave Roofing and Solar LLC |  | PSE&G | Accepted | 2023-10-05 | 2023-10-30 | 2024-10-30 | Solar Panels | Qcells | Q.PEAK DUO BLK ML-G10+ 405 |  | 0.405 | 8 | 92 | 21 |  | Fixed | Roof
NJADRE1554768954 | Administratively Determined Incentive Program | WESTAMPTON | 8060 | 13 | 6.89 | Residential | Behind the Meter | Yes | Net Metered Residential | Pro Custom Solar dba Momentum Solar |  | PSE&G | Accepted | 2023-10-05 | 2023-10-30 | 2024-10-30 | Solar Panels | Â Q. PEAK DUO BLK-G10+405 | hanwha |  | 0.405 | 17 | 193 | 23 |  | Fixed | Roof
NJADRE1554768954 | Administratively Determined Incentive Program | WESTAMPTON | 8060 | 13 | 6.89 | Residential | Behind the Meter | Yes | Net Metered Residential | Pro Custom Solar dba Momentum Solar |  | PSE&G | Accepted | 2023-10-05 | 2023-10-30 | 2024-10-30 | Inverters | Â Q. PEAK DUO BLK-G10+405 | Enphase | 290 |  | 17 |  |  | 0.97 |  | Outdoor
NJADRE1554769013 | Administratively Determined Incentive Program | CARTERET | 7008 | 11 | 4.38 | Residential | Behind the Meter | No | Net Metered Residential | Zenergy Solar |  | PSE&G | Accepted | 2023-10-05 | 2023-10-31 | 2024-10-31 | Inverters | IQ7PLUS | Enphase | 290 |  | 12 |  |  | 0.99 |  | Outside
NJADRE1554769013 | Administratively Determined Incentive Program | CARTERET | 7008 | 11 | 4.38 | Residential | Behind the Meter | No | Net Metered Residential | Zenergy Solar |  | PSE&G | Accepted | 2023-10-05 | 2023-10-31 | 2024-10-31 | Solar Panels | Hanwha | Q.PEAK DUO BLK-G10+365 |  | 0.365 | 12 | 126 | 25 |  | Fixed | Roof
NJADRE1554769025 | Administratively Determined Incentive Program | Woodbridge Twp | 7067 | 10 | 7.7 | Residential | Behind the Meter | Yes | Net Metered Residential | Sunrun Installation Services, Inc. |  | PSE&G | Accepted | 2023-10-05 | 2023-10-31 | 2024-10-31 | Inverters | SOLAREDGE TECHNOLOGIES | SE6000H-USSN | 6000 |  | 1 |  |  | 0.99 |  | Outdoor | next to meter
NJADRE1554769025 | Administratively Determined Incentive Program | Woodbridge Twp | 7067 | 10 | 7.7 | Residential | Behind the Meter | Yes | Net Metered Residential | Sunrun Installation Services, Inc. |  | PSE&G | Accepted | 2023-10-05 | 2023-10-31 | 2024-10-31 | Solar Panels | HANWHA Q-CELLS | Q.PEAK DUO BLK ML-G10+ 405 |  | 0.405 | 19 | 165 | 24 |  | Fixed | Roof
NJADRE1554769031 | Administratively Determined Incentive Program | WASHINGTON | 7882 | 2 | 6.48 | Residential | Behind the Meter | Yes | Net Metered Residential | Sunrun Installation Services, Inc. |  | JCP&L | Accepted | 2023-10-05 | 2023-10-31 | 2024-10-31 | Inverters | SolarEdge Technologies | SE6000H-USSN | 6000 |  | 1 |  |  | 0.96 |  | Outdoor | next to meter
NJADRE1554769031 | Administratively Determined Incentive Program | WASHINGTON | 7882 | 2 | 6.48 | Residential | Behind the Meter | Yes | Net Metered Residential | Sunrun Installation Services, Inc. |  | JCP&L | Accepted | 2023-10-05 | 2023-10-31 | 2024-10-31 | Solar Panels | Hanwha Q Cells | Q.PEAK DUO BLK ML-G10+ 405 |  | 0.405 | 4 | 256 | 29 |  | Fixed | Roof
NJADRE1554769031 | Administratively Determined Incentive Program | WASHINGTON | 7882 | 2 | 6.48 | Residential | Behind the Meter | Yes | Net Metered Residential | Sunrun Installation Services, Inc. |  | JCP&L | Accepted | 2023-10-05 | 2023-10-31 | 2024-10-31 | Solar Panels | Hanwha Q Cells | Q.PEAK DUO BLK ML-G10+ 405 |  | 0.405 | 12 | 76 | 28 |  | Fixed | Roof
NJADRE1554769096 | Administratively Determined Incentive Program | PISCATAWAY | 8854 | 11 | 9.72 | Residential | Behind the Meter | No | Net Metered Residential | Powur, PBC |  | PSE&G | Accepted | 2023-10-05 | 2023-10-31 | 2024-10-31 | Solar Panels | Rec Solar | REC405AA PURE |  | 0.405 | 24 | 153 | 24 |  | Fixed | Roof
NJADRE1554769096 | Administratively Determined Incentive Program | PISCATAWAY | 8854 | 11 | 9.72 | Residential | Behind the Meter | No | Net Metered Residential | Powur, PBC |  | PSE&G | Accepted | 2023-10-05 | 2023-10-31 | 2024-10-31 | Inverters | Enphase | IQ8PLUS-72-2-US | 290 |  | 24 |  |  | 0.99 |  | Outside
NJADRE1554769133 | Administratively Determined Incentive Program | METUCHEN | 8840 | 11 | 8.25 | Residential | Behind the Meter | No | Net Metered Residential | Sunrun Installation Services, Inc. |  | PSE&G | Accepted | 2023-10-05 | 2023-10-31 | 2024-10-31 | Inverters | Delta Electronics | E6-TL-US | 5760 |  | 1 |  |  | 0.98 |  | Outdoor
NJADRE1554769133 | Administratively Determined Incentive Program | METUCHEN | 8840 | 11 | 8.25 | Residential | Behind the Meter | No | Net Metered Residential | Sunrun Installation Services, Inc. |  | PSE&G | Accepted | 2023-10-05 | 2023-10-31 | 2024-10-31 | Solar Panels | Vikram Solar | VSMDHT.60.375.05 |  | 0.375 | 10 | 257 | 17 |  | Fixed | Roof
NJADRE1554769133 | Administratively Determined Incentive Program | METUCHEN | 8840 | 11 | 8.25 | Residential | Behind the Meter | No | Net Metered Residential | Sunrun Installation Services, Inc. |  | PSE&G | Accepted | 2023-10-05 | 2023-10-31 | 2024-10-31 | Solar Panels | Vikram Solar | VSMDHT.60.375.05 |  | 0.375 | 12 | 257 | 17 |  | Fixed | Roof
NJADRE1554769197 | Administratively Determined Incentive Program | BUDD LAKE | 7828 | 3 | 14.35 | Residential | Behind the Meter | No | Net Metered Residential | Infinity Solar Systems |  | JCP&L | Accepted | 2023-10-05 | 2023-10-31 | 2024-10-31 | Inverters | Enphase | IQ8Plus-72-2-US | 290 |  | 35 |  |  | 0.97 |  | Outdoor
NJADRE1554769197 | Administratively Determined Incentive Program | BUDD LAKE | 7828 | 3 | 14.35 | Residential | Behind the Meter | No | Net Metered Residential | Infinity Solar Systems |  | JCP&L | Accepted | 2023-10-05 | 2023-10-31 | 2024-10-31 | Solar Panels | SEG Solar | SEG-410-BMD-HV |  | 0.41 | 10 | 160 | 23 |  | Fixed | Roof
NJADRE1554769197 | Administratively Determined Incentive Program | BUDD LAKE | 7828 | 3 | 14.35 | Residential | Behind the Meter | No | Net Metered Residential | Infinity Solar Systems |  | JCP&L | Accepted | 2023-10-05 | 2023-10-31 | 2024-10-31 | Solar Panels | SEG Solar | SEG-410-BMD-HV |  | 0.41 | 14 | 160 | 23 |  | Fixed | Roof
NJADRE1554769197 | Administratively Determined Incentive Program | BUDD LAKE | 7828 | 3 | 14.35 | Residential | Behind the Meter | No | Net Metered Residential | Infinity Solar Systems |  | JCP&L | Accepted | 2023-10-05 | 2023-10-31 | 2024-10-31 | Solar Panels | SEG Solar | SEG-410-BMD-HV |  | 0.41 | 5 | 70 | 23 |  | Fixed | Roof
NJADRE1554769197 | Administratively Determined Incentive Program | BUDD LAKE | 7828 | 3 | 14.35 | Residential | Behind the Meter | No | Net Metered Residential | Infinity Solar Systems |  | JCP&L | Accepted | 2023-10-05 | 2023-10-31 | 2024-10-31 | Solar Panels | SEG Solar | SEG-410-BMD-HV |  | 0.41 | 3 | 340 | 23 |  | Fixed | Roof
NJADRE1554769197 | Administratively Determined Incentive Program | BUDD LAKE | 7828 | 3 | 14.35 | Residential | Behind the Meter | No | Net Metered Residential | Infinity Solar Systems |  | JCP&L | Accepted | 2023-10-05 | 2023-10-31 | 2024-10-31 | Solar Panels | SEG Solar | SEG-410-BMD-HV |  | 0.41 | 3 | 250 | 23 |  | Fixed | Roof
NJADRE1554769202 | Administratively Determined Incentive Program | SWEDESBORO | 8085 | 15 | 18.63 | Residential | Behind the Meter | Yes | Net Metered Residential | EMT Renewables |  | AC Electric | Accepted | 2023-10-05 | 2023-10-31 | 2024-10-31 | Inverters | ENPHASE | IQ8+ | 290 |  | 46 |  |  | 0.98 |  | Other | UNDER EACH PANEL
NJADRE1554769202 | Administratively Determined Incentive Program | SWEDESBORO | 8085 | 15 | 18.63 | Residential | Behind the Meter | Yes | Net Metered Residential | EMT Renewables |  | AC Electric | Accepted | 2023-10-05 | 2023-10-31 | 2024-10-31 | Solar Panels | Q CELLS | Q PEAK DUO BLK |  | 0.405 | 37 | 201 | 37 |  | Fixed | Roof
NJADRE1554769202 | Administratively Determined Incentive Program | SWEDESBORO | 8085 | 15 | 18.63 | Residential | Behind the Meter | Yes | Net Metered Residential | EMT Renewables |  | AC Electric | Accepted | 2023-10-05 | 2023-10-31 | 2024-10-31 | Solar Panels | Q CELLS | Q PEAK DUO BLK |  | 0.405 | 9 | 21 | 37 |  | Fixed | Roof
NJADRE1554769262 | Administratively Determined Incentive Program | WEST NEW YORK | 7093 | 8 | 5.27 | Residential | Behind the Meter | No | Net Metered Residential | Powur, PBC |  | PSE&G | Accepted | 2023-10-05 | 2023-11-21 | 2024-11-21 | Solar Panels | Rec Solar | REC405AA PURE (405W) |  | 0.405 | 11 | 118 | 40 |  | Fixed | Roof
NJADRE1554769262 | Administratively Determined Incentive Program | WEST NEW YORK | 7093 | 8 | 5.27 | Residential | Behind the Meter | No | Net Metered Residential | Powur, PBC |  | PSE&G | Accepted | 2023-10-05 | 2023-11-21 | 2024-11-21 | Solar Panels | Rec Solar | REC405AA PURE (405W) |  | 0.405 | 2 | 298 | 40 |  | Fixed | Roof
NJADRE1554769262 | Administratively Determined Incentive Program | WEST NEW YORK | 7093 | 8 | 5.27 | Residential | Behind the Meter | No | Net Metered Residential | Powur, PBC |  | PSE&G | Accepted | 2023-10-05 | 2023-11-21 | 2024-11-21 | Inverters | Enphase | IQ8PLUS-72-2-US | 290 |  | 13 |  |  | 0.99 |  | Outside
NJADRE1554769288 | Administratively Determined Incentive Program | NORTH ARLINGTON | 7031 | 7 | 7.2 | Residential | Behind the Meter | No | Net Metered Residential | Seapoint Solar Energy LLC |  | PSE&G | Accepted | 2023-10-10 | 2023-11-03 | 2024-11-03 | Solar Panels | Trina Solar | 400DE09.05 |  | 0.4 | 18 | 123 | 20 |  | Fixed | Roof
NJADRE1554769288 | Administratively Determined Incentive Program | NORTH ARLINGTON | 7031 | 7 | 7.2 | Residential | Behind the Meter | No | Net Metered Residential | Seapoint Solar Energy LLC |  | PSE&G | Accepted | 2023-10-10 | 2023-11-03 | 2024-11-03 | Inverters | Enphase | IQ8PLUS-72-2-US | 290 |  | 18 |  |  | 0.97 |  | Outdoor
NJADRE1554769291 | Administratively Determined Incentive Program | WEST NEW YORK | 7093 | 8 | 3.24 | Residential | Behind the Meter | No | Net Metered Residential | Powur, PBC |  | PSE&G | Accepted | 2023-10-05 | 2023-10-31 | 2024-10-31 | Solar Panels | Rec Solar | REC405AA PURE (405W) |  | 0.405 | 6 | 298 | 40 |  | Fixed | Roof
NJADRE1554769291 | Administratively Determined Incentive Program | WEST NEW YORK | 7093 | 8 | 3.24 | Residential | Behind the Meter | No | Net Metered Residential | Powur, PBC |  | PSE&G | Accepted | 2023-10-05 | 2023-10-31 | 2024-10-31 | Solar Panels | Rec Solar | REC405AA PURE (405W) |  | 0.405 | 2 | 208 | 10 |  | Fixed | Roof
NJADRE1554769291 | Administratively Determined Incentive Program | WEST NEW YORK | 7093 | 8 | 3.24 | Residential | Behind the Meter | No | Net Metered Residential | Powur, PBC |  | PSE&G | Accepted | 2023-10-05 | 2023-10-31 | 2024-10-31 | Inverters | Enphase | IQ8PLUS-72-2-US | 290 |  | 8 |  |  | 0.99 |  | Outside
NJADRE1554769303 | Administratively Determined Incentive Program | ELMER | 8318 | 16 | 4.05 | Residential | Behind the Meter | Yes | Net Metered Residential | Trinity Solar |  | AC Electric | Accepted | 2023-10-05 | 2023-10-31 | 2024-10-31 | Inverters | Solar Edge | SE3000H-US | 3 |  | 1 |  |  | 0.97 |  | Outdoor
NJADRE1554769303 | Administratively Determined Incentive Program | ELMER | 8318 | 16 | 4.05 | Residential | Behind the Meter | Yes | Net Metered Residential | Trinity Solar |  | AC Electric | Accepted | 2023-10-05 | 2023-10-31 | 2024-10-31 | Solar Panels | Hanwha | Q.PEAK DUO BLK ML-G10+ 405 |  | 0.405 | 8 | 187 | 34 |  | Fixed | Roof
NJADRE1554769303 | Administratively Determined Incentive Program | ELMER | 8318 | 16 | 4.05 | Residential | Behind the Meter | Yes | Net Metered Residential | Trinity Solar |  | AC Electric | Accepted | 2023-10-05 | 2023-10-31 | 2024-10-31 | Solar Panels | Hanwha | Q.PEAK DUO BLK ML-G10+ 405 |  | 0.405 | 2 | 277 | 37 |  | Fixed | Roof
NJADRE1554769316 | Administratively Determined Incentive Program | ATCO | 8004 | 14 | 8.91 | Residential | Behind the Meter | No | Net Metered Residential | Sunwise Energy LLC |  | AC Electric | Accepted | 2023-10-24 | 2023-11-27 | 2024-11-27 | Solar Panels | Hanwha Q Cells | Q.PEAK DUO BLK ML-G10+ |  | 0.405 | 22 | 101 | 18 |  | Fixed | Roof
NJADRE1554769316 | Administratively Determined Incentive Program | ATCO | 8004 | 14 | 8.91 | Residential | Behind the Meter | No | Net Metered Residential | Sunwise Energy LLC |  | AC Electric | Accepted | 2023-10-24 | 2023-11-27 | 2024-11-27 | Inverters | ENPHASE ENERGY | IQ8A-72-2-US | 349 |  | 22 |  |  | 0.977 |  | Outside
NJADRE1554769378 | Administratively Determined Incentive Program | BAYVILLE | 8721 | 18 | 7.81 | Residential | Behind the Meter | Yes | Net Metered Residential | Solar Energy World |  | JCP&L | Accepted | 2023-10-05 | 2023-10-31 | 2024-10-31 | Solar Panels | LR4-60HPB-355M | LONGi Green Energy |  | 0.355 | 13 | 290 | 45 |  | Fixed | Roof
NJADRE1554769378 | Administratively Determined Incentive Program | BAYVILLE | 8721 | 18 | 7.81 | Residential | Behind the Meter | Yes | Net Metered Residential | Solar Energy World |  | JCP&L | Accepted | 2023-10-05 | 2023-10-31 | 2024-10-31 | Solar Panels | LR4-60HPB-355M | LONGi Green Energy |  | 0.355 | 3 | 110 | 22 |  | Fixed | Roof
NJADRE1554769378 | Administratively Determined Incentive Program | BAYVILLE | 8721 | 18 | 7.81 | Residential | Behind the Meter | Yes | Net Metered Residential | Solar Energy World |  | JCP&L | Accepted | 2023-10-05 | 2023-10-31 | 2024-10-31 | Solar Panels | LR4-60HPB-355M | LONGi Green Energy |  | 0.355 | 6 | 200 | 21 |  | Fixed | Roof
NJADRE1554769378 | Administratively Determined Incentive Program | BAYVILLE | 8721 | 18 | 7.81 | Residential | Behind the Meter | Yes | Net Metered Residential | Solar Energy World |  | JCP&L | Accepted | 2023-10-05 | 2023-10-31 | 2024-10-31 | Inverters | SE7600H-USRGM | SolarEdge | 7600 |  | 1 |  |  | 0.97 |  | Outside
NJADRE1554769430 | Administratively Determined Incentive Program | MOORESTOWN | 8057 | 13 | 14.58 | Residential | Behind the Meter | No | Net Metered Residential | Powur, PBC |  | PSE&G | Accepted | 2023-10-05 | 2023-10-31 | 2024-10-31 | Solar Panels | Hanwha | Q.PEAK DUO BLK ML-G10+ (405W) |  | 0.405 | 10 | 207 | 45 |  | Fixed | Roof
NJADRE1554769430 | Administratively Determined Incentive Program | MOORESTOWN | 8057 | 13 | 14.58 | Residential | Behind the Meter | No | Net Metered Residential | Powur, PBC |  | PSE&G | Accepted | 2023-10-05 | 2023-10-31 | 2024-10-31 | Solar Panels | Hanwha | Q.PEAK DUO BLK ML-G10+ (405W) |  | 0.405 | 19 | 117 | 27 |  | Fixed | Roof
NJADRE1554769430 | Administratively Determined Incentive Program | MOORESTOWN | 8057 | 13 | 14.58 | Residential | Behind the Meter | No | Net Metered Residential | Powur, PBC |  | PSE&G | Accepted | 2023-10-05 | 2023-10-31 | 2024-10-31 | Solar Panels | Hanwha | Q.PEAK DUO BLK ML-G10+ (405W) |  | 0.405 | 7 | 117 | 27 |  | Fixed | Roof
NJADRE1554769430 | Administratively Determined Incentive Program | MOORESTOWN | 8057 | 13 | 14.58 | Residential | Behind the Meter | No | Net Metered Residential | Powur, PBC |  | PSE&G | Accepted | 2023-10-05 | 2023-10-31 | 2024-10-31 | Inverters | Enphase | IQ8PLUS-72-2-US | 290 |  | 36 |  |  | 0.99 |  | Outside
NJADRE1554769430 | Administratively Determined Incentive Program | MOORESTOWN | 8057 | 13 | 14.58 | Residential | Behind the Meter | No | Net Metered Residential | Powur, PBC |  | PSE&G | Accepted | 2023-10-05 | 2023-10-31 | 2024-10-31 | Meters | "Enphase Integrated Production Meter Single-Phase (L-L) | X2-IQ-AM1-240-4 |  |  | 1 |  |  |  | Yes | Outdoor
NJADRE1554769445 | Administratively Determined Incentive Program | IRVINGTON | 7111 | 9 | 4.5 | Residential | Behind the Meter | Yes | Net Metered Residential | Sunrun Installation Services, Inc. |  | PSE&G | Accepted | 2023-10-05 | 2023-10-31 | 2024-10-31 | Inverters | SolarEdge Technologies | SE3800H-USMN | 3800 |  | 1 |  |  | 0.99 |  | Outdoor | Next to the meter
NJADRE1554769445 | Administratively Determined Incentive Program | IRVINGTON | 7111 | 9 | 4.5 | Residential | Behind the Meter | Yes | Net Metered Residential | Sunrun Installation Services, Inc. |  | PSE&G | Accepted | 2023-10-05 | 2023-10-31 | 2024-10-31 | Solar Panels | Vikram Solar | VSMDHT.60.375.05 |  | 0.375 | 6 | 15 | 24 |  | Fixed | Roof
NJADRE1554769445 | Administratively Determined Incentive Program | IRVINGTON | 7111 | 9 | 4.5 | Residential | Behind the Meter | Yes | Net Metered Residential | Sunrun Installation Services, Inc. |  | PSE&G | Accepted | 2023-10-05 | 2023-10-31 | 2024-10-31 | Solar Panels | Vikram Solar | VSMDHT.60.375.05 |  | 0.375 | 6 | 285 | 23 |  | Fixed | Roof
NJADRE1554769448 | Administratively Determined Incentive Program | Florence Twp | 8554 | 13 | 7.7 | Residential | Behind the Meter | Yes | Net Metered Residential | EMT Renewables |  | PSE&G | Accepted | 2023-10-05 | 2023-10-31 | 2024-10-31 | Inverters | ENPHASE | IQ8+ | 290 |  | 19 |  |  | 0.98 |  | Other | UNDER EACH PANEL
NJADRE1554769448 | Administratively Determined Incentive Program | Florence Twp | 8554 | 13 | 7.7 | Residential | Behind the Meter | Yes | Net Metered Residential | EMT Renewables |  | PSE&G | Accepted | 2023-10-05 | 2023-10-31 | 2024-10-31 | Solar Panels | Q CELLS | Q PEAK DUO BLK |  | 0.405 | 10 | 82 | 40 |  | Fixed | Roof
NJADRE1554769448 | Administratively Determined Incentive Program | Florence Twp | 8554 | 13 | 7.7 | Residential | Behind the Meter | Yes | Net Metered Residential | EMT Renewables |  | PSE&G | Accepted | 2023-10-05 | 2023-10-31 | 2024-10-31 | Solar Panels | Q CELLS | Q PEAK DUO BLK |  | 0.405 | 9 | 262 | 40 |  | Fixed | Roof
NJADRE1554769502 | Administratively Determined Incentive Program | MAHWAH | 7430 | 7 | 597.52 | Commercial | Behind the Meter | Yes | Small Net-Metered Non-Residential located on Rooftop, Carport, Canopy and Floating Solar | AEPS Electric, LLC |  | Orange Rockland Electric | Accepted | 2023-10-06 | 2023-11-02 | 2024-11-02 | Inverters | SMA | STP62-US-41 | 62500 |  | 7 |  |  | 0.975 |  | Outdoor | Roof
NJADRE1554769502 | Administratively Determined Incentive Program | MAHWAH | 7430 | 7 | 597.52 | Commercial | Behind the Meter | Yes | Small Net-Metered Non-Residential located on Rooftop, Carport, Canopy and Floating Solar | AEPS Electric, LLC |  | Orange Rockland Electric | Accepted | 2023-10-06 | 2023-11-02 | 2024-11-02 | Meters | Elkor | W2-M1-mA-DL |  |  | 1 |  |  |  | Yes | Outdoor
NJADRE1554769502 | Administratively Determined Incentive Program | MAHWAH | 7430 | 7 | 597.52 | Commercial | Behind the Meter | Yes | Small Net-Metered Non-Residential located on Rooftop, Carport, Canopy and Floating Solar | AEPS Electric, LLC |  | Orange Rockland Electric | Accepted | 2023-10-06 | 2023-11-02 | 2024-11-02 | Solar Panels | Hanwha QCells | Q.PEAK DUO XL-G10.3/BFG |  | 0.485 | 616 | 75 | 5 |  | Fixed | Roof | East
NJADRE1554769502 | Administratively Determined Incentive Program | MAHWAH | 7430 | 7 | 597.52 | Commercial | Behind the Meter | Yes | Small Net-Metered Non-Residential located on Rooftop, Carport, Canopy and Floating Solar | AEPS Electric, LLC |  | Orange Rockland Electric | Accepted | 2023-10-06 | 2023-11-02 | 2024-11-02 | Solar Panels | Hanwha QCells | Q.PEAK DUO XL-G10.3/BFG |  | 0.485 | 616 | 255 | 5 |  | Fixed | Roof | West
NJADRE1554769518 | Administratively Determined Incentive Program | KENDALL PARK | 8824 | 11 | 5.2 | Residential | Behind the Meter | Yes | Net Metered Residential | Ad Energy |  | PSE&G | Accepted | 2023-10-05 | 2023-10-31 | 2024-10-31 | Inverters | SunPower | IQ7HS | 384 |  | 13 |  |  | 0.975 |  | Outdoor | At each panel
NJADRE1554769518 | Administratively Determined Incentive Program | KENDALL PARK | 8824 | 11 | 5.2 | Residential | Behind the Meter | Yes | Net Metered Residential | Ad Energy |  | PSE&G | Accepted | 2023-10-05 | 2023-10-31 | 2024-10-31 | Solar Panels | SunPower | SPR-U-400-BLK-W-DC |  | 0.4 | 13 | 195 | 30 |  | Fixed | Roof
NJADRE1554769523 | Administratively Determined Incentive Program | EVESHAM TWP | 8053 | 13 | 6.72 | Residential | Behind the Meter | No | Net Metered Residential | EMT Renewables |  | PSE&G | Accepted | 2023-10-05 | 2023-10-31 | 2024-10-31 | Inverters | ENPHASE | IQ7x | 315 |  | 16 |  |  | 0.98 |  | Other | UNDER EACH PANEL
NJADRE1554769523 | Administratively Determined Incentive Program | EVESHAM TWP | 8053 | 13 | 6.72 | Residential | Behind the Meter | No | Net Metered Residential | EMT Renewables |  | PSE&G | Accepted | 2023-10-05 | 2023-10-31 | 2024-10-31 | Solar Panels | REC ALPHA | REC 420 |  | 0.42 | 16 | 179 | 32 |  | Fixed | Roof
NJADRE1554769784 | Administratively Determined Incentive Program | HIGHLAND PARK | 8904 | 11 | 11.84 | Residential | Behind the Meter | No | Net Metered Residential | Ad Energy |  | PSE&G | Accepted | 2023-10-05 | 2023-10-31 | 2024-10-31 | Inverters | Enphase | IQ8PLUS | 290 |  | 32 |  |  | 0.97 |  | Outdoor | At each panel
NJADRE1554769784 | Administratively Determined Incentive Program | HIGHLAND PARK | 8904 | 11 | 11.84 | Residential | Behind the Meter | No | Net Metered Residential | Ad Energy |  | PSE&G | Accepted | 2023-10-05 | 2023-10-31 | 2024-10-31 | Solar Panels | Panasonic | EVPV370 |  | 0.37 | 16 | 260 | 31 |  | Fixed | Roof
NJADRE1554769784 | Administratively Determined Incentive Program | HIGHLAND PARK | 8904 | 11 | 11.84 | Residential | Behind the Meter | No | Net Metered Residential | Ad Energy |  | PSE&G | Accepted | 2023-10-05 | 2023-10-31 | 2024-10-31 | Solar Panels | Panasonic | EVPV370 |  | 0.37 | 16 | 80 | 31 |  | Fixed | Roof
NJADRE1554769787 | Administratively Determined Incentive Program | GARFIELD | 7026 | 7 | 6.89 | Residential | Behind the Meter | Yes | Net Metered Residential | Pro Custom Solar dba Momentum Solar |  | PSE&G | Accepted | 2023-10-05 | 2023-10-31 | 2024-10-31 | Solar Panels | Â Q. PEAK DUO BLK-G10+405 | hanwha |  | 0.405 | 10 | 253 | 20 |  | Fixed | Roof
NJADRE1554769787 | Administratively Determined Incentive Program | GARFIELD | 7026 | 7 | 6.89 | Residential | Behind the Meter | Yes | Net Metered Residential | Pro Custom Solar dba Momentum Solar |  | PSE&G | Accepted | 2023-10-05 | 2023-10-31 | 2024-10-31 | Solar Panels | Â Q. PEAK DUO BLK-G10+405 | hanwha |  | 0.405 | 7 | 73 | 20 |  | Fixed | Roof
NJADRE1554769787 | Administratively Determined Incentive Program | GARFIELD | 7026 | 7 | 6.89 | Residential | Behind the Meter | Yes | Net Metered Residential | Pro Custom Solar dba Momentum Solar |  | PSE&G | Accepted | 2023-10-05 | 2023-10-31 | 2024-10-31 | Inverters | IQ8PLUS-72-2-US | enphase | 290 |  | 17 |  |  | 0.97 |  | Outdoor
NJADRE1554769827 | Administratively Determined Incentive Program | NEWARK | 7104 | 9 | 9.32 | Residential | Behind the Meter | Yes | Net Metered Residential | Pro Custom Solar dba Momentum Solar |  | PSE&G | Accepted | 2023-10-05 | 2023-10-31 | 2024-10-31 | Solar Panels | Â Q. PEAK DUO BLK-G10+405 | hanwha |  | 0.405 | 16 | 120 | 26 |  | Fixed | Roof
NJADRE1554769827 | Administratively Determined Incentive Program | NEWARK | 7104 | 9 | 9.32 | Residential | Behind the Meter | Yes | Net Metered Residential | Pro Custom Solar dba Momentum Solar |  | PSE&G | Accepted | 2023-10-05 | 2023-10-31 | 2024-10-31 | Solar Panels | Â Q. PEAK DUO BLK-G10+405 | hanwha |  | 0.405 | 7 | 300 | 26 |  | Fixed | Roof
NJADRE1554769827 | Administratively Determined Incentive Program | NEWARK | 7104 | 9 | 9.32 | Residential | Behind the Meter | Yes | Net Metered Residential | Pro Custom Solar dba Momentum Solar |  | PSE&G | Accepted | 2023-10-05 | 2023-10-31 | 2024-10-31 | Inverters | IQ8PLUS-72-2-US | enphase | 290 |  | 23 |  |  | 0.97 |  | Outdoor
NJADRE1554769833 | Administratively Determined Incentive Program | MAPLEWOOD TWP | 7040 | 9 | 4 | Residential | Behind the Meter | Yes | Net Metered Residential | SunPower Corporation, Systems |  | PSE&G | Accepted | 2023-10-05 | 2023-10-31 | 2024-10-31 | Solar Panels | WAAREE ENERGIES LIMITED | WSMDI-400 |  | 0.4 | 10 | 104 | 32 |  | Fixed | Roof
NJADRE1554769833 | Administratively Determined Incentive Program | MAPLEWOOD TWP | 7040 | 9 | 4 | Residential | Behind the Meter | Yes | Net Metered Residential | SunPower Corporation, Systems |  | PSE&G | Accepted | 2023-10-05 | 2023-10-31 | 2024-10-31 | Inverters | Enphase | IQ7HS-66-M-US | 384 |  | 10 |  |  | 0.97 |  | Other | Under Each Panel
NJADRE1554769856 | Administratively Determined Incentive Program | PHILLIPSBURG | 8865 | 2 | 21.42 | Residential | Behind the Meter | No | Net Metered Residential | EMT Renewables |  | JCP&L | Accepted | 2023-10-05 | 2023-10-31 | 2024-10-31 | Inverters | ENPHASE | IQ7x | 315 |  | 51 |  |  | 0.98 |  | Other | UNDER EACH PANEL
NJADRE1554769856 | Administratively Determined Incentive Program | PHILLIPSBURG | 8865 | 2 | 21.42 | Residential | Behind the Meter | No | Net Metered Residential | EMT Renewables |  | JCP&L | Accepted | 2023-10-05 | 2023-10-31 | 2024-10-31 | Solar Panels | REC ALPHA | REC 420 |  | 0.42 | 24 | 212 | 16 |  | Fixed | Roof
NJADRE1554769856 | Administratively Determined Incentive Program | PHILLIPSBURG | 8865 | 2 | 21.42 | Residential | Behind the Meter | No | Net Metered Residential | EMT Renewables |  | JCP&L | Accepted | 2023-10-05 | 2023-10-31 | 2024-10-31 | Solar Panels | REC ALPHA | REC 420 |  | 0.42 | 27 | 32 | 16 |  | Fixed | Roof
NJADRE1554769895 | Administratively Determined Incentive Program | DEPTFORD TWP | 8096 | 15 | 7.5 | Residential | Behind the Meter | Yes | Net Metered Residential | Sunrun Installation Services, Inc. |  | PSE&G | Accepted | 2023-10-05 | 2023-10-31 | 2024-10-31 | Inverters | Delta Electronics | E6-TL-US | 6000 |  | 1 |  |  | 0.975 |  | Outdoor | next to meter
NJADRE1554769895 | Administratively Determined Incentive Program | DEPTFORD TWP | 8096 | 15 | 7.5 | Residential | Behind the Meter | Yes | Net Metered Residential | Sunrun Installation Services, Inc. |  | PSE&G | Accepted | 2023-10-05 | 2023-10-31 | 2024-10-31 | Solar Panels | Vikram Solar | VSMDHT.60.375.05 |  | 0.375 | 20 | 193 | 24 |  | Fixed | Roof
NJADRE1554769960 | Administratively Determined Incentive Program | UNION CITY | 7087 | 8 | 7.9 | Residential | Behind the Meter | No | Net Metered Residential | Bright Planet Solar |  | PSE&G | Accepted | 2023-10-05 | 2023-10-31 | 2024-10-31 | Inverters | Solar Edge | SE7600H-USRGM | 7600 |  | 1 |  |  | 0.98 |  | Outdoor | OUTSIDE
NJADRE1554769960 | Administratively Determined Incentive Program | UNION CITY | 7087 | 8 | 7.9 | Residential | Behind the Meter | No | Net Metered Residential | Bright Planet Solar |  | PSE&G | Accepted | 2023-10-05 | 2023-10-31 | 2024-10-31 | Solar Panels | HANWHA Q-CELLS | Q.PEAK DUO BLK ML-G10+395 |  | 0.395 | 12 | 120 | 5 |  | Fixed | Roof
NJADRE1554769960 | Administratively Determined Incentive Program | UNION CITY | 7087 | 8 | 7.9 | Residential | Behind the Meter | No | Net Metered Residential | Bright Planet Solar |  | PSE&G | Accepted | 2023-10-05 | 2023-10-31 | 2024-10-31 | Solar Panels | HANWHA Q-CELLS | Q.PEAK DUO BLK ML-G10+395 |  | 0.395 | 8 | 213 | 5 |  | Fixed | Roof
NJADRE1554770079 | Administratively Determined Incentive Program | NUTLEY | 7110 | 9 | 3.24 | Residential | Behind the Meter | Yes | Net Metered Residential | Sunrun Installation Services, Inc. |  | PSE&G | Accepted | 2023-10-05 | 2023-10-31 | 2024-10-31 | Inverters | SolarEdge Technologies | SE3800H-USSN | 3800 |  | 1 |  |  | 0.96 |  | Outdoor
NJADRE1554770079 | Administratively Determined Incentive Program | NUTLEY | 7110 | 9 | 3.24 | Residential | Behind the Meter | Yes | Net Metered Residential | Sunrun Installation Services, Inc. |  | PSE&G | Accepted | 2023-10-05 | 2023-10-31 | 2024-10-31 | Solar Panels | Hanwha Q Cells | Q.PEAK DUO BLK ML-G10+ 405 |  | 0.405 | 8 | 132 | 24 |  | Fixed | Roof
NJADRE1554770083 | Administratively Determined Incentive Program | BELLEVILLE TWP | 7109 | 9 | 13.04 | Residential | Behind the Meter | Yes | Net Metered Residential | Sunrun Installation Services, Inc. |  | PSE&G | Accepted | 2023-10-05 | 2023-10-31 | 2024-10-31 | Inverters | SOLAREDGE TECHNOLOGIES | SE10000H-USSN | 10000 |  | 1 |  |  | 0.99 |  | Outdoor | Next To Meter
NJADRE1554770083 | Administratively Determined Incentive Program | BELLEVILLE TWP | 7109 | 9 | 13.04 | Residential | Behind the Meter | Yes | Net Metered Residential | Sunrun Installation Services, Inc. |  | PSE&G | Accepted | 2023-10-05 | 2023-10-31 | 2024-10-31 | Solar Panels | TRINA SOLAR | TSM-395DE09C.07 |  | 0.395 | 9 | 116 | 29 |  | Fixed | Roof
NJADRE1554770083 | Administratively Determined Incentive Program | BELLEVILLE TWP | 7109 | 9 | 13.04 | Residential | Behind the Meter | Yes | Net Metered Residential | Sunrun Installation Services, Inc. |  | PSE&G | Accepted | 2023-10-05 | 2023-10-31 | 2024-10-31 | Solar Panels | TRINA SOLAR | TSM-395DE09C.07 |  | 0.395 | 9 | 297 | 29 |  | Fixed | Roof
NJADRE1554770083 | Administratively Determined Incentive Program | BELLEVILLE TWP | 7109 | 9 | 13.04 | Residential | Behind the Meter | Yes | Net Metered Residential | Sunrun Installation Services, Inc. |  | PSE&G | Accepted | 2023-10-05 | 2023-10-31 | 2024-10-31 | Solar Panels | TRINA SOLAR | TSM-395DE09C.07 |  | 0.395 | 6 | 27 | 29 |  | Fixed | Roof
NJADRE1554770083 | Administratively Determined Incentive Program | BELLEVILLE TWP | 7109 | 9 | 13.04 | Residential | Behind the Meter | Yes | Net Metered Residential | Sunrun Installation Services, Inc. |  | PSE&G | Accepted | 2023-10-05 | 2023-10-31 | 2024-10-31 | Solar Panels | TRINA SOLAR | TSM-395DE09C.07 |  | 0.395 | 9 | 202 | 27 |  | Fixed | Roof
NJADRE1554770089 | Administratively Determined Incentive Program | EVESHAM TWP | 8053 | 13 | 8.51 | Residential | Behind the Meter | Yes | Net Metered Residential | Sunrun Installation Services, Inc. |  | PSE&G | Accepted | 2023-10-05 | 2023-10-31 | 2024-10-31 | Inverters | SolarEdge Technologies | SE6000H-USSN | 6000 |  | 1 |  |  | 0.96 |  | Outdoor
NJADRE1554770089 | Administratively Determined Incentive Program | EVESHAM TWP | 8053 | 13 | 8.51 | Residential | Behind the Meter | Yes | Net Metered Residential | Sunrun Installation Services, Inc. |  | PSE&G | Accepted | 2023-10-05 | 2023-10-31 | 2024-10-31 | Solar Panels | Hanwha Q Cells | Q.PEAK DUO BLK ML-G10+ 405 |  | 0.405 | 13 | 118 | 21 |  | Fixed | Roof
NJADRE1554770089 | Administratively Determined Incentive Program | EVESHAM TWP | 8053 | 13 | 8.51 | Residential | Behind the Meter | Yes | Net Metered Residential | Sunrun Installation Services, Inc. |  | PSE&G | Accepted | 2023-10-05 | 2023-10-31 | 2024-10-31 | Solar Panels | Hanwha Q Cells | Q.PEAK DUO BLK ML-G10+ 405 |  | 0.405 | 8 | 298 | 21 |  | Fixed | Roof
NJADRE1554780097 | Administratively Determined Incentive Program | BRIDGETON | 8302 | 20 | 5.27 | Residential | Behind the Meter | Yes | Net Metered Residential | Sunrun Installation Services, Inc. |  | AC Electric | Accepted | 2023-10-05 | 2023-10-31 | 2024-10-31 | Solar Panels | Hanwha Q-Cells | Q.PEAK DUO BLK ML-G10+ 405 |  | 0.405 | 13 | 271 | 18 |  | Fixed | Roof
NJADRE1554780097 | Administratively Determined Incentive Program | BRIDGETON | 8302 | 20 | 5.27 | Residential | Behind the Meter | Yes | Net Metered Residential | Sunrun Installation Services, Inc. |  | AC Electric | Accepted | 2023-10-05 | 2023-10-31 | 2024-10-31 | Inverters | SolarEdge Technologies | SE3800H-USMN | 3800 |  | 1 |  |  | 0.99 |  | Outdoor
NJADRE1554780114 | Administratively Determined Incentive Program | CARTERET | 7008 | 11 | 7.13 | Residential | Behind the Meter | Yes | Net Metered Residential | Sunrun Installation Services, Inc. |  | PSE&G | Accepted | 2023-10-05 | 2023-10-31 | 2024-10-31 | Electric Storage Battery | Tesla | Powerwall 2 AC |  |  | 1 |  |  |  | Lithium Ion |  | outside
NJADRE1554780114 | Administratively Determined Incentive Program | CARTERET | 7008 | 11 | 7.13 | Residential | Behind the Meter | Yes | Net Metered Residential | Sunrun Installation Services, Inc. |  | PSE&G | Accepted | 2023-10-05 | 2023-10-31 | 2024-10-31 | Inverters | SolarEdge Technologies | SE6000H-USSN | 6000 |  | 1 |  |  | 0.96 |  | Outdoor | Next To Meter
NJADRE1554780114 | Administratively Determined Incentive Program | CARTERET | 7008 | 11 | 7.13 | Residential | Behind the Meter | Yes | Net Metered Residential | Sunrun Installation Services, Inc. |  | PSE&G | Accepted | 2023-10-05 | 2023-10-31 | 2024-10-31 | Solar Panels | Vikram Solar | VSMDHT.60.375.05 |  | 0.375 | 7 | 259 | 16 |  | Fixed | Roof
NJADRE1554780114 | Administratively Determined Incentive Program | CARTERET | 7008 | 11 | 7.13 | Residential | Behind the Meter | Yes | Net Metered Residential | Sunrun Installation Services, Inc. |  | PSE&G | Accepted | 2023-10-05 | 2023-10-31 | 2024-10-31 | Solar Panels | Vikram Solar | VSMDHT.60.375.05 |  | 0.375 | 12 | 79 | 17 |  | Fixed | Roof
NJADRE1554780866 | Administratively Determined Incentive Program | WEST ORANGE | 7052 | 9 | 17.78 | Residential | Behind the Meter | Yes | Net Metered Residential | Sunrun Installation Services, Inc. |  | PSE&G | Accepted | 2023-10-06 | 2023-10-31 | 2024-10-31 | Inverters | SolarEdge Technologies | SE6000H-USSN | 6000 |  | 3 |  |  | 0.96 |  | Outdoor | Next To Meter
NJADRE1554780866 | Administratively Determined Incentive Program | WEST ORANGE | 7052 | 9 | 17.78 | Residential | Behind the Meter | Yes | Net Metered Residential | Sunrun Installation Services, Inc. |  | PSE&G | Accepted | 2023-10-06 | 2023-10-31 | 2024-10-31 | Solar Panels | Trina Solar | TSM-395DE09C.07 |  | 0.395 | 5 | 311 | 28 |  | Fixed | Roof
NJADRE1554780866 | Administratively Determined Incentive Program | WEST ORANGE | 7052 | 9 | 17.78 | Residential | Behind the Meter | Yes | Net Metered Residential | Sunrun Installation Services, Inc. |  | PSE&G | Accepted | 2023-10-06 | 2023-10-31 | 2024-10-31 | Solar Panels | Trina Solar | TSM-395DE09C.07 |  | 0.395 | 12 | 41 | 27 |  | Fixed | Roof
NJADRE1554780866 | Administratively Determined Incentive Program | WEST ORANGE | 7052 | 9 | 17.78 | Residential | Behind the Meter | Yes | Net Metered Residential | Sunrun Installation Services, Inc. |  | PSE&G | Accepted | 2023-10-06 | 2023-10-31 | 2024-10-31 | Solar Panels | Trina Solar | TSM-395DE09C.07 |  | 0.395 | 11 | 222 | 27 |  | Fixed | Roof
NJADRE1554780866 | Administratively Determined Incentive Program | WEST ORANGE | 7052 | 9 | 17.78 | Residential | Behind the Meter | Yes | Net Metered Residential | Sunrun Installation Services, Inc. |  | PSE&G | Accepted | 2023-10-06 | 2023-10-31 | 2024-10-31 | Solar Panels | Trina Solar | TSM-395DE09C.07 |  | 0.395 | 17 | 222 | 30 |  | Fixed | Roof
NJADRE1554782463 | Administratively Determined Incentive Program | SOUTH AMBOY | 8879 | 11 | 7.9 | Residential | Behind the Meter | Yes | Net Metered Residential | Sunrun Installation Services, Inc. |  | JCP&L | Accepted | 2023-10-07 | 2023-11-01 | 2024-11-01 | Inverters | SolarEdge Technologies | SE6000H-USSN | 6000 |  | 1 |  |  | 0.96 |  | Outdoor | Next To Meter
NJADRE1554782463 | Administratively Determined Incentive Program | SOUTH AMBOY | 8879 | 11 | 7.9 | Residential | Behind the Meter | Yes | Net Metered Residential | Sunrun Installation Services, Inc. |  | JCP&L | Accepted | 2023-10-07 | 2023-11-01 | 2024-11-01 | Solar Panels | Trina Solar | TSM-395DE09C.07 |  | 0.395 | 20 | 332 | 39 |  | Fixed | Roof
NJADRE1554782480 | Administratively Determined Incentive Program | BOGOTA | 7603 | 7 | 4.8 | Residential | Behind the Meter | Yes | Net Metered Residential | Suntuity Solar LLC |  | PSE&G | Accepted | 2023-10-06 | 2023-10-31 | 2024-10-31 | Inverters | ENPHASE | IQ8PLUS-72-2-US | 290 |  | 12 |  |  | 0.97 |  | Outdoor | Behind the PV modules
NJADRE1554782480 | Administratively Determined Incentive Program | BOGOTA | 7603 | 7 | 4.8 | Residential | Behind the Meter | Yes | Net Metered Residential | Suntuity Solar LLC |  | PSE&G | Accepted | 2023-10-06 | 2023-10-31 | 2024-10-31 | Solar Panels | ) CANADIAN SOLAR | CS6R-400MS-HL |  | 0.4 | 6 | 104 | 34 |  | Fixed | Roof
NJADRE1554782480 | Administratively Determined Incentive Program | BOGOTA | 7603 | 7 | 4.8 | Residential | Behind the Meter | Yes | Net Metered Residential | Suntuity Solar LLC |  | PSE&G | Accepted | 2023-10-06 | 2023-10-31 | 2024-10-31 | Solar Panels | ) CANADIAN SOLAR | CS6R-400MS-HL |  | 0.4 | 6 | 284 | 34 |  | Fixed | Roof
NJADRE1554782485 | Administratively Determined Incentive Program | PLAINFIELD | 7063 | 10 | 5.63 | Residential | Behind the Meter | Yes | Net Metered Residential | Sunrun Installation Services, Inc. |  | PSE&G | Accepted | 2023-10-06 | 2023-10-31 | 2024-10-31 | Electric Storage Battery | Tesla | Powerwall 2 AC |  |  | 1 |  |  |  | Lithium Ion |  | outside
NJADRE1554782485 | Administratively Determined Incentive Program | PLAINFIELD | 7063 | 10 | 5.63 | Residential | Behind the Meter | Yes | Net Metered Residential | Sunrun Installation Services, Inc. |  | PSE&G | Accepted | 2023-10-06 | 2023-10-31 | 2024-10-31 | Inverters | SolarEdge Technologies | SE3800H-USMN | 3800 |  | 1 |  |  | 0.96 |  | Outdoor | Next To Meter
NJADRE1554782485 | Administratively Determined Incentive Program | PLAINFIELD | 7063 | 10 | 5.63 | Residential | Behind the Meter | Yes | Net Metered Residential | Sunrun Installation Services, Inc. |  | PSE&G | Accepted | 2023-10-06 | 2023-10-31 | 2024-10-31 | Solar Panels | Vikram Solar | VSMDHT.60.375.05 |  | 0.375 | 4 | 322 | 35 |  | Fixed | Roof
NJADRE1554782485 | Administratively Determined Incentive Program | PLAINFIELD | 7063 | 10 | 5.63 | Residential | Behind the Meter | Yes | Net Metered Residential | Sunrun Installation Services, Inc. |  | PSE&G | Accepted | 2023-10-06 | 2023-10-31 | 2024-10-31 | Solar Panels | Vikram Solar | VSMDHT.60.375.05 |  | 0.375 | 11 | 142 | 35 |  | Fixed | Roof
NJADRE1554782628 | Administratively Determined Incentive Program | Monroe | 8094 | 15 | 3.6 | Residential | Behind the Meter | Yes | Net Metered Residential | SunnyMac LLC |  | AC Electric | Accepted | 2023-10-06 | 2023-10-31 | 2024-10-31 | Solar Panels | Q.PEAK DUO BLK ML-G10+400 | HANWHA |  | 0.4 | 9 | 199 | 28 |  | Fixed | Roof
NJADRE1554782628 | Administratively Determined Incentive Program | Monroe | 8094 | 15 | 3.6 | Residential | Behind the Meter | Yes | Net Metered Residential | SunnyMac LLC |  | AC Electric | Accepted | 2023-10-06 | 2023-10-31 | 2024-10-31 | Inverters | IQ8PLUS-72-2-US | ENPHASE | 290 |  | 1 |  |  | 0.1 |  | Outdoor | NEXT TO METER
NJADRE1554782634 | Administratively Determined Incentive Program | WOODBRIDGE | 7095 | 11 | 10.5 | Residential | Behind the Meter | No | Net Metered Residential | EMT Renewables |  | PSE&G | Accepted | 2023-10-06 | 2023-10-31 | 2024-10-31 | Inverters | ENPHASE | IQ7x | 315 |  | 25 |  |  | 0.98 |  | Other | UNDER EACH PANEL
NJADRE1554782634 | Administratively Determined Incentive Program | WOODBRIDGE | 7095 | 11 | 10.5 | Residential | Behind the Meter | No | Net Metered Residential | EMT Renewables |  | PSE&G | Accepted | 2023-10-06 | 2023-10-31 | 2024-10-31 | Solar Panels | REC ALPHA | REC 420 |  | 0.42 | 11 | 333 | 44 |  | Fixed | Roof
NJADRE1554782634 | Administratively Determined Incentive Program | WOODBRIDGE | 7095 | 11 | 10.5 | Residential | Behind the Meter | No | Net Metered Residential | EMT Renewables |  | PSE&G | Accepted | 2023-10-06 | 2023-10-31 | 2024-10-31 | Solar Panels | REC ALPHA | REC 420 |  | 0.42 | 11 | 153 | 44 |  | Fixed | Roof
NJADRE1554782634 | Administratively Determined Incentive Program | WOODBRIDGE | 7095 | 11 | 10.5 | Residential | Behind the Meter | No | Net Metered Residential | EMT Renewables |  | PSE&G | Accepted | 2023-10-06 | 2023-10-31 | 2024-10-31 | Solar Panels | REC ALPHA | REC 420 |  | 0.42 | 3 | 244 | 12 |  | Fixed | Roof
NJADRE1554782667 | Administratively Determined Incentive Program | LINDEN | 7036 | 10 | 6.4 | Residential | Behind the Meter | Yes | Net Metered Residential | Pro Custom Solar dba Momentum Solar |  | PSE&G | Accepted | 2023-10-06 | 2023-11-01 | 2024-11-01 | Solar Panels | Â Q. PEAK DUO BLK-G10+400 | hanwha |  | 0.4 | 10 | 218 | 8 |  | Fixed | Roof
NJADRE1554782667 | Administratively Determined Incentive Program | LINDEN | 7036 | 10 | 6.4 | Residential | Behind the Meter | Yes | Net Metered Residential | Pro Custom Solar dba Momentum Solar |  | PSE&G | Accepted | 2023-10-06 | 2023-11-01 | 2024-11-01 | Solar Panels | Â Q. PEAK DUO BLK-G10+400 | hanwha |  | 0.4 | 3 | 128 | 25 |  | Fixed | Roof
NJADRE1554782667 | Administratively Determined Incentive Program | LINDEN | 7036 | 10 | 6.4 | Residential | Behind the Meter | Yes | Net Metered Residential | Pro Custom Solar dba Momentum Solar |  | PSE&G | Accepted | 2023-10-06 | 2023-11-01 | 2024-11-01 | Solar Panels | Â Q. PEAK DUO BLK-G10+400 | hanwha |  | 0.4 | 3 | 308 | 25 |  | Fixed | Roof
NJADRE1554782667 | Administratively Determined Incentive Program | LINDEN | 7036 | 10 | 6.4 | Residential | Behind the Meter | Yes | Net Metered Residential | Pro Custom Solar dba Momentum Solar |  | PSE&G | Accepted | 2023-10-06 | 2023-11-01 | 2024-11-01 | Inverters | IQ8PLUS-72-2-US | enphase | 290 |  | 16 |  |  | 0.97 |  | Outdoor
NJADRE1554782685 | Administratively Determined Incentive Program | WEST DEPTFORD | 8063 | 15 | 13.12 | Residential | Behind the Meter | No | Net Metered Residential | EMT Renewables |  | PSE&G | Accepted | 2023-10-06 | 2023-10-31 | 2024-10-31 | Inverters | ENPHASE | IQ8+ | 290 |  | 32 |  |  | 0.98 |  | Other | UNDER EACH PANEL
NJADRE1554782685 | Administratively Determined Incentive Program | WEST DEPTFORD | 8063 | 15 | 13.12 | Residential | Behind the Meter | No | Net Metered Residential | EMT Renewables |  | PSE&G | Accepted | 2023-10-06 | 2023-10-31 | 2024-10-31 | Solar Panels | SEG SOLAR | SIV 410 |  | 0.41 | 21 | 251 | 20 |  | Fixed | Roof
NJADRE1554782685 | Administratively Determined Incentive Program | WEST DEPTFORD | 8063 | 15 | 13.12 | Residential | Behind the Meter | No | Net Metered Residential | EMT Renewables |  | PSE&G | Accepted | 2023-10-06 | 2023-10-31 | 2024-10-31 | Solar Panels | SEG SOLAR | SIV 410 |  | 0.41 | 7 | 161 | 32 |  | Fixed | Roof
NJADRE1554782685 | Administratively Determined Incentive Program | WEST DEPTFORD | 8063 | 15 | 13.12 | Residential | Behind the Meter | No | Net Metered Residential | EMT Renewables |  | PSE&G | Accepted | 2023-10-06 | 2023-10-31 | 2024-10-31 | Solar Panels | SEG SOLAR | SIV 410 |  | 0.41 | 4 | 71 | 20 |  | Fixed | Roof
NJADRE1554782705 | Administratively Determined Incentive Program | CLINTON | 8809 | 4 | 6.08 | Residential | Behind the Meter | Yes | Net Metered Residential | Pro Custom Solar dba Momentum Solar |  | JCP&L | Accepted | 2023-10-06 | 2023-10-31 | 2024-10-31 | Inverters | 22295.25 | enphase | 290 |  | 15 |  |  | 0.97 |  | Outdoor
NJADRE1554782705 | Administratively Determined Incentive Program | CLINTON | 8809 | 4 | 6.08 | Residential | Behind the Meter | Yes | Net Metered Residential | Pro Custom Solar dba Momentum Solar |  | JCP&L | Accepted | 2023-10-06 | 2023-10-31 | 2024-10-31 | Solar Panels | Â Q. PEAK DUO BLK-G10+405 | hanwha |  | 0.405 | 15 | 251 | 27 |  | Fixed | Roof
NJADRE1554782764 | Administratively Determined Incentive Program | HADDON TOWNSHIP | 8108 | 14 | 11.68 | Residential | Behind the Meter | Yes | Net Metered Residential | GenSun Solar |  | PSE&G | Accepted | 2023-10-06 | 2023-10-31 | 2024-10-31 | Inverters | Solar Edge | SE10000H-US | 240 |  | 1 |  |  | 0.9 |  | Outdoor
NJADRE1554782764 | Administratively Determined Incentive Program | HADDON TOWNSHIP | 8108 | 14 | 11.68 | Residential | Behind the Meter | Yes | Net Metered Residential | GenSun Solar |  | PSE&G | Accepted | 2023-10-06 | 2023-10-31 | 2024-10-31 | Meters | Solar Edge | SE10000H-US |  |  | 1 |  |  |  | Yes
NJADRE1554782764 | Administratively Determined Incentive Program | HADDON TOWNSHIP | 8108 | 14 | 11.68 | Residential | Behind the Meter | Yes | Net Metered Residential | GenSun Solar |  | PSE&G | Accepted | 2023-10-06 | 2023-10-31 | 2024-10-31 | Solar Panels | Hanwha | Q Peak Duo BLK-G10 365 |  | 0.365 | 32 | 355 | 30 |  | Fixed | Roof
NJADRE1554782773 | Administratively Determined Incentive Program | UPPER SADDLE RIVER | 7458 | 7 | 8.2 | Residential | Behind the Meter | No | Net Metered Residential | Infinity Solar Systems |  | Orange Rockland Electric | Accepted | 2023-10-06 | 2023-11-01 | 2024-11-01 | Electric Storage Battery | Tesla | Tesla Powerwall |  |  | 2 |  |  |  | Lithium Ion |  | Inside
NJADRE1554782773 | Administratively Determined Incentive Program | UPPER SADDLE RIVER | 7458 | 7 | 8.2 | Residential | Behind the Meter | No | Net Metered Residential | Infinity Solar Systems |  | Orange Rockland Electric | Accepted | 2023-10-06 | 2023-11-01 | 2024-11-01 | Inverters | Enphase | IQ8PLUS-72-2-US | 290 |  | 20 |  |  | 0.97 |  | Outdoor
NJADRE1554782773 | Administratively Determined Incentive Program | UPPER SADDLE RIVER | 7458 | 7 | 8.2 | Residential | Behind the Meter | No | Net Metered Residential | Infinity Solar Systems |  | Orange Rockland Electric | Accepted | 2023-10-06 | 2023-11-01 | 2024-11-01 | Solar Panels | SEG SOLAR | SEG-410-BMD-HV |  | 0.41 | 4 | 181 | 40 |  | Fixed | Roof
NJADRE1554782773 | Administratively Determined Incentive Program | UPPER SADDLE RIVER | 7458 | 7 | 8.2 | Residential | Behind the Meter | No | Net Metered Residential | Infinity Solar Systems |  | Orange Rockland Electric | Accepted | 2023-10-06 | 2023-11-01 | 2024-11-01 | Solar Panels | SEG SOLAR | SEG-410-BMD-HV |  | 0.41 | 5 | 1 | 18 |  | Fixed | Roof
NJADRE1554782773 | Administratively Determined Incentive Program | UPPER SADDLE RIVER | 7458 | 7 | 8.2 | Residential | Behind the Meter | No | Net Metered Residential | Infinity Solar Systems |  | Orange Rockland Electric | Accepted | 2023-10-06 | 2023-11-01 | 2024-11-01 | Solar Panels | SEG SOLAR | SEG-410-BMD-HV |  | 0.41 | 5 | 181 | 25 |  | Fixed | Roof
NJADRE1554782773 | Administratively Determined Incentive Program | UPPER SADDLE RIVER | 7458 | 7 | 8.2 | Residential | Behind the Meter | No | Net Metered Residential | Infinity Solar Systems |  | Orange Rockland Electric | Accepted | 2023-10-06 | 2023-11-01 | 2024-11-01 | Solar Panels | SEG SOLAR | SEG-410-BMD-HV |  | 0.41 | 6 | 91 | 25 |  | Fixed | Roof
NJADRE1554782775 | Administratively Determined Incentive Program | MILLVILLE | 8332 | 20 | 7.29 | Residential | Behind the Meter | Yes | Net Metered Residential | Pro Custom Solar dba Momentum Solar |  | AC Electric | Accepted | 2023-10-06 | 2023-10-31 | 2024-10-31 | Solar Panels | Â Q. PEAK DUO BLK-G10+405` | hawnha |  | 0.405 | 14 | 215 | 5 |  | Fixed | Roof
NJADRE1554782775 | Administratively Determined Incentive Program | MILLVILLE | 8332 | 20 | 7.29 | Residential | Behind the Meter | Yes | Net Metered Residential | Pro Custom Solar dba Momentum Solar |  | AC Electric | Accepted | 2023-10-06 | 2023-10-31 | 2024-10-31 | Solar Panels | Â Q. PEAK DUO BLK-G10+405 | hanwha |  | 0.405 | 4 | 305 | 4 |  | Fixed | Roof
NJADRE1554782775 | Administratively Determined Incentive Program | MILLVILLE | 8332 | 20 | 7.29 | Residential | Behind the Meter | Yes | Net Metered Residential | Pro Custom Solar dba Momentum Solar |  | AC Electric | Accepted | 2023-10-06 | 2023-10-31 | 2024-10-31 | Inverters | IQ8PLUS-72-2-US | enphase | 290 |  | 18 |  |  | 0.97 |  | Outdoor
NJADRE1554782802 | Administratively Determined Incentive Program | SOMERSET | 8873 | 5 | 5.04 | Residential | Behind the Meter | Yes | Net Metered Residential | EMT Renewables |  | PSE&G | Accepted | 2023-10-06 | 2023-11-01 | 2024-11-01 | Inverters | ENPHASE | IQ7x | 315 |  | 12 |  |  | 0.98 |  | Other | UNDER EACH PANEL
NJADRE1554782802 | Administratively Determined Incentive Program | SOMERSET | 8873 | 5 | 5.04 | Residential | Behind the Meter | Yes | Net Metered Residential | EMT Renewables |  | PSE&G | Accepted | 2023-10-06 | 2023-11-01 | 2024-11-01 | Solar Panels | REC ALPHA | REC 420 |  | 0.42 | 3 | 218 | 33 |  | Fixed | Roof
NJADRE1554782802 | Administratively Determined Incentive Program | SOMERSET | 8873 | 5 | 5.04 | Residential | Behind the Meter | Yes | Net Metered Residential | EMT Renewables |  | PSE&G | Accepted | 2023-10-06 | 2023-11-01 | 2024-11-01 | Solar Panels | REC ALPHA | REC 420 |  | 0.42 | 4 | 129 | 19 |  | Fixed | Roof
NJADRE1554782802 | Administratively Determined Incentive Program | SOMERSET | 8873 | 5 | 5.04 | Residential | Behind the Meter | Yes | Net Metered Residential | EMT Renewables |  | PSE&G | Accepted | 2023-10-06 | 2023-11-01 | 2024-11-01 | Solar Panels | REC ALPHA | REC 420 |  | 0.42 | 2 | 129 | 19 |  | Fixed | Roof
NJADRE1554782802 | Administratively Determined Incentive Program | SOMERSET | 8873 | 5 | 5.04 | Residential | Behind the Meter | Yes | Net Metered Residential | EMT Renewables |  | PSE&G | Accepted | 2023-10-06 | 2023-11-01 | 2024-11-01 | Solar Panels | REC ALPHA | REC 420 |  | 0.42 | 1 | 38 | 33 |  | Fixed | Roof
NJADRE1554782802 | Administratively Determined Incentive Program | SOMERSET | 8873 | 5 | 5.04 | Residential | Behind the Meter | Yes | Net Metered Residential | EMT Renewables |  | PSE&G | Accepted | 2023-10-06 | 2023-11-01 | 2024-11-01 | Solar Panels | REC ALPHA | REC 420 |  | 0.42 | 2 | 218 | 20 |  | Fixed | Roof
NJADRE1554782915 | Administratively Determined Incentive Program | BURLINGTON CITY | 8016 | 13 | 5.67 | Residential | Behind the Meter | Yes | Net Metered Residential | Sunrun Installation Services, Inc. |  | PSE&G | Accepted | 2023-10-06 | 2023-11-01 | 2024-11-01 | Inverters | Delta Electronics | E4-TL-US | 4000 |  | 1 |  |  | 0.975 |  | Outdoor | next to meter
NJADRE1554782915 | Administratively Determined Incentive Program | BURLINGTON CITY | 8016 | 13 | 5.67 | Residential | Behind the Meter | Yes | Net Metered Residential | Sunrun Installation Services, Inc. |  | PSE&G | Accepted | 2023-10-06 | 2023-11-01 | 2024-11-01 | Solar Panels | HANWHA Q-CELLS | Q.PEAK DUO BLK ML-G10+ 405 |  | 0.405 | 14 | 300 | 21 |  | Fixed | Roof
NJADRE1554782916 | Administratively Determined Incentive Program | NORTH BRUNSWICK | 8902 | 11 | 11.34 | Residential | Behind the Meter | No | Net Metered Residential | Infinity Solar Systems |  | PSE&G | Accepted | 2023-10-06 | 2023-11-20 | 2024-11-20 | Inverters | Enphase | IQ8Plus-72-2-US | 290 |  | 28 |  |  | 0.97 |  | Outdoor
NJADRE1554782916 | Administratively Determined Incentive Program | NORTH BRUNSWICK | 8902 | 11 | 11.34 | Residential | Behind the Meter | No | Net Metered Residential | Infinity Solar Systems |  | PSE&G | Accepted | 2023-10-06 | 2023-11-20 | 2024-11-20 | Solar Panels | REC Solar | REC405AA Black |  | 0.405 | 10 | 151 | 40 |  | Fixed | Roof
NJADRE1554782916 | Administratively Determined Incentive Program | NORTH BRUNSWICK | 8902 | 11 | 11.34 | Residential | Behind the Meter | No | Net Metered Residential | Infinity Solar Systems |  | PSE&G | Accepted | 2023-10-06 | 2023-11-20 | 2024-11-20 | Solar Panels | REC Solar | REC405AA Black |  | 0.405 | 3 | 241 | 45 |  | Fixed | Roof
NJADRE1554782916 | Administratively Determined Incentive Program | NORTH BRUNSWICK | 8902 | 11 | 11.34 | Residential | Behind the Meter | No | Net Metered Residential | Infinity Solar Systems |  | PSE&G | Accepted | 2023-10-06 | 2023-11-20 | 2024-11-20 | Solar Panels | REC Solar | REC405AA Black |  | 0.405 | 7 | 151 | 40 |  | Fixed | Roof
NJADRE1554782916 | Administratively Determined Incentive Program | NORTH BRUNSWICK | 8902 | 11 | 11.34 | Residential | Behind the Meter | No | Net Metered Residential | Infinity Solar Systems |  | PSE&G | Accepted | 2023-10-06 | 2023-11-20 | 2024-11-20 | Solar Panels | REC Solar | REC405AA Black |  | 0.405 | 8 | 331 | 40 |  | Fixed | Roof
NJADRE1554782922 | Administratively Determined Incentive Program | PRINCETON | 8540 | 12 | 9.72 | Residential | Behind the Meter | No | Net Metered Residential | Sunwise Energy LLC |  | PSE&G | Accepted | 2023-10-11 | 2023-11-07 | 2024-11-07 | Solar Panels | Hanwha Q Cells | Q.PEAK DUO BLK ML-G10+ |  | 0.405 | 24 | 162 | 21 |  | Fixed | Roof
NJADRE1554782922 | Administratively Determined Incentive Program | PRINCETON | 8540 | 12 | 9.72 | Residential | Behind the Meter | No | Net Metered Residential | Sunwise Energy LLC |  | PSE&G | Accepted | 2023-10-11 | 2023-11-07 | 2024-11-07 | Inverters | Enphase Energy | IQ8A-72-2-US | 349 |  | 24 |  |  | 0.977 |  | Outside
NJADRE1554782925 | Administratively Determined Incentive Program | MOUNT LAUREL | 8054 | 13 | 9.43 | Residential | Behind the Meter | Yes | Net Metered Residential | Seapoint Solar Energy LLC |  | PSE&G | Accepted | 2023-10-06 | 2023-11-01 | 2024-11-01 | Solar Panels | SEG SOLAR | SEG-410-BMD-TB |  | 0.41 | 23 | 298 | 28 |  | Fixed | Roof
NJADRE1554782925 | Administratively Determined Incentive Program | MOUNT LAUREL | 8054 | 13 | 9.43 | Residential | Behind the Meter | Yes | Net Metered Residential | Seapoint Solar Energy LLC |  | PSE&G | Accepted | 2023-10-06 | 2023-11-01 | 2024-11-01 | Inverters | Enphase | 1Q8PLUS-72-2-US | 290 |  | 23 |  |  | 0.97 |  | Outdoor
NJADRE1554782925 | Administratively Determined Incentive Program | MOUNT LAUREL | 8054 | 13 | 9.43 | Residential | Behind the Meter | Yes | Net Metered Residential | Seapoint Solar Energy LLC |  | PSE&G | Accepted | 2023-10-06 | 2023-11-01 | 2024-11-01 | Meters | Enphase | X2-IQ-AM1-240-4 |  |  | 1 |  |  |  | Yes | Outdoor
NJADRE1554782930 | Administratively Determined Incentive Program | BRICK | 8723 | 18 | 9.6 | Residential | Behind the Meter | Yes | Net Metered Residential | SunnyMac LLC |  | JCP&L | Accepted | 2023-10-06 | 2023-11-01 | 2024-11-01 | Solar Panels | Q.PEAK DUO BLK ML-G10+400 | HANWHA |  | 0.4 | 10 | 116 | 19 |  | Fixed | Roof
NJADRE1554782930 | Administratively Determined Incentive Program | BRICK | 8723 | 18 | 9.6 | Residential | Behind the Meter | Yes | Net Metered Residential | SunnyMac LLC |  | JCP&L | Accepted | 2023-10-06 | 2023-11-01 | 2024-11-01 | Solar Panels | Q.PEAK DUO BLK ML-G10+400 | HANWHA |  | 0.4 | 9 | 296 | 19 |  | Fixed | Roof
NJADRE1554782930 | Administratively Determined Incentive Program | BRICK | 8723 | 18 | 9.6 | Residential | Behind the Meter | Yes | Net Metered Residential | SunnyMac LLC |  | JCP&L | Accepted | 2023-10-06 | 2023-11-01 | 2024-11-01 | Solar Panels | Q.PEAK DUO BLK ML-G10+400 | HANWHA |  | 0.4 | 5 | 116 | 19 |  | Fixed | Roof
NJADRE1554782930 | Administratively Determined Incentive Program | BRICK | 8723 | 18 | 9.6 | Residential | Behind the Meter | Yes | Net Metered Residential | SunnyMac LLC |  | JCP&L | Accepted | 2023-10-06 | 2023-11-01 | 2024-11-01 | Inverters | SE7600H-US | Solaredge | 7600 |  | 1 |  |  | 0.1 |  | Outdoor | next to meter
NJADRE1554782930 | Administratively Determined Incentive Program | BRICK | 8723 | 18 | 9.6 | Residential | Behind the Meter | Yes | Net Metered Residential | SunnyMac LLC |  | JCP&L | Accepted | 2023-10-06 | 2023-11-01 | 2024-11-01 | Meters | SE-RGMTR-1D-240C-B | Solaredge |  |  | 1 |  |  |  | Yes | Outdoor
NJADRE1554783135 | Administratively Determined Incentive Program | MOONACHIE | 7074 | 7 | 8.8 | Residential | Behind the Meter | No | Net Metered Residential | SunPower Corporation, Systems |  | PSE&G | Accepted | 2023-10-06 | 2023-11-01 | 2024-11-01 | Solar Panels | WAAREE ENERGIES LIMITED | WSMDI-400 |  | 0.4 | 20 | 176 | 28 |  | Fixed | Roof
NJADRE1554783135 | Administratively Determined Incentive Program | MOONACHIE | 7074 | 7 | 8.8 | Residential | Behind the Meter | No | Net Metered Residential | SunPower Corporation, Systems |  | PSE&G | Accepted | 2023-10-06 | 2023-11-01 | 2024-11-01 | Solar Panels | WAAREE ENERGIES LIMITED | WSMDI-400 |  | 0.4 | 2 | 176 | 26 |  | Fixed | Roof
NJADRE1554783135 | Administratively Determined Incentive Program | MOONACHIE | 7074 | 7 | 8.8 | Residential | Behind the Meter | No | Net Metered Residential | SunPower Corporation, Systems |  | PSE&G | Accepted | 2023-10-06 | 2023-11-01 | 2024-11-01 | Inverters | Enphase | IQ7HS-66-M-US | 384 |  | 22 |  |  | 0.97 |  | Other | Under Each Panel
NJADRE1554783135 | Administratively Determined Incentive Program | MOONACHIE | 7074 | 7 | 8.8 | Residential | Behind the Meter | No | Net Metered Residential | SunPower Corporation, Systems |  | PSE&G | Accepted | 2023-10-06 | 2023-11-01 | 2024-11-01 | Meters | Sunpower | PVS6 |  |  | 1 |  |  |  | Yes | Outdoor
NJADRE1554783139 | Administratively Determined Incentive Program | Whiting | 8759 | 18 | 18.63 | Residential | Behind the Meter | Yes | Net Metered Residential | Sunrun Installation Services, Inc. |  | JCP&L | Accepted | 2023-10-06 | 2023-11-01 | 2024-11-01 | Inverters | SolarEdge Technologies | SE7600H-USSN | 7600 |  | 1 |  |  | 0.96 |  | Outdoor | next to meter
NJADRE1554783139 | Administratively Determined Incentive Program | Whiting | 8759 | 18 | 18.63 | Residential | Behind the Meter | Yes | Net Metered Residential | Sunrun Installation Services, Inc. |  | JCP&L | Accepted | 2023-10-06 | 2023-11-01 | 2024-11-01 | Solar Panels | Hanwha Q Cells | Q.PEAK DUO BLK ML-G10+ 405 |  | 0.405 | 18 | 92 | 20 |  | Fixed | Roof
NJADRE1554783139 | Administratively Determined Incentive Program | Whiting | 8759 | 18 | 18.63 | Residential | Behind the Meter | Yes | Net Metered Residential | Sunrun Installation Services, Inc. |  | JCP&L | Accepted | 2023-10-06 | 2023-11-01 | 2024-11-01 | Solar Panels | Hanwha Q Cells | Q.PEAK DUO BLK ML-G10+ 405 |  | 0.405 | 2 | 92 | 20 |  | Fixed | Roof
NJADRE1554783139 | Administratively Determined Incentive Program | Whiting | 8759 | 18 | 18.63 | Residential | Behind the Meter | Yes | Net Metered Residential | Sunrun Installation Services, Inc. |  | JCP&L | Accepted | 2023-10-06 | 2023-11-01 | 2024-11-01 | Solar Panels | Hanwha Q Cells | Q.PEAK DUO BLK ML-G10+ 405 |  | 0.405 | 26 | 271 | 17 |  | Fixed | Roof
NJADRE1554783149 | Administratively Determined Incentive Program | PORT READING | 7064 | 11 | 3.78 | Residential | Behind the Meter | Yes | Net Metered Residential | EMT Renewables |  | PSE&G | Accepted | 2023-10-06 | 2023-11-01 | 2024-11-01 | Inverters | ENPHASE | IQ7x | 315 |  | 9 |  |  | 0.98 |  | Other | UNDER EACH PANEL
NJADRE1554783149 | Administratively Determined Incentive Program | PORT READING | 7064 | 11 | 3.78 | Residential | Behind the Meter | Yes | Net Metered Residential | EMT Renewables |  | PSE&G | Accepted | 2023-10-06 | 2023-11-01 | 2024-11-01 | Solar Panels | REC ALPHA | REC 420 |  | 0.42 | 9 | 192 | 19 |  | Fixed | Roof
NJADRE1554783168 | Administratively Determined Incentive Program | PENNSAUKEN | 8110 | 14 | 3.38 | Residential | Behind the Meter | Yes | Net Metered Residential | Sunrun Installation Services, Inc. |  | PSE&G | Accepted | 2023-10-06 | 2023-11-01 | 2024-11-01 | Inverters | SOLAREDGE TECHNOLOGIES | SE3800H-USMN | 3800 |  | 1 |  |  | 0.992 |  | Outdoor | next to meter
NJADRE1554783168 | Administratively Determined Incentive Program | PENNSAUKEN | 8110 | 14 | 3.38 | Residential | Behind the Meter | Yes | Net Metered Residential | Sunrun Installation Services, Inc. |  | PSE&G | Accepted | 2023-10-06 | 2023-11-01 | 2024-11-01 | Solar Panels | Vikram Solar | VSMDHT.60.375.05 |  | 0.375 | 9 | 239 | 30 |  | Fixed | Roof
NJADRE1554783190 | Administratively Determined Incentive Program | SWEDESBORO | 8085 | 15 | 11.75 | Residential | Behind the Meter | Yes | Net Metered Residential | Trinity Solar Inc. |  | AC Electric | Accepted | 2023-10-06 | 2023-11-01 | 2024-11-01 | Inverters | Solar Edge | SE10000H-US | 10000 |  | 1 |  |  | 0.96 |  | Outdoor
NJADRE1554783190 | Administratively Determined Incentive Program | SWEDESBORO | 8085 | 15 | 11.75 | Residential | Behind the Meter | Yes | Net Metered Residential | Trinity Solar Inc. |  | AC Electric | Accepted | 2023-10-06 | 2023-11-01 | 2024-11-01 | Solar Panels | HANWHA 405 (Q.PEAK DUO BLK ML-G10+ 405) | HANWHA 405 (Q.PEAK DUO BLK ML-G10+ 405) |  | 0.405 | 17 | 289 | 18 |  | Fixed | Roof
NJADRE1554783190 | Administratively Determined Incentive Program | SWEDESBORO | 8085 | 15 | 11.75 | Residential | Behind the Meter | Yes | Net Metered Residential | Trinity Solar Inc. |  | AC Electric | Accepted | 2023-10-06 | 2023-11-01 | 2024-11-01 | Solar Panels | HANWHA 405 (Q.PEAK DUO BLK ML-G10+ 405) | HANWHA 405 (Q.PEAK DUO BLK ML-G10+ 405) |  | 0.405 | 12 | 109 | 18 |  | Fixed | Roof
NJADRE1554783200 | Administratively Determined Incentive Program | PATERSON CITY | 7504 | 6 | 4.08 | Residential | Behind the Meter | Yes | Net Metered Residential | Sunrun Installation Services, Inc. |  | PSE&G | Accepted | 2023-10-06 | 2023-11-01 | 2024-11-01 | Solar Panels | JA Solar | JAM60S10-340/MR |  | 0.34 | 12 | 191 | 33 |  | Fixed | Roof
NJADRE1554783200 | Administratively Determined Incentive Program | PATERSON CITY | 7504 | 6 | 4.08 | Residential | Behind the Meter | Yes | Net Metered Residential | Sunrun Installation Services, Inc. |  | PSE&G | Accepted | 2023-10-06 | 2023-11-01 | 2024-11-01 | Inverters | SOLAREDGE TECHNOLOGIES | SE3800H-USS3 | 3800 |  | 1 |  |  | 0.92 |  | Outdoor
NJADRE1554783208 | Administratively Determined Incentive Program | NEWARK | 7112 | 9 | 10.44 | Residential | Behind the Meter | Yes | Net Metered Residential | SunPower Corporation, Systems |  | PSE&G | Accepted | 2023-10-06 | 2023-11-03 | 2024-11-03 | Solar Panels | Sunpower | SPR-M-435-H-AC |  | 0.435 | 2 | 211 | 28 |  | Fixed | Roof
NJADRE1554783208 | Administratively Determined Incentive Program | NEWARK | 7112 | 9 | 10.44 | Residential | Behind the Meter | Yes | Net Metered Residential | SunPower Corporation, Systems |  | PSE&G | Accepted | 2023-10-06 | 2023-11-03 | 2024-11-03 | Solar Panels | Sunpower | SPR-M-435-H-AC |  | 0.435 | 13 | 121 | 15 |  | Fixed | Roof
NJADRE1554783208 | Administratively Determined Incentive Program | NEWARK | 7112 | 9 | 10.44 | Residential | Behind the Meter | Yes | Net Metered Residential | SunPower Corporation, Systems |  | PSE&G | Accepted | 2023-10-06 | 2023-11-03 | 2024-11-03 | Solar Panels | Sunpower | SPR-M-435-H-AC |  | 0.435 | 9 | 121 | 1 |  | Fixed | Roof
NJADRE1554783208 | Administratively Determined Incentive Program | NEWARK | 7112 | 9 | 10.44 | Residential | Behind the Meter | Yes | Net Metered Residential | SunPower Corporation, Systems |  | PSE&G | Accepted | 2023-10-06 | 2023-11-03 | 2024-11-03 | Inverters | Enphase | IQ7HS-66-ACM-US | 384 |  | 24 |  |  | 0.97 |  | Other | Under Each Panel
NJADRE1554783211 | Administratively Determined Incentive Program | WILLINGBORO | 8046 | 13 | 4.05 | Residential | Behind the Meter | No | Net Metered Residential | Sunwise Energy LLC |  | PSE&G | Accepted | 2023-11-01 | 2023-11-30 | 2024-11-30 | Solar Panels | Hanwha Q Cells | Q.PEAK DUO BLK ML-G10+ |  | 0.405 | 10 | 140 | 45 |  | Fixed | Roof
NJADRE1554783211 | Administratively Determined Incentive Program | WILLINGBORO | 8046 | 13 | 4.05 | Residential | Behind the Meter | No | Net Metered Residential | Sunwise Energy LLC |  | PSE&G | Accepted | 2023-11-01 | 2023-11-30 | 2024-11-30 | Inverters | Enphase Energy | IQ8A-72-2-US | 349 |  | 10 |  |  | 0.977 |  | Outside
NJADRE1554783212 | Administratively Determined Incentive Program | RIDGEFIELD PARK | 7660 | 7 | 7.14 | Residential | Behind the Meter | No | Net Metered Residential | EMT Renewables |  | PSE&G | Accepted | 2023-10-06 | 2023-11-01 | 2024-11-01 | Inverters | ENPHASE | IQ7x | 315 |  | 17 |  |  | 0.98 |  | Other | UNDER EACH PANEL
NJADRE1554783212 | Administratively Determined Incentive Program | RIDGEFIELD PARK | 7660 | 7 | 7.14 | Residential | Behind the Meter | No | Net Metered Residential | EMT Renewables |  | PSE&G | Accepted | 2023-10-06 | 2023-11-01 | 2024-11-01 | Solar Panels | REC ALPHA | REC 420 |  | 0.42 | 12 | 110 | 26 |  | Fixed | Roof
NJADRE1554783212 | Administratively Determined Incentive Program | RIDGEFIELD PARK | 7660 | 7 | 7.14 | Residential | Behind the Meter | No | Net Metered Residential | EMT Renewables |  | PSE&G | Accepted | 2023-10-06 | 2023-11-01 | 2024-11-01 | Solar Panels | REC ALPHA | REC 420 |  | 0.42 | 5 | 290 | 26 |  | Fixed | Roof
NJADRE1554783252 | Administratively Determined Incentive Program | WOODBURY | 8096 | 15 | 11.25 | Residential | Behind the Meter | No | Net Metered Residential | Freedom Forever New Jersey LLC |  | PSE&G | Accepted | 2023-10-06 | 2023-11-01 | 2024-11-01 | Inverters | Solar Edge | SE7600H-USRGM | 7600 |  | 1 |  |  | 0.99 |  | Outdoor
NJADRE1554783252 | Administratively Determined Incentive Program | WOODBURY | 8096 | 15 | 11.25 | Residential | Behind the Meter | No | Net Metered Residential | Freedom Forever New Jersey LLC |  | PSE&G | Accepted | 2023-10-06 | 2023-11-01 | 2024-11-01 | Solar Panels | REC Solar | REC375TP2SM72 |  | 0.375 | 12 | 209 | 34 |  | Fixed | Roof
NJADRE1554783252 | Administratively Determined Incentive Program | WOODBURY | 8096 | 15 | 11.25 | Residential | Behind the Meter | No | Net Metered Residential | Freedom Forever New Jersey LLC |  | PSE&G | Accepted | 2023-10-06 | 2023-11-01 | 2024-11-01 | Solar Panels | REC Solar | REC375TP2SM72 |  | 0.375 | 10 | 29 | 34 |  | Fixed | Roof
NJADRE1554783252 | Administratively Determined Incentive Program | WOODBURY | 8096 | 15 | 11.25 | Residential | Behind the Meter | No | Net Metered Residential | Freedom Forever New Jersey LLC |  | PSE&G | Accepted | 2023-10-06 | 2023-11-01 | 2024-11-01 | Solar Panels | REC Solar | REC375TP2SM72 |  | 0.375 | 8 | 209 | 7 |  | Fixed | Roof
NJADRE1554783725 | Administratively Determined Incentive Program | VERONA | 7044 | 9 | 7.56 | Residential | Behind the Meter | No | Net Metered Residential | EMT Renewables |  | PSE&G | Accepted | 2023-10-06 | 2023-11-01 | 2024-11-01 | Inverters | ENPHASE | IQ7x | 315 |  | 18 |  |  | 0.98 |  | Other | UNDER EACH PANEL
NJADRE1554783725 | Administratively Determined Incentive Program | VERONA | 7044 | 9 | 7.56 | Residential | Behind the Meter | No | Net Metered Residential | EMT Renewables |  | PSE&G | Accepted | 2023-10-06 | 2023-11-01 | 2024-11-01 | Solar Panels | REC ALPHA | REC 420 |  | 0.42 | 16 | 202 | 32 |  | Fixed | Roof
NJADRE1554783725 | Administratively Determined Incentive Program | VERONA | 7044 | 9 | 7.56 | Residential | Behind the Meter | No | Net Metered Residential | EMT Renewables |  | PSE&G | Accepted | 2023-10-06 | 2023-11-01 | 2024-11-01 | Solar Panels | REC ALPHA | REC 420 |  | 0.42 | 2 | 111 | 20 |  | Fixed | Roof
NJADRE1554783742 | Administratively Determined Incentive Program | NORTH BERGEN | 7047 | 8 | 2.28 | Residential | Behind the Meter | Yes | Net Metered Residential | Freedom Forever New Jersey LLC |  | PSE&G | Accepted | 2023-10-06 | 2023-11-01 | 2024-11-01 | Inverters | Enphase | IQ8PLUS-72-2-US | 290 |  | 6 |  |  | 0.99 |  | Outdoor
NJADRE1554783742 | Administratively Determined Incentive Program | NORTH BERGEN | 7047 | 8 | 2.28 | Residential | Behind the Meter | Yes | Net Metered Residential | Freedom Forever New Jersey LLC |  | PSE&G | Accepted | 2023-10-06 | 2023-11-01 | 2024-11-01 | Solar Panels | JInko Solar | JKM380M-6RL3-B |  | 0.38 | 6 | 118 | 10 |  | Fixed | Roof
NJADRE1554783743 | Administratively Determined Incentive Program | MILLVILLE | 8332 | 20 | 9.72 | Residential | Behind the Meter | Yes | Net Metered Residential | Pro Custom Solar dba Momentum Solar |  | AC Electric | Accepted | 2023-10-06 | 2023-11-01 | 2024-11-01 | Solar Panels | Â Q. PEAK DUO BLK-G10+405 | hanwha |  | 0.405 | 24 | 103 | 20 |  | Fixed | Roof
NJADRE1554783743 | Administratively Determined Incentive Program | MILLVILLE | 8332 | 20 | 9.72 | Residential | Behind the Meter | Yes | Net Metered Residential | Pro Custom Solar dba Momentum Solar |  | AC Electric | Accepted | 2023-10-06 | 2023-11-01 | 2024-11-01 | Inverters | IQ8PLUS-72-2-US | enphase | 290 |  | 24 |  |  | 0.97 |  | Outdoor
NJADRE1554783744 | Administratively Determined Incentive Program | NEW PROVIDENCE | 7974 | 10 | 12.8 | Residential | Behind the Meter | Yes | Net Metered Residential | SunnyMac LLC |  | PSE&G | Accepted | 2023-10-06 | 2023-11-01 | 2024-11-01 | Solar Panels | Q.PEAK DUO BLK ML-G10+400 | HANWHA |  | 0.4 | 16 | 79 | 34 |  | Fixed | Roof
NJADRE1554783744 | Administratively Determined Incentive Program | NEW PROVIDENCE | 7974 | 10 | 12.8 | Residential | Behind the Meter | Yes | Net Metered Residential | SunnyMac LLC |  | PSE&G | Accepted | 2023-10-06 | 2023-11-01 | 2024-11-01 | Solar Panels | Q.PEAK DUO BLK ML-G10+400 | HANWHA |  | 0.4 | 11 | 259 | 34 |  | Fixed | Roof
NJADRE1554783744 | Administratively Determined Incentive Program | NEW PROVIDENCE | 7974 | 10 | 12.8 | Residential | Behind the Meter | Yes | Net Metered Residential | SunnyMac LLC |  | PSE&G | Accepted | 2023-10-06 | 2023-11-01 | 2024-11-01 | Solar Panels | Q.PEAK DUO BLK ML-G10+400 | HANWHA |  | 0.4 | 5 | 259 | 14 |  | Fixed | Roof
NJADRE1554783744 | Administratively Determined Incentive Program | NEW PROVIDENCE | 7974 | 10 | 12.8 | Residential | Behind the Meter | Yes | Net Metered Residential | SunnyMac LLC |  | PSE&G | Accepted | 2023-10-06 | 2023-11-01 | 2024-11-01 | Inverters | SE10000H-US | Solaredge | 10000 |  | 1 |  |  | 0.1 |  | Outdoor | NEXT TO METER
NJADRE1554783785 | Administratively Determined Incentive Program | PHILLIPSBURG | 8865 | 2 | 12.92 | Residential | Behind the Meter | Yes | Net Metered Residential | Freedom Forever New Jersey LLC |  | PSE&G | Accepted | 2023-10-06 | 2023-11-01 | 2024-11-01 | Inverters | Solar Edge | SE10000H-USRGM | 10000 |  | 1 |  |  | 0.99 |  | Outdoor
NJADRE1554783785 | Administratively Determined Incentive Program | PHILLIPSBURG | 8865 | 2 | 12.92 | Residential | Behind the Meter | Yes | Net Metered Residential | Freedom Forever New Jersey LLC |  | PSE&G | Accepted | 2023-10-06 | 2023-11-01 | 2024-11-01 | Solar Panels | Jinko Solar | JKM380M-6RL3-B |  | 0.38 | 6 | 155 | 23 |  | Fixed | Roof
NJADRE1554783785 | Administratively Determined Incentive Program | PHILLIPSBURG | 8865 | 2 | 12.92 | Residential | Behind the Meter | Yes | Net Metered Residential | Freedom Forever New Jersey LLC |  | PSE&G | Accepted | 2023-10-06 | 2023-11-01 | 2024-11-01 | Solar Panels | Jinko Solar | JKM380M-6RL3-B |  | 0.38 | 12 | 66 | 23 |  | Fixed | Roof
NJADRE1554783785 | Administratively Determined Incentive Program | PHILLIPSBURG | 8865 | 2 | 12.92 | Residential | Behind the Meter | Yes | Net Metered Residential | Freedom Forever New Jersey LLC |  | PSE&G | Accepted | 2023-10-06 | 2023-11-01 | 2024-11-01 | Solar Panels | Jinko Solar | JKM380M-6RL3-B |  | 0.38 | 16 | 246 | 23 |  | Fixed | Roof
NJADRE1554783799 | Administratively Determined Incentive Program | SEA GIRT | 8750 | 17 | 8.46 | Residential | Behind the Meter | No | Net Metered Residential | GAF Energy |  | JCP&L | Accepted | 2023-10-06 | 2023-11-02 | 2024-11-02 | Inverters | Delta | M6-TL-US | 6000 |  | 1 |  |  | 0.975 |  | Outdoor
NJADRE1554783799 | Administratively Determined Incentive Program | SEA GIRT | 8750 | 17 | 8.46 | Residential | Behind the Meter | No | Net Metered Residential | GAF Energy |  | JCP&L | Accepted | 2023-10-06 | 2023-11-02 | 2024-11-02 | Inverters | Delta | M4-TL-US | 4000 |  | 1 |  |  | 0.975 |  | Outdoor
NJADRE1554783799 | Administratively Determined Incentive Program | SEA GIRT | 8750 | 17 | 8.46 | Residential | Behind the Meter | No | Net Metered Residential | GAF Energy |  | JCP&L | Accepted | 2023-10-06 | 2023-11-02 | 2024-11-02 | Solar Panels | GAF Energy | TLS-1 |  | 0.046 | 172 | 294 | 30 |  | Fixed | Roof
NJADRE1554783799 | Administratively Determined Incentive Program | SEA GIRT | 8750 | 17 | 8.46 | Residential | Behind the Meter | No | Net Metered Residential | GAF Energy |  | JCP&L | Accepted | 2023-10-06 | 2023-11-02 | 2024-11-02 | Solar Panels | GAF Energy | TLS-1 |  | 0.046 | 12 | 24 | 30 |  | Fixed | Roof
NJADRE1554783802 | Administratively Determined Incentive Program | BURLINGTON CITY | 8016 | 13 | 4.5 | Residential | Behind the Meter | Yes | Net Metered Residential | Sunrun Installation Services, Inc. |  | PSE&G | Accepted | 2023-10-06 | 2023-11-01 | 2024-11-01 | Inverters | SOLAREDGE TECHNOLOGIES | SE3800H-USMN | 3800 |  | 1 |  |  | 0.992 |  | Outdoor | next to meter
NJADRE1554783802 | Administratively Determined Incentive Program | BURLINGTON CITY | 8016 | 13 | 4.5 | Residential | Behind the Meter | Yes | Net Metered Residential | Sunrun Installation Services, Inc. |  | PSE&G | Accepted | 2023-10-06 | 2023-11-01 | 2024-11-01 | Solar Panels | Vikram Solar | VSMDHT.60.375.05 |  | 0.375 | 6 | 1 | 25 |  | Fixed | Roof
NJADRE1554783802 | Administratively Determined Incentive Program | BURLINGTON CITY | 8016 | 13 | 4.5 | Residential | Behind the Meter | Yes | Net Metered Residential | Sunrun Installation Services, Inc. |  | PSE&G | Accepted | 2023-10-06 | 2023-11-01 | 2024-11-01 | Solar Panels | Vikram Solar | VSMDHT.60.375.05 |  | 0.375 | 6 | 181 | 20 |  | Fixed | Roof
NJADRE1554783811 | Administratively Determined Incentive Program | ATCO | 8004 | 14 | 6.32 | Residential | Behind the Meter | Yes | Net Metered Residential | Sunrun Installation Services, Inc. |  | AC Electric | Accepted | 2023-10-06 | 2023-11-01 | 2024-11-01 | Inverters | SOLAREDGE TECHNOLOGIES | SE6000H-USSN | 6000 |  | 1 |  |  | 0.99 |  | Outdoor | Next To Meter
NJADRE1554783811 | Administratively Determined Incentive Program | ATCO | 8004 | 14 | 6.32 | Residential | Behind the Meter | Yes | Net Metered Residential | Sunrun Installation Services, Inc. |  | AC Electric | Accepted | 2023-10-06 | 2023-11-01 | 2024-11-01 | Solar Panels | TRINA SOLAR | TSM-395DE09C.07 |  | 0.395 | 6 | 262 | 26 |  | Fixed | Roof
NJADRE1554783811 | Administratively Determined Incentive Program | ATCO | 8004 | 14 | 6.32 | Residential | Behind the Meter | Yes | Net Metered Residential | Sunrun Installation Services, Inc. |  | AC Electric | Accepted | 2023-10-06 | 2023-11-01 | 2024-11-01 | Solar Panels | TRINA SOLAR | TSM-395DE09C.07 |  | 0.395 | 10 | 82 | 26 |  | Fixed | Roof
NJADRE1554783835 | Administratively Determined Incentive Program | UNION | 7083 | 10 | 16.2 | Residential | Behind the Meter | Yes | Net Metered Residential | Pro Custom Solar dba Momentum Solar |  | PSE&G | Accepted | 2023-10-06 | 2023-11-01 | 2024-11-01 | Solar Panels | Â Q. PEAK DUO BLK-G10+405 | hawnha |  | 0.405 | 16 | 118 | 36 |  | Fixed | Roof
NJADRE1554783835 | Administratively Determined Incentive Program | UNION | 7083 | 10 | 16.2 | Residential | Behind the Meter | Yes | Net Metered Residential | Pro Custom Solar dba Momentum Solar |  | PSE&G | Accepted | 2023-10-06 | 2023-11-01 | 2024-11-01 | Solar Panels | Â Q. PEAK DUO BLK-G10+405 | hawnha |  | 0.405 | 4 | 298 | 36 |  | Fixed | Roof
NJADRE1554783835 | Administratively Determined Incentive Program | UNION | 7083 | 10 | 16.2 | Residential | Behind the Meter | Yes | Net Metered Residential | Pro Custom Solar dba Momentum Solar |  | PSE&G | Accepted | 2023-10-06 | 2023-11-01 | 2024-11-01 | Solar Panels | Â Q. PEAK DUO BLK-G10+405 | hanwha |  | 0.405 | 12 | 121 | 28 |  | Fixed | Roof
NJADRE1554783835 | Administratively Determined Incentive Program | UNION | 7083 | 10 | 16.2 | Residential | Behind the Meter | Yes | Net Metered Residential | Pro Custom Solar dba Momentum Solar |  | PSE&G | Accepted | 2023-10-06 | 2023-11-01 | 2024-11-01 | Solar Panels | Â Q. PEAK DUO BLK-G10+405 | hawnha |  | 0.405 | 8 | 301 | 28 |  | Fixed | Roof
NJADRE1554783835 | Administratively Determined Incentive Program | UNION | 7083 | 10 | 16.2 | Residential | Behind the Meter | Yes | Net Metered Residential | Pro Custom Solar dba Momentum Solar |  | PSE&G | Accepted | 2023-10-06 | 2023-11-01 | 2024-11-01 | Inverters | IQ8PLUS-72-2-US | enphase | 290 |  | 40 |  |  | 0.97 |  | Outdoor
NJADRE1554783848 | Administratively Determined Incentive Program | LINDENWOLD | 8021 | 14 | 3.75 | Residential | Behind the Meter | Yes | Net Metered Residential | Sunrun Installation Services, Inc. |  | AC Electric | Accepted | 2023-10-06 | 2023-11-01 | 2024-11-01 | Inverters | SOLAREDGE TECHNOLOGIES | SE3800H-USSN | 3800 |  | 1 |  |  | 0.99 |  | Outdoor | Next To Meter
NJADRE1554783848 | Administratively Determined Incentive Program | LINDENWOLD | 8021 | 14 | 3.75 | Residential | Behind the Meter | Yes | Net Metered Residential | Sunrun Installation Services, Inc. |  | AC Electric | Accepted | 2023-10-06 | 2023-11-01 | 2024-11-01 | Solar Panels | VIKRAM SOLAR | VSMDHT.60.375.05 |  | 0.375 | 10 | 205 | 19 |  | Fixed | Roof
NJADRE1554783898 | Administratively Determined Incentive Program | ERIAL | 8081 | 14 | 10.88 | Residential | Behind the Meter | Yes | Net Metered Residential | Sunrun Installation Services, Inc. |  | AC Electric | Accepted | 2023-10-06 | 2023-11-01 | 2024-11-01 | Inverters | SOLAREDGE TECHNOLOGIES | SE3800H-USMN | 3800 |  | 2 |  |  | 0.99 |  | Outdoor | Next To Meter
NJADRE1554783898 | Administratively Determined Incentive Program | ERIAL | 8081 | 14 | 10.88 | Residential | Behind the Meter | Yes | Net Metered Residential | Sunrun Installation Services, Inc. |  | AC Electric | Accepted | 2023-10-06 | 2023-11-01 | 2024-11-01 | Solar Panels | VIKRAM SOLAR | VSMDHT.60.375.05 |  | 0.375 | 15 | 159 | 34 |  | Fixed | Roof
NJADRE1554783898 | Administratively Determined Incentive Program | ERIAL | 8081 | 14 | 10.88 | Residential | Behind the Meter | Yes | Net Metered Residential | Sunrun Installation Services, Inc. |  | AC Electric | Accepted | 2023-10-06 | 2023-11-01 | 2024-11-01 | Solar Panels | VIKRAM SOLAR | VSMDHT.60.375.05 |  | 0.375 | 14 | 339 | 34 |  | Fixed | Roof
NJADRE1554783927 | Administratively Determined Incentive Program | PARAMUS | 7652 | 7 | 10.67 | Residential | Behind the Meter | Yes | Net Metered Residential | Sunrun Installation Services, Inc. |  | PSE&G | Accepted | 2023-10-06 | 2023-11-01 | 2024-11-01 | Inverters | SOLAREDGE TECHNOLOGIES | SE7600H-USSN | 7600 |  | 1 |  |  | 0.99 |  | Outdoor | Next To Meter
NJADRE1554783927 | Administratively Determined Incentive Program | PARAMUS | 7652 | 7 | 10.67 | Residential | Behind the Meter | Yes | Net Metered Residential | Sunrun Installation Services, Inc. |  | PSE&G | Accepted | 2023-10-06 | 2023-11-01 | 2024-11-01 | Solar Panels | TRINA SOLAR | TSM-395DE09C.07 |  | 0.395 | 11 | 199 | 30 |  | Fixed | Roof
NJADRE1554783927 | Administratively Determined Incentive Program | PARAMUS | 7652 | 7 | 10.67 | Residential | Behind the Meter | Yes | Net Metered Residential | Sunrun Installation Services, Inc. |  | PSE&G | Accepted | 2023-10-06 | 2023-11-01 | 2024-11-01 | Solar Panels | TRINA SOLAR | TSM-395DE09C.07 |  | 0.395 | 7 | 288 | 35 |  | Fixed | Roof
NJADRE1554783927 | Administratively Determined Incentive Program | PARAMUS | 7652 | 7 | 10.67 | Residential | Behind the Meter | Yes | Net Metered Residential | Sunrun Installation Services, Inc. |  | PSE&G | Accepted | 2023-10-06 | 2023-11-01 | 2024-11-01 | Solar Panels | TRINA SOLAR | TSM-395DE09C.07 |  | 0.395 | 7 | 111 | 35 |  | Fixed | Roof
NJADRE1554783927 | Administratively Determined Incentive Program | PARAMUS | 7652 | 7 | 10.67 | Residential | Behind the Meter | Yes | Net Metered Residential | Sunrun Installation Services, Inc. |  | PSE&G | Accepted | 2023-10-06 | 2023-11-01 | 2024-11-01 | Solar Panels | TRINA SOLAR | TSM-395DE09C.07 |  | 0.395 | 2 | 18 | 13 |  | Fixed | Roof
NJADRE1554783950 | Administratively Determined Incentive Program | ORADELL | 7649 | 7 | 5.27 | Residential | Behind the Meter | Yes | Net Metered Residential | Sunrun Installation Services, Inc. |  | PSE&G | Accepted | 2023-10-06 | 2023-11-01 | 2024-11-01 | Inverters | SolarEdge Technologies | SE3800H-USMN | 3800 |  | 1 |  |  | 0.99 |  | Outdoor
NJADRE1554783950 | Administratively Determined Incentive Program | ORADELL | 7649 | 7 | 5.27 | Residential | Behind the Meter | Yes | Net Metered Residential | Sunrun Installation Services, Inc. |  | PSE&G | Accepted | 2023-10-06 | 2023-11-01 | 2024-11-01 | Solar Panels | Hanwha Q-Cells | Q.PEAK DUO BLK ML-G10+ 405 |  | 0.405 | 13 | 200 | 36 |  | Fixed | Roof
NJADRE1554783951 | Administratively Determined Incentive Program | BROWNS MILLS | 8015 | 13 | 12.25 | Residential | Behind the Meter | Yes | Net Metered Residential | Sunrun Installation Services, Inc. |  | JCP&L | Accepted | 2023-10-06 | 2023-11-01 | 2024-11-01 | Inverters | Delta Electronics | E10-TL-US | 9600 |  | 1 |  |  | 0.96 |  | Outdoor | Next To Meter
NJADRE1554783951 | Administratively Determined Incentive Program | BROWNS MILLS | 8015 | 13 | 12.25 | Residential | Behind the Meter | Yes | Net Metered Residential | Sunrun Installation Services, Inc. |  | JCP&L | Accepted | 2023-10-06 | 2023-11-01 | 2024-11-01 | Solar Panels | Trina Solar | TSM-395DE09C.07 |  | 0.395 | 8 | 211 | 23 |  | Fixed | Roof
NJADRE1554783951 | Administratively Determined Incentive Program | BROWNS MILLS | 8015 | 13 | 12.25 | Residential | Behind the Meter | Yes | Net Metered Residential | Sunrun Installation Services, Inc. |  | JCP&L | Accepted | 2023-10-06 | 2023-11-01 | 2024-11-01 | Solar Panels | Trina Solar | TSM-395DE09C.07 |  | 0.395 | 9 | 211 | 24 |  | Fixed | Roof
NJADRE1554783951 | Administratively Determined Incentive Program | BROWNS MILLS | 8015 | 13 | 12.25 | Residential | Behind the Meter | Yes | Net Metered Residential | Sunrun Installation Services, Inc. |  | JCP&L | Accepted | 2023-10-06 | 2023-11-01 | 2024-11-01 | Solar Panels | Trina Solar | TSM-395DE09C.07 |  | 0.395 | 14 | 31 | 23 |  | Fixed | Roof
NJADRE1554783952 | Administratively Determined Incentive Program | LODI | 7644 | 7 | 7.9 | Residential | Behind the Meter | Yes | Net Metered Residential | Sunrun Installation Services, Inc. |  | PSE&G | Accepted | 2023-10-06 | 2023-11-06 | 2024-11-06 | Electric Storage Battery | Tesla | Powerwall 2 AC |  |  | 2 |  |  |  | Lithium Ion |  | outside
NJADRE1554783952 | Administratively Determined Incentive Program | LODI | 7644 | 7 | 7.9 | Residential | Behind the Meter | Yes | Net Metered Residential | Sunrun Installation Services, Inc. |  | PSE&G | Accepted | 2023-10-06 | 2023-11-06 | 2024-11-06 | Inverters | SolarEdge Technologies | SE6000H-USSN | 6000 |  | 1 |  |  | 0.96 |  | Outdoor | Next To Meter
NJADRE1554783952 | Administratively Determined Incentive Program | LODI | 7644 | 7 | 7.9 | Residential | Behind the Meter | Yes | Net Metered Residential | Sunrun Installation Services, Inc. |  | PSE&G | Accepted | 2023-10-06 | 2023-11-06 | 2024-11-06 | Solar Panels | Trina Solar | TSM-395DE09C.07 |  | 0.395 | 12 | 218 | 36 |  | Fixed | Roof
NJADRE1554783952 | Administratively Determined Incentive Program | LODI | 7644 | 7 | 7.9 | Residential | Behind the Meter | Yes | Net Metered Residential | Sunrun Installation Services, Inc. |  | PSE&G | Accepted | 2023-10-06 | 2023-11-06 | 2024-11-06 | Solar Panels | Trina Solar | TSM-395DE09C.07 |  | 0.395 | 4 | 38 | 19 |  | Fixed | Roof
NJADRE1554783952 | Administratively Determined Incentive Program | LODI | 7644 | 7 | 7.9 | Residential | Behind the Meter | Yes | Net Metered Residential | Sunrun Installation Services, Inc. |  | PSE&G | Accepted | 2023-10-06 | 2023-11-06 | 2024-11-06 | Solar Panels | Trina Solar | TSM-395DE09C.07 |  | 0.395 | 4 | 218 | 19 |  | Fixed | Roof
NJADRE1554783953 | Administratively Determined Incentive Program | PENNSVILLE TOWNSHIP | 8070 | 16 | 5.27 | Residential | Behind the Meter | Yes | Net Metered Residential | Sunrun Installation Services, Inc. |  | AC Electric | Accepted | 2023-10-06 | 2023-11-01 | 2024-11-01 | Inverters | SolarEdge Technologies | SE3800H-USSN | 3800 |  | 1 |  |  | 0.99 |  | Outdoor
NJADRE1554783953 | Administratively Determined Incentive Program | PENNSVILLE TOWNSHIP | 8070 | 16 | 5.27 | Residential | Behind the Meter | Yes | Net Metered Residential | Sunrun Installation Services, Inc. |  | AC Electric | Accepted | 2023-10-06 | 2023-11-01 | 2024-11-01 | Solar Panels | Hanwha Q-Cells | Q.PEAK DUO BLK ML-G10+ 405 |  | 0.405 | 13 | 218.882 | 33 |  | Fixed | Roof
NJADRE1554783957 | Administratively Determined Incentive Program | MANCHESTER TOWNSHIP | 8759 | 18 | 12 | Residential | Behind the Meter | Yes | Net Metered Residential | Sunrun Installation Services, Inc. |  | JCP&L | Accepted | 2023-10-06 | 2023-11-01 | 2024-11-01 | Inverters | SolarEdge Technologies | SE10000H-USSN | 10000 |  | 1 |  |  | 0.96 |  | Outdoor | Next To Meter
NJADRE1554783957 | Administratively Determined Incentive Program | MANCHESTER TOWNSHIP | 8759 | 18 | 12 | Residential | Behind the Meter | Yes | Net Metered Residential | Sunrun Installation Services, Inc. |  | JCP&L | Accepted | 2023-10-06 | 2023-11-01 | 2024-11-01 | Solar Panels | Vikram Solar | VSMDHT.60.375.05 |  | 0.375 | 11 | 232 | 24 |  | Fixed | Roof
NJADRE1554783957 | Administratively Determined Incentive Program | MANCHESTER TOWNSHIP | 8759 | 18 | 12 | Residential | Behind the Meter | Yes | Net Metered Residential | Sunrun Installation Services, Inc. |  | JCP&L | Accepted | 2023-10-06 | 2023-11-01 | 2024-11-01 | Solar Panels | Vikram Solar | VSMDHT.60.375.05 |  | 0.375 | 5 | 323 | 33 |  | Fixed | Roof
NJADRE1554783957 | Administratively Determined Incentive Program | MANCHESTER TOWNSHIP | 8759 | 18 | 12 | Residential | Behind the Meter | Yes | Net Metered Residential | Sunrun Installation Services, Inc. |  | JCP&L | Accepted | 2023-10-06 | 2023-11-01 | 2024-11-01 | Solar Panels | Vikram Solar | VSMDHT.60.375.05 |  | 0.375 | 5 | 143 | 34 |  | Fixed | Roof
NJADRE1554783957 | Administratively Determined Incentive Program | MANCHESTER TOWNSHIP | 8759 | 18 | 12 | Residential | Behind the Meter | Yes | Net Metered Residential | Sunrun Installation Services, Inc. |  | JCP&L | Accepted | 2023-10-06 | 2023-11-01 | 2024-11-01 | Solar Panels | Vikram Solar | VSMDHT.60.375.05 |  | 0.375 | 11 | 52 | 25 |  | Fixed | Roof
NJADRE1554788442 | Administratively Determined Incentive Program | MOUNT LAUREL | 8054 | 13 | 6 | Residential | Behind the Meter | Yes | Net Metered Residential | Suntuity Solar LLC |  | PSE&G | Accepted | 2023-10-07 | 2023-11-01 | 2024-11-01 | Inverters | ENPHASE | IQ8PLUS-72-2-US | 290 |  | 15 |  |  | 0.97 |  | Outdoor | Behind the PV modules
NJADRE1554788442 | Administratively Determined Incentive Program | MOUNT LAUREL | 8054 | 13 | 6 | Residential | Behind the Meter | Yes | Net Metered Residential | Suntuity Solar LLC |  | PSE&G | Accepted | 2023-10-07 | 2023-11-01 | 2024-11-01 | Solar Panels | CANADIANSOLAR | CS6R-400MS-HL |  | 0.4 | 5 | 141 | 30 |  | Fixed | Roof
NJADRE1554788442 | Administratively Determined Incentive Program | MOUNT LAUREL | 8054 | 13 | 6 | Residential | Behind the Meter | Yes | Net Metered Residential | Suntuity Solar LLC |  | PSE&G | Accepted | 2023-10-07 | 2023-11-01 | 2024-11-01 | Solar Panels | CANADIANSOLAR | CS6R-400MS-HL |  | 0.4 | 6 | 141 | 30 |  | Fixed | Roof
NJADRE1554788442 | Administratively Determined Incentive Program | MOUNT LAUREL | 8054 | 13 | 6 | Residential | Behind the Meter | Yes | Net Metered Residential | Suntuity Solar LLC |  | PSE&G | Accepted | 2023-10-07 | 2023-11-01 | 2024-11-01 | Solar Panels | CANADIANSOLAR | CS6R-400MS-HL |  | 0.4 | 4 | 231 | 30 |  | Fixed | Roof
NJADRE1554788444 | Administratively Determined Incentive Program | FORDS | 8863 | 11 | 5.6 | Residential | Behind the Meter | Yes | Net Metered Residential | Suntuity Solar LLC |  | PSE&G | Accepted | 2023-10-07 | 2023-11-01 | 2024-11-01 | Inverters | ENPHASE | IQ8PLUS-72-2-US | 290 |  | 14 |  |  | 0.97 |  | Outdoor | Behind the PV modules
NJADRE1554788444 | Administratively Determined Incentive Program | FORDS | 8863 | 11 | 5.6 | Residential | Behind the Meter | Yes | Net Metered Residential | Suntuity Solar LLC |  | PSE&G | Accepted | 2023-10-07 | 2023-11-01 | 2024-11-01 | Solar Panels | CANADIAN SOLAR | CS6R-400MS-HL |  | 0.4 | 10 | 107 | 37 |  | Fixed | Roof
NJADRE1554788444 | Administratively Determined Incentive Program | FORDS | 8863 | 11 | 5.6 | Residential | Behind the Meter | Yes | Net Metered Residential | Suntuity Solar LLC |  | PSE&G | Accepted | 2023-10-07 | 2023-11-01 | 2024-11-01 | Solar Panels | CANADIAN SOLAR | CS6R-400MS-HL |  | 0.4 | 4 | 287 | 37 |  | Fixed | Roof
NJADRE1554788452 | Administratively Determined Incentive Program | CLIFTON | 7014 | 6 | 7.13 | Residential | Behind the Meter | Yes | Net Metered Residential | Sunrun Installation Services, Inc. |  | PSE&G | Accepted | 2023-10-07 | 2023-11-01 | 2024-11-01 | Electric Storage Battery | Tesla | Powerwall 2 AC |  |  | 1 |  |  |  | Lithium Ion |  | outside
NJADRE1554788452 | Administratively Determined Incentive Program | CLIFTON | 7014 | 6 | 7.13 | Residential | Behind the Meter | Yes | Net Metered Residential | Sunrun Installation Services, Inc. |  | PSE&G | Accepted | 2023-10-07 | 2023-11-01 | 2024-11-01 | Inverters | SolarEdge Technologies | SE6000H-USSN | 6000 |  | 1 |  |  | 0.96 |  | Outdoor | Next To Meter
NJADRE1554788452 | Administratively Determined Incentive Program | CLIFTON | 7014 | 6 | 7.13 | Residential | Behind the Meter | Yes | Net Metered Residential | Sunrun Installation Services, Inc. |  | PSE&G | Accepted | 2023-10-07 | 2023-11-01 | 2024-11-01 | Solar Panels | Vikram Solar | VSMDHT.60.375.05 |  | 0.375 | 3 | 35 | 33 |  | Fixed | Roof
NJADRE1554788452 | Administratively Determined Incentive Program | CLIFTON | 7014 | 6 | 7.13 | Residential | Behind the Meter | Yes | Net Metered Residential | Sunrun Installation Services, Inc. |  | PSE&G | Accepted | 2023-10-07 | 2023-11-01 | 2024-11-01 | Solar Panels | Vikram Solar | VSMDHT.60.375.05 |  | 0.375 | 8 | 35 | 39 |  | Fixed | Roof
NJADRE1554788452 | Administratively Determined Incentive Program | CLIFTON | 7014 | 6 | 7.13 | Residential | Behind the Meter | Yes | Net Metered Residential | Sunrun Installation Services, Inc. |  | PSE&G | Accepted | 2023-10-07 | 2023-11-01 | 2024-11-01 | Solar Panels | Vikram Solar | VSMDHT.60.375.05 |  | 0.375 | 8 | 215 | 38 |  | Fixed | Roof
NJADRE1554788453 | Administratively Determined Incentive Program | BELLEVILLE | 7109 | 9 | 9.49 | Residential | Behind the Meter | No | Net Metered Residential | Power Home Remodeling |  | PSE&G | Accepted | 2023-10-07 | 2023-11-01 | 2024-11-01 | Inverters | SolarEdge | SE7600H-US | 7600 |  | 1 |  |  | 0.99 |  | Outdoor
NJADRE1554788453 | Administratively Determined Incentive Program | BELLEVILLE | 7109 | 9 | 9.49 | Residential | Behind the Meter | No | Net Metered Residential | Power Home Remodeling |  | PSE&G | Accepted | 2023-10-07 | 2023-11-01 | 2024-11-01 | Meters | SolarEdge | Revenue Grade Data Ansi C12.20 |  |  | 1 |  |  |  | Yes | Outdoor
NJADRE1554788453 | Administratively Determined Incentive Program | BELLEVILLE | 7109 | 9 | 9.49 | Residential | Behind the Meter | No | Net Metered Residential | Power Home Remodeling |  | PSE&G | Accepted | 2023-10-07 | 2023-11-01 | 2024-11-01 | Solar Panels | QCell | Q.PEAKDUOBLK-G10+365 |  | 0.365 | 9 | 100 | 28 |  | Fixed | Roof
NJADRE1554788453 | Administratively Determined Incentive Program | BELLEVILLE | 7109 | 9 | 9.49 | Residential | Behind the Meter | No | Net Metered Residential | Power Home Remodeling |  | PSE&G | Accepted | 2023-10-07 | 2023-11-01 | 2024-11-01 | Solar Panels | QCell | Q.PEAKDUOBLK-G10+365 |  | 0.365 | 3 | 100 | 27 |  | Fixed | Roof
NJADRE1554788453 | Administratively Determined Incentive Program | BELLEVILLE | 7109 | 9 | 9.49 | Residential | Behind the Meter | No | Net Metered Residential | Power Home Remodeling |  | PSE&G | Accepted | 2023-10-07 | 2023-11-01 | 2024-11-01 | Solar Panels | QCell | Q.PEAKDUOBLK-G10+365 |  | 0.365 | 12 | 280 | 28 |  | Fixed | Roof
NJADRE1554788453 | Administratively Determined Incentive Program | BELLEVILLE | 7109 | 9 | 9.49 | Residential | Behind the Meter | No | Net Metered Residential | Power Home Remodeling |  | PSE&G | Accepted | 2023-10-07 | 2023-11-01 | 2024-11-01 | Solar Panels | QCell | Q.PEAKDUOBLK-G10+365 |  | 0.365 | 2 | 280 | 27 |  | Fixed | Roof
NJADRE1554789880 | Administratively Determined Incentive Program | JERSEY CITY | 7305 | 8 | 6.46 | Residential | Behind the Meter | Yes | Net Metered Residential | Freedom Forever New Jersey LLC |  | PSE&G | Accepted | 2023-10-08 | 2023-11-01 | 2024-11-01 | Inverters | SE5000H-USRGM | Solar Edge | 5000 |  | 1 |  |  | 0.99 |  | Outdoor
NJADRE1554789880 | Administratively Determined Incentive Program | JERSEY CITY | 7305 | 8 | 6.46 | Residential | Behind the Meter | Yes | Net Metered Residential | Freedom Forever New Jersey LLC |  | PSE&G | Accepted | 2023-10-08 | 2023-11-01 | 2024-11-01 | Solar Panels | Jinko Solar | JKM380M-6RL3-B |  | 0.38 | 17 | 228 | 10 |  | Fixed | Roof
NJADRE1554789884 | Administratively Determined Incentive Program | UNION | 7083 | 10 | 8.86 | Residential | Behind the Meter | Yes | Net Metered Residential | Freedom Forever New Jersey LLC |  | PSE&G | Accepted | 2023-10-08 | 2023-11-01 | 2024-11-01 | Inverters | Solar Edge | SE6000H-USRGM | 6000 |  | 1 |  |  | 0.99 |  | Outdoor
NJADRE1554789884 | Administratively Determined Incentive Program | UNION | 7083 | 10 | 8.86 | Residential | Behind the Meter | Yes | Net Metered Residential | Freedom Forever New Jersey LLC |  | PSE&G | Accepted | 2023-10-08 | 2023-11-01 | 2024-11-01 | Solar Panels | Jinko Solar | JKM385M-6RL3-B |  | 0.385 | 18 | 138 | 21 |  | Fixed | Roof
NJADRE1554789884 | Administratively Determined Incentive Program | UNION | 7083 | 10 | 8.86 | Residential | Behind the Meter | Yes | Net Metered Residential | Freedom Forever New Jersey LLC |  | PSE&G | Accepted | 2023-10-08 | 2023-11-01 | 2024-11-01 | Solar Panels | Jinko Solar | JKM385M-6RL3-B |  | 0.385 | 5 | 228 | 21 |  | Fixed | Roof
NJADRE1554789885 | Administratively Determined Incentive Program | HILLSIDE | 7205 | 10 | 5.7 | Residential | Behind the Meter | Yes | Net Metered Residential | Freedom Forever New Jersey LLC |  | PSE&G | Accepted | 2023-10-08 | 2023-11-01 | 2024-11-01 | Inverters | Solar Edge | SE3800H-USRGM | 3800 |  | 1 |  |  | 0.99 |  | Outdoor
NJADRE1554789885 | Administratively Determined Incentive Program | HILLSIDE | 7205 | 10 | 5.7 | Residential | Behind the Meter | Yes | Net Metered Residential | Freedom Forever New Jersey LLC |  | PSE&G | Accepted | 2023-10-08 | 2023-11-01 | 2024-11-01 | Solar Panels | Jinko Solar | JKM380M-6RL3-B |  | 0.38 | 8 | 179 | 32 |  | Fixed | Roof
NJADRE1554789885 | Administratively Determined Incentive Program | HILLSIDE | 7205 | 10 | 5.7 | Residential | Behind the Meter | Yes | Net Metered Residential | Freedom Forever New Jersey LLC |  | PSE&G | Accepted | 2023-10-08 | 2023-11-01 | 2024-11-01 | Solar Panels | Jinko Solar | JKM380M-6RL3-B |  | 0.38 | 7 | 359 | 32 |  | Fixed | Roof
NJADRE1554790592 | Administratively Determined Incentive Program | BRIDGEWATER | 8807 | 5 | 11.2 | Residential | Behind the Meter | Yes | Net Metered Residential | Suntuity Solar LLC |  | JCP&L | Accepted | 2023-10-09 | 2023-11-01 | 2024-11-01 | Inverters | (28) ENPHASE | IQ8PLUS-72-2-US | 290 |  | 28 |  |  | 0.97 |  | Outdoor | Behind the PV modules
NJADRE1554790592 | Administratively Determined Incentive Program | BRIDGEWATER | 8807 | 5 | 11.2 | Residential | Behind the Meter | Yes | Net Metered Residential | Suntuity Solar LLC |  | JCP&L | Accepted | 2023-10-09 | 2023-11-01 | 2024-11-01 | Solar Panels | (28) CANADIAN SOLAR | CS6R-400MS-HL |  | 0.4 | 16 | 236 | 23 |  | Fixed | Roof
NJADRE1554790592 | Administratively Determined Incentive Program | BRIDGEWATER | 8807 | 5 | 11.2 | Residential | Behind the Meter | Yes | Net Metered Residential | Suntuity Solar LLC |  | JCP&L | Accepted | 2023-10-09 | 2023-11-01 | 2024-11-01 | Solar Panels | (28) CANADIAN SOLAR | CS6R-400MS-HL |  | 0.4 | 8 | 56 | 23 |  | Fixed | Roof
NJADRE1554790592 | Administratively Determined Incentive Program | BRIDGEWATER | 8807 | 5 | 11.2 | Residential | Behind the Meter | Yes | Net Metered Residential | Suntuity Solar LLC |  | JCP&L | Accepted | 2023-10-09 | 2023-11-01 | 2024-11-01 | Solar Panels | (28) CANADIAN SOLAR | CS6R-400MS-HL |  | 0.4 | 4 | 236 | 23 |  | Fixed | Roof
NJADRE1554790594 | Administratively Determined Incentive Program | PLAINFIELD | 7062 | 10 | 2.84 | Residential | Behind the Meter | Yes | Net Metered Residential | Sunrun Installation Services, Inc. |  | PSE&G | Accepted | 2023-10-09 | 2023-11-01 | 2024-11-01 | Inverters | Delta Electronics | E4-TL-US | 3840 |  | 1 |  |  | 0.975 |  | Outdoor | next to meter
NJADRE1554790594 | Administratively Determined Incentive Program | PLAINFIELD | 7062 | 10 | 2.84 | Residential | Behind the Meter | Yes | Net Metered Residential | Sunrun Installation Services, Inc. |  | PSE&G | Accepted | 2023-10-09 | 2023-11-01 | 2024-11-01 | Solar Panels | HANWHA Q-CELLS | Q.PEAK DUO BLK ML-G10+ 405 |  | 0.405 | 7 | 147 | 33 |  | Fixed | Roof
NJADRE1554790602 | Administratively Determined Incentive Program | WILLINGBORO | 8046 | 13 | 16 | Residential | Behind the Meter | Yes | Net Metered Residential | Sunny Mac LLC |  | PSE&G | Accepted | 2023-10-09 | 2023-11-01 | 2024-11-01 | Solar Panels | Q.PEAK DUO BLK ML-G10+400 | HANWHA |  | 0.4 | 17 | 227 | 26 |  | Fixed | Roof
NJADRE1554790602 | Administratively Determined Incentive Program | WILLINGBORO | 8046 | 13 | 16 | Residential | Behind the Meter | Yes | Net Metered Residential | Sunny Mac LLC |  | PSE&G | Accepted | 2023-10-09 | 2023-11-01 | 2024-11-01 | Solar Panels | Q.PEAK DUO BLK ML-G10+400 | HANWHA |  | 0.4 | 8 | 137 | 26 |  | Fixed | Roof
NJADRE1554790602 | Administratively Determined Incentive Program | WILLINGBORO | 8046 | 13 | 16 | Residential | Behind the Meter | Yes | Net Metered Residential | Sunny Mac LLC |  | PSE&G | Accepted | 2023-10-09 | 2023-11-01 | 2024-11-01 | Solar Panels | Q.PEAK DUO BLK ML-G10+400 | HANWHA |  | 0.4 | 8 | 317 | 26 |  | Fixed | Roof
NJADRE1554790602 | Administratively Determined Incentive Program | WILLINGBORO | 8046 | 13 | 16 | Residential | Behind the Meter | Yes | Net Metered Residential | Sunny Mac LLC |  | PSE&G | Accepted | 2023-10-09 | 2023-11-01 | 2024-11-01 | Solar Panels | Q.PEAK DUO BLK ML-G10+400 | HANWHA |  | 0.4 | 7 | 47 | 26 |  | Fixed | Roof
NJADRE1554790602 | Administratively Determined Incentive Program | WILLINGBORO | 8046 | 13 | 16 | Residential | Behind the Meter | Yes | Net Metered Residential | Sunny Mac LLC |  | PSE&G | Accepted | 2023-10-09 | 2023-11-01 | 2024-11-01 | Inverters | SE 11400H-US | Solaredge | 11400 |  | 1 |  |  | 0.1 |  | Outdoor | NEXT TO METER
NJADRE1554790635 | Administratively Determined Incentive Program | UNION | 7083 | 10 | 3 | Residential | Behind the Meter | Yes | Net Metered Residential | Sunrun Installation Services, Inc. |  | PSE&G | Accepted | 2023-10-09 | 2023-11-02 | 2024-11-02 | Inverters | SOLAREDGE TECHNOLOGIES | SE3800H-USMN | 3800 |  | 1 |  |  | 0.992 |  | Outdoor | next to meter
NJADRE1554790635 | Administratively Determined Incentive Program | UNION | 7083 | 10 | 3 | Residential | Behind the Meter | Yes | Net Metered Residential | Sunrun Installation Services, Inc. |  | PSE&G | Accepted | 2023-10-09 | 2023-11-02 | 2024-11-02 | Solar Panels | Vikram Solar | VSMDHT.60.375.05 |  | 0.375 | 8 | 222 | 21 |  | Fixed | Roof
NJADRE1554790644 | Administratively Determined Incentive Program | Deptford Terrace | 8090 | 15 | 6.75 | Residential | Behind the Meter | Yes | Net Metered Residential | Sunrun Installation Services, Inc. |  | AC Electric | Accepted | 2023-10-09 | 2023-11-02 | 2024-11-02 | Inverters | Delta Electronics | E6-TL-US | 6000 |  | 1 |  |  | 0.975 |  | Outdoor | next to meter
NJADRE1554790644 | Administratively Determined Incentive Program | Deptford Terrace | 8090 | 15 | 6.75 | Residential | Behind the Meter | Yes | Net Metered Residential | Sunrun Installation Services, Inc. |  | AC Electric | Accepted | 2023-10-09 | 2023-11-02 | 2024-11-02 | Solar Panels | Vikram Solar | VSMDHT.60.375.05 |  | 0.375 | 18 | 116 | 33 |  | Fixed | Roof
NJADRE1554790650 | Administratively Determined Incentive Program | BLAIRSTOWN | 7825 | 2 | 6.89 | Residential | Behind the Meter | Yes | Net Metered Residential | Trinity Solar |  | JCP&L | Accepted | 2023-10-09 | 2023-11-02 | 2024-11-02 | Inverters | Solar Edge | SE6000H-US000BEi4 | 6000 |  | 1 |  |  | 0.97 |  | Outdoor
NJADRE1554790650 | Administratively Determined Incentive Program | BLAIRSTOWN | 7825 | 2 | 6.89 | Residential | Behind the Meter | Yes | Net Metered Residential | Trinity Solar |  | JCP&L | Accepted | 2023-10-09 | 2023-11-02 | 2024-11-02 | Solar Panels | HANWHA | Q.PEAK DUO BLK ML-G10+ 405 |  | 0.405 | 17 | 161 | 18 |  | Fixed | Roof
NJADRE1554790681 | Administratively Determined Incentive Program | LINDENWOLD | 8021 | 14 | 6.38 | Residential | Behind the Meter | Yes | Net Metered Residential | Sunrun Installation Services, Inc. |  | AC Electric | Accepted | 2023-10-09 | 2023-11-01 | 2024-11-01 | Inverters | SOLAREDGE TECHNOLOGIES | SE6000H-USSN | 6000 |  | 1 |  |  | 0.99 |  | Outdoor | next to meter
NJADRE1554790681 | Administratively Determined Incentive Program | LINDENWOLD | 8021 | 14 | 6.38 | Residential | Behind the Meter | Yes | Net Metered Residential | Sunrun Installation Services, Inc. |  | AC Electric | Accepted | 2023-10-09 | 2023-11-01 | 2024-11-01 | Solar Panels | Vikram Solar | VSMDHT.60.375.05 |  | 0.375 | 17 | 214 | 23 |  | Fixed | Roof
NJADRE1554790705 | Administratively Determined Incentive Program | HOWELL | 7731 | 17 | 14.58 | Residential | Behind the Meter | Yes | Net Metered Residential | Pro Custom Solar dba Momentum Solar |  | JCP&L | Accepted | 2023-10-09 | 2023-11-02 | 2024-11-02 | Solar Panels | Â Q. PEAK DUO BLK-G10+405 | hanwha |  | 0.405 | 25 | 138 | 27 |  | Fixed | Roof
NJADRE1554790705 | Administratively Determined Incentive Program | HOWELL | 7731 | 17 | 14.58 | Residential | Behind the Meter | Yes | Net Metered Residential | Pro Custom Solar dba Momentum Solar |  | JCP&L | Accepted | 2023-10-09 | 2023-11-02 | 2024-11-02 | Solar Panels | Â Q. PEAK DUO BLK-G10+405 | hanwha |  | 0.405 | 11 | 318 | 27 |  | Fixed | Roof
NJADRE1554790705 | Administratively Determined Incentive Program | HOWELL | 7731 | 17 | 14.58 | Residential | Behind the Meter | Yes | Net Metered Residential | Pro Custom Solar dba Momentum Solar |  | JCP&L | Accepted | 2023-10-09 | 2023-11-02 | 2024-11-02 | Inverters | IQ8PLUS-72-2-US | enphase | 290 |  | 36 |  |  | 0.97 |  | Outdoor
NJADRE1554790710 | Administratively Determined Incentive Program | WEST WINDSOR | 8550 | 12 | 17.22 | Residential | Behind the Meter | No | Net Metered Residential | Infinity Solar Systems |  | PSE&G | Accepted | 2023-10-09 | 2023-11-01 | 2024-11-01 | Inverters | Enphase | IQ7X-96-2-US | 315 |  | 41 |  |  | 0.97 |  | Outdoor
NJADRE1554790710 | Administratively Determined Incentive Program | WEST WINDSOR | 8550 | 12 | 17.22 | Residential | Behind the Meter | No | Net Metered Residential | Infinity Solar Systems |  | PSE&G | Accepted | 2023-10-09 | 2023-11-01 | 2024-11-01 | Solar Panels | REC Solar | REC 420AA PURE-R |  | 0.42 | 10 | 227 | 25 |  | Fixed | Roof
NJADRE1554790710 | Administratively Determined Incentive Program | WEST WINDSOR | 8550 | 12 | 17.22 | Residential | Behind the Meter | No | Net Metered Residential | Infinity Solar Systems |  | PSE&G | Accepted | 2023-10-09 | 2023-11-01 | 2024-11-01 | Solar Panels | REC Solar | REC 420AA PURE-R |  | 0.42 | 3 | 137 | 30 |  | Fixed | Roof
NJADRE1554790710 | Administratively Determined Incentive Program | WEST WINDSOR | 8550 | 12 | 17.22 | Residential | Behind the Meter | No | Net Metered Residential | Infinity Solar Systems |  | PSE&G | Accepted | 2023-10-09 | 2023-11-01 | 2024-11-01 | Solar Panels | REC Solar | REC 420AA PURE-R |  | 0.42 | 15 | 47 | 25 |  | Fixed | Roof
NJADRE1554790710 | Administratively Determined Incentive Program | WEST WINDSOR | 8550 | 12 | 17.22 | Residential | Behind the Meter | No | Net Metered Residential | Infinity Solar Systems |  | PSE&G | Accepted | 2023-10-09 | 2023-11-01 | 2024-11-01 | Solar Panels | REC Solar | REC 420AA PURE-R |  | 0.42 | 13 | 227 | 25 |  | Fixed | Roof
NJADRE1554790731 | Administratively Determined Incentive Program | NORTH BERGEN | 7047 | 8 | 4.62 | Residential | Behind the Meter | Yes | Net Metered Residential | Freedom Forever New Jersey LLC |  | PSE&G | Accepted | 2023-10-09 | 2023-11-02 | 2024-11-02 | Solar Panels | 12 | JKM385M-6RL3-B |  | 0.385 | 12 | 117 | 10 |  | Fixed | Roof
NJADRE1554790731 | Administratively Determined Incentive Program | NORTH BERGEN | 7047 | 8 | 4.62 | Residential | Behind the Meter | Yes | Net Metered Residential | Freedom Forever New Jersey LLC |  | PSE&G | Accepted | 2023-10-09 | 2023-11-02 | 2024-11-02 | Inverters | Solar Edge | SE3800H-USRGM | 3800 |  | 1 |  |  | 0.99 |  | Outdoor
NJADRE1554790768 | Administratively Determined Incentive Program | GREEN TOWNSHIP | 7821 | 1 | 7.7 | Residential | Behind the Meter | Yes | Net Metered Residential | Pro Custom Solar dba Momentum Solar |  | JCP&L | Accepted | 2023-10-09 | 2023-11-02 | 2024-11-02 | Inverters | Enphase | IQ8PLUS-72-2-US | 290 |  | 19 |  |  | 0.97 |  | Outdoor
NJADRE1554790768 | Administratively Determined Incentive Program | GREEN TOWNSHIP | 7821 | 1 | 7.7 | Residential | Behind the Meter | Yes | Net Metered Residential | Pro Custom Solar dba Momentum Solar |  | JCP&L | Accepted | 2023-10-09 | 2023-11-02 | 2024-11-02 | Solar Panels | Hanwha | q.peak duo blk ML-g10+405 |  | 0.405 | 11 | 149 | 12 |  | Fixed | Roof
NJADRE1554790768 | Administratively Determined Incentive Program | GREEN TOWNSHIP | 7821 | 1 | 7.7 | Residential | Behind the Meter | Yes | Net Metered Residential | Pro Custom Solar dba Momentum Solar |  | JCP&L | Accepted | 2023-10-09 | 2023-11-02 | 2024-11-02 | Solar Panels | Hanwha | q.peak duo blk ML-g10+405 |  | 0.405 | 8 | 240 | 13 |  | Fixed | Roof
NJADRE1554790772 | Administratively Determined Incentive Program | HILLSIDE | 7205 | 10 | 3.95 | Residential | Behind the Meter | Yes | Net Metered Residential | Sunrun Installation Services, Inc. |  | PSE&G | Accepted | 2023-10-09 | 2023-11-02 | 2024-11-02 | Inverters | SOLAREDGE TECHNOLOGIES | SE3800H-USMN | 3800 |  | 1 |  |  | 0.992 |  | Outdoor | next to meter
NJADRE1554790772 | Administratively Determined Incentive Program | HILLSIDE | 7205 | 10 | 3.95 | Residential | Behind the Meter | Yes | Net Metered Residential | Sunrun Installation Services, Inc. |  | PSE&G | Accepted | 2023-10-09 | 2023-11-02 | 2024-11-02 | Solar Panels | TRINA SOLAR | TSM-395DE09C.07 |  | 0.395 | 3 | 37 | 38 |  | Fixed | Roof
NJADRE1554790772 | Administratively Determined Incentive Program | HILLSIDE | 7205 | 10 | 3.95 | Residential | Behind the Meter | Yes | Net Metered Residential | Sunrun Installation Services, Inc. |  | PSE&G | Accepted | 2023-10-09 | 2023-11-02 | 2024-11-02 | Solar Panels | TRINA SOLAR | TSM-395DE09C.07 |  | 0.395 | 3 | 126 | 20 |  | Fixed | Roof
NJADRE1554790772 | Administratively Determined Incentive Program | HILLSIDE | 7205 | 10 | 3.95 | Residential | Behind the Meter | Yes | Net Metered Residential | Sunrun Installation Services, Inc. |  | PSE&G | Accepted | 2023-10-09 | 2023-11-02 | 2024-11-02 | Solar Panels | TRINA SOLAR | TSM-395DE09C.07 |  | 0.395 | 4 | 217 | 38 |  | Fixed | Roof
NJADRE1554790805 | Administratively Determined Incentive Program | SECAUCUS | 7094 | 8 | 6.56 | Residential | Behind the Meter | No | Net Metered Residential | Infinity Solar Systems |  | PSE&G | Accepted | 2023-10-09 | 2023-11-02 | 2024-11-02 | Inverters | Enphase | IQ8Plus-72-2-US | 290 |  | 16 |  |  | 0.97 |  | Outdoor
NJADRE1554790805 | Administratively Determined Incentive Program | SECAUCUS | 7094 | 8 | 6.56 | Residential | Behind the Meter | No | Net Metered Residential | Infinity Solar Systems |  | PSE&G | Accepted | 2023-10-09 | 2023-11-02 | 2024-11-02 | Solar Panels | SEG Solar | SEG-410-BMD-HV |  | 0.41 | 10 | 218 | 15 |  | Fixed | Roof
NJADRE1554790805 | Administratively Determined Incentive Program | SECAUCUS | 7094 | 8 | 6.56 | Residential | Behind the Meter | No | Net Metered Residential | Infinity Solar Systems |  | PSE&G | Accepted | 2023-10-09 | 2023-11-02 | 2024-11-02 | Solar Panels | SEG Solar | SEG-410-BMD-HV |  | 0.41 | 6 | 218 | 15 |  | Fixed | Roof
NJADRE1554790809 | Administratively Determined Incentive Program | Springfield | 8022 | 13 | 10.01 | Residential | Behind the Meter | Yes | Net Metered Residential | Freedom Forever New Jersey LLC |  | JCP&L | Accepted | 2023-10-09 | 2023-11-02 | 2024-11-02 | Inverters | Solar Edge | SE7600H-USRGM | 7600 |  | 1 |  |  | 0.99 |  | Outdoor
NJADRE1554790809 | Administratively Determined Incentive Program | Springfield | 8022 | 13 | 10.01 | Residential | Behind the Meter | Yes | Net Metered Residential | Freedom Forever New Jersey LLC |  | JCP&L | Accepted | 2023-10-09 | 2023-11-02 | 2024-11-02 | Solar Panels | Jinko Solar | JKM385M-6RL3-B |  | 0.385 | 16 | 180 | 7 |  | Fixed | Roof
NJADRE1554790809 | Administratively Determined Incentive Program | Springfield | 8022 | 13 | 10.01 | Residential | Behind the Meter | Yes | Net Metered Residential | Freedom Forever New Jersey LLC |  | JCP&L | Accepted | 2023-10-09 | 2023-11-02 | 2024-11-02 | Solar Panels | Jinko Solar | JKM385M-6RL3-B |  | 0.385 | 10 | 180 | 23 |  | Fixed | Roof
NJADRE1554790811 | Administratively Determined Incentive Program | BRIDGEWATER | 8807 | 5 | 7.48 | Residential | Behind the Meter | Yes | Net Metered Residential | Sunrun Installation Services, Inc. |  | PSE&G | Accepted | 2023-10-09 | 2023-11-02 | 2024-11-02 | Inverters | SolarEdge Technologies | SE6000H-USS3 | 6000 |  | 1 |  |  | 0.96 |  | Outdoor | Next To Meter
NJADRE1554790811 | Administratively Determined Incentive Program | BRIDGEWATER | 8807 | 5 | 7.48 | Residential | Behind the Meter | Yes | Net Metered Residential | Sunrun Installation Services, Inc. |  | PSE&G | Accepted | 2023-10-09 | 2023-11-02 | 2024-11-02 | Solar Panels | JA Solar | JAM60S17-325/MR |  | 0.325 | 7 | 120 | 29 |  | Fixed | Roof
NJADRE1554790811 | Administratively Determined Incentive Program | BRIDGEWATER | 8807 | 5 | 7.48 | Residential | Behind the Meter | Yes | Net Metered Residential | Sunrun Installation Services, Inc. |  | PSE&G | Accepted | 2023-10-09 | 2023-11-02 | 2024-11-02 | Solar Panels | JA Solar | JAM60S17-325/MR |  | 0.325 | 16 | 210 | 29 |  | Fixed | Roof
NJADRE1554790817 | Administratively Determined Incentive Program | GLASSBORO | 8028 | 15 | 8.63 | Residential | Behind the Meter | Yes | Net Metered Residential | Sunrun Installation Services, Inc. |  | AC Electric | Accepted | 2023-10-09 | 2023-11-02 | 2024-11-02 | Inverters | SOLAREDGE TECHNOLOGIES | SE3800H-USMN | 3800 |  | 2 |  |  | 0.99 |  | Outdoor | next to meter
NJADRE1554790817 | Administratively Determined Incentive Program | GLASSBORO | 8028 | 15 | 8.63 | Residential | Behind the Meter | Yes | Net Metered Residential | Sunrun Installation Services, Inc. |  | AC Electric | Accepted | 2023-10-09 | 2023-11-02 | 2024-11-02 | Solar Panels | Vikram Solar | VSMDHT.60.375.05 |  | 0.375 | 4 | 241 | 26 |  | Fixed | Roof
NJADRE1554790817 | Administratively Determined Incentive Program | GLASSBORO | 8028 | 15 | 8.63 | Residential | Behind the Meter | Yes | Net Metered Residential | Sunrun Installation Services, Inc. |  | AC Electric | Accepted | 2023-10-09 | 2023-11-02 | 2024-11-02 | Solar Panels | Vikram Solar | VSMDHT.60.375.05 |  | 0.375 | 5 | 151 | 23 |  | Fixed | Roof
NJADRE1554790817 | Administratively Determined Incentive Program | GLASSBORO | 8028 | 15 | 8.63 | Residential | Behind the Meter | Yes | Net Metered Residential | Sunrun Installation Services, Inc. |  | AC Electric | Accepted | 2023-10-09 | 2023-11-02 | 2024-11-02 | Solar Panels | Vikram Solar | VSMDHT.60.375.05 |  | 0.375 | 14 | 151 | 21 |  | Fixed | Roof
NJADRE1554790821 | Administratively Determined Incentive Program | BURLINGTON | 8016 | 13 | 9.09 | Residential | Behind the Meter | Yes | Net Metered Residential | Sunrun Installation Services, Inc. |  | PSE&G | Accepted | 2023-10-09 | 2023-11-02 | 2024-11-02 | Inverters | SolarEdge Technologies | SE7600H-USSN | 7600 |  | 1 |  |  | 0.96 |  | Outdoor | next to meter
NJADRE1554790821 | Administratively Determined Incentive Program | BURLINGTON | 8016 | 13 | 9.09 | Residential | Behind the Meter | Yes | Net Metered Residential | Sunrun Installation Services, Inc. |  | PSE&G | Accepted | 2023-10-09 | 2023-11-02 | 2024-11-02 | Solar Panels | Trina Solar | TSM-395DE09C.07 |  | 0.395 | 9 | 337 | 27 |  | Fixed | Roof
NJADRE1554790821 | Administratively Determined Incentive Program | BURLINGTON | 8016 | 13 | 9.09 | Residential | Behind the Meter | Yes | Net Metered Residential | Sunrun Installation Services, Inc. |  | PSE&G | Accepted | 2023-10-09 | 2023-11-02 | 2024-11-02 | Solar Panels | Trina Solar | TSM-395DE09C.07 |  | 0.395 | 1 | 246 | 38 |  | Fixed | Roof
NJADRE1554790821 | Administratively Determined Incentive Program | BURLINGTON | 8016 | 13 | 9.09 | Residential | Behind the Meter | Yes | Net Metered Residential | Sunrun Installation Services, Inc. |  | PSE&G | Accepted | 2023-10-09 | 2023-11-02 | 2024-11-02 | Solar Panels | Trina Solar | TSM-395DE09C.07 |  | 0.395 | 1 | 66 | 40 |  | Fixed | Roof
NJADRE1554790821 | Administratively Determined Incentive Program | BURLINGTON | 8016 | 13 | 9.09 | Residential | Behind the Meter | Yes | Net Metered Residential | Sunrun Installation Services, Inc. |  | PSE&G | Accepted | 2023-10-09 | 2023-11-02 | 2024-11-02 | Solar Panels | Trina Solar | TSM-395DE09C.07 |  | 0.395 | 6 | 157 | 44 |  | Fixed | Roof
NJADRE1554790821 | Administratively Determined Incentive Program | BURLINGTON | 8016 | 13 | 9.09 | Residential | Behind the Meter | Yes | Net Metered Residential | Sunrun Installation Services, Inc. |  | PSE&G | Accepted | 2023-10-09 | 2023-11-02 | 2024-11-02 | Solar Panels | Trina Solar | TSM-395DE09C.07 |  | 0.395 | 6 | 157 | 26 |  | Fixed | Roof
NJADRE1554790824 | Administratively Determined Incentive Program | PORT READING | 7064 | 11 | 6.48 | Residential | Behind the Meter | Yes | Net Metered Residential | Pro Custom Solar dba Momentum Solar |  | PSE&G | Accepted | 2023-10-09 | 2023-11-02 | 2024-11-02 | Solar Panels | Â Q. PEAK DUO BLK-G10+405 | hanwha |  | 0.405 | 2 | 169 | 26 |  | Fixed | Roof
NJADRE1554790824 | Administratively Determined Incentive Program | PORT READING | 7064 | 11 | 6.48 | Residential | Behind the Meter | Yes | Net Metered Residential | Pro Custom Solar dba Momentum Solar |  | PSE&G | Accepted | 2023-10-09 | 2023-11-02 | 2024-11-02 | Solar Panels | Â Q. PEAK DUO BLK-G10+405 | hawnha |  | 0.405 | 6 | 259 | 28 |  | Fixed | Roof
NJADRE1554790824 | Administratively Determined Incentive Program | PORT READING | 7064 | 11 | 6.48 | Residential | Behind the Meter | Yes | Net Metered Residential | Pro Custom Solar dba Momentum Solar |  | PSE&G | Accepted | 2023-10-09 | 2023-11-02 | 2024-11-02 | Solar Panels | Â Q. PEAK DUO BLK-G10+405 | hanwha |  | 0.405 | 8 | 79 | 26 |  | Fixed | Roof
NJADRE1554790824 | Administratively Determined Incentive Program | PORT READING | 7064 | 11 | 6.48 | Residential | Behind the Meter | Yes | Net Metered Residential | Pro Custom Solar dba Momentum Solar |  | PSE&G | Accepted | 2023-10-09 | 2023-11-02 | 2024-11-02 | Inverters | IQ8PLUS-72-2-US | enphase | 290 |  | 16 |  |  | 0.97 |  | Outdoor
NJADRE1554790860 | Administratively Determined Incentive Program | PATERSON | 7503 | 6 | 5.25 | Residential | Behind the Meter | Yes | Net Metered Residential | Sunrun Installation Services, Inc. |  | PSE&G | Accepted | 2023-10-09 | 2023-11-02 | 2024-11-02 | Inverters | Delta Electronics | E4-TL-US | 3840 |  | 1 |  |  | 0.96 |  | Outdoor | Next To Meter
NJADRE1554790860 | Administratively Determined Incentive Program | PATERSON | 7503 | 6 | 5.25 | Residential | Behind the Meter | Yes | Net Metered Residential | Sunrun Installation Services, Inc. |  | PSE&G | Accepted | 2023-10-09 | 2023-11-02 | 2024-11-02 | Solar Panels | Vikram Solar | VSMDHT.60.375.05 |  | 0.375 | 5 | 350 | 5 |  | Fixed | Roof
NJADRE1554790860 | Administratively Determined Incentive Program | PATERSON | 7503 | 6 | 5.25 | Residential | Behind the Meter | Yes | Net Metered Residential | Sunrun Installation Services, Inc. |  | PSE&G | Accepted | 2023-10-09 | 2023-11-02 | 2024-11-02 | Solar Panels | Vikram Solar | VSMDHT.60.375.05 |  | 0.375 | 9 | 169 | 5 |  | Fixed | Roof
NJADRE1554790893 | Administratively Determined Incentive Program | WALL TOWNSHIP | 7719 | 17 | 9.24 | Residential | Behind the Meter | Yes | Net Metered Residential | Freedom Forever New Jersey LLC |  | JCP&L | Accepted | 2023-10-09 | 2023-11-02 | 2024-11-02 | Inverters | Solar Edge | SE7600H-USRGM | 7600 |  | 1 |  |  | 0.99 |  | Outdoor
NJADRE1554790893 | Administratively Determined Incentive Program | WALL TOWNSHIP | 7719 | 17 | 9.24 | Residential | Behind the Meter | Yes | Net Metered Residential | Freedom Forever New Jersey LLC |  | JCP&L | Accepted | 2023-10-09 | 2023-11-02 | 2024-11-02 | Solar Panels | Jinko Solar | JKM385M-6RL3-B |  | 0.385 | 16 | 265 | 23 |  | Fixed | Roof
NJADRE1554790893 | Administratively Determined Incentive Program | WALL TOWNSHIP | 7719 | 17 | 9.24 | Residential | Behind the Meter | Yes | Net Metered Residential | Freedom Forever New Jersey LLC |  | JCP&L | Accepted | 2023-10-09 | 2023-11-02 | 2024-11-02 | Solar Panels | JInko Solar | JKM385M-6RL3-B |  | 0.385 | 8 | 175 | 23 |  | Fixed | Roof
NJADRE1554790907 | Administratively Determined Incentive Program | JERSEY CITY | 7304 | 8 | 6.89 | Residential | Behind the Meter | Yes | Net Metered Residential | Pro Custom Solar dba Momentum Solar |  | PSE&G | Accepted | 2023-10-09 | 2023-11-02 | 2024-11-02 | Solar Panels | Â Q. PEAK DUO BLK-G10+405 | hawnha` |  | 0.405 | 17 | 215 | 4 |  | Fixed | Roof
NJADRE1554790907 | Administratively Determined Incentive Program | JERSEY CITY | 7304 | 8 | 6.89 | Residential | Behind the Meter | Yes | Net Metered Residential | Pro Custom Solar dba Momentum Solar |  | PSE&G | Accepted | 2023-10-09 | 2023-11-02 | 2024-11-02 | Inverters | IQ8PLUS-72-2-US | enphase | 290 |  | 17 |  |  | 0.97 |  | Outdoor
NJADRE1554790921 | Administratively Determined Incentive Program | LITTLE EGG HARBOR TWP | 8087 | 18 | 6.08 | Residential | Behind the Meter | Yes | Net Metered Residential | Trinity Solar Inc. |  | AC Electric | Accepted | 2023-10-09 | 2023-11-02 | 2024-11-02 | Solar Panels | HANWHA 405 (Q.PEAK DUO BLK ML-G10+ 405) | HANWHA 405 (Q.PEAK DUO BLK ML-G10+ 405) |  | 0.405 | 3 | 81 | 30 |  | Fixed | Roof
NJADRE1554790921 | Administratively Determined Incentive Program | LITTLE EGG HARBOR TWP | 8087 | 18 | 6.08 | Residential | Behind the Meter | Yes | Net Metered Residential | Trinity Solar Inc. |  | AC Electric | Accepted | 2023-10-09 | 2023-11-02 | 2024-11-02 | Solar Panels | HANWHA 405 (Q.PEAK DUO BLK ML-G10+ 405) | HANWHA 405 (Q.PEAK DUO BLK ML-G10+ 405) |  | 0.405 | 10 | 261 | 30 |  | Fixed | Roof
NJADRE1554790921 | Administratively Determined Incentive Program | LITTLE EGG HARBOR TWP | 8087 | 18 | 6.08 | Residential | Behind the Meter | Yes | Net Metered Residential | Trinity Solar Inc. |  | AC Electric | Accepted | 2023-10-09 | 2023-11-02 | 2024-11-02 | Solar Panels | HANWHA 405 (Q.PEAK DUO BLK ML-G10+ 405) | HANWHA 405 (Q.PEAK DUO BLK ML-G10+ 405) |  | 0.405 | 2 | 171 | 37 |  | Fixed | Roof
NJADRE1554790921 | Administratively Determined Incentive Program | LITTLE EGG HARBOR TWP | 8087 | 18 | 6.08 | Residential | Behind the Meter | Yes | Net Metered Residential | Trinity Solar Inc. |  | AC Electric | Accepted | 2023-10-09 | 2023-11-02 | 2024-11-02 | Inverters | Solar Edge | SE5000H-US | 5000 |  | 1 |  |  | 0.97 |  | Outside
NJADRE1554790986 | Administratively Determined Incentive Program | SICKLERVILLE | 8081 | 14 | 6.48 | Residential | Behind the Meter | Yes | Net Metered Residential | Sunrun Installation Services, Inc. |  | AC Electric | Accepted | 2023-10-09 | 2023-11-08 | 2024-11-08 | Inverters | SolarEdge Technologies | SE6000H-USSN | 6000 |  | 1 |  |  | 0.96 |  | Outdoor | next to meter
NJADRE1554790986 | Administratively Determined Incentive Program | SICKLERVILLE | 8081 | 14 | 6.48 | Residential | Behind the Meter | Yes | Net Metered Residential | Sunrun Installation Services, Inc. |  | AC Electric | Accepted | 2023-10-09 | 2023-11-08 | 2024-11-08 | Solar Panels | Hanwha Q Cells | Q.PEAK DUO BLK ML-G10+ 405 |  | 0.405 | 14 | 333 | 19 |  | Fixed | Roof
NJADRE1554790986 | Administratively Determined Incentive Program | SICKLERVILLE | 8081 | 14 | 6.48 | Residential | Behind the Meter | Yes | Net Metered Residential | Sunrun Installation Services, Inc. |  | AC Electric | Accepted | 2023-10-09 | 2023-11-08 | 2024-11-08 | Solar Panels | Hanwha Q Cells | Q.PEAK DUO BLK ML-G10+ 405 |  | 0.405 | 2 | 153 | 20 |  | Fixed | Roof
NJADRE1554791036 | Administratively Determined Incentive Program | PENNS GROVE | 8069 | 16 | 16.99 | Residential | Behind the Meter | Yes | Net Metered Residential | Sunrun Installation Services, Inc. |  | AC Electric | Accepted | 2023-10-09 | 2023-11-02 | 2024-11-02 | Inverters | SolarEdge Technologies | SE6000H-USSN | 6000 |  | 2 |  |  | 0.96 |  | Outdoor | Next To Meter
NJADRE1554791036 | Administratively Determined Incentive Program | PENNS GROVE | 8069 | 16 | 16.99 | Residential | Behind the Meter | Yes | Net Metered Residential | Sunrun Installation Services, Inc. |  | AC Electric | Accepted | 2023-10-09 | 2023-11-02 | 2024-11-02 | Solar Panels | Trina Solar | TSM-395DE09C.07 |  | 0.395 | 20 | 36 | 32 |  | Fixed | Roof
NJADRE1554791036 | Administratively Determined Incentive Program | PENNS GROVE | 8069 | 16 | 16.99 | Residential | Behind the Meter | Yes | Net Metered Residential | Sunrun Installation Services, Inc. |  | AC Electric | Accepted | 2023-10-09 | 2023-11-02 | 2024-11-02 | Solar Panels | Trina Solar | TSM-395DE09C.07 |  | 0.395 | 1 | 216 | 32 |  | Fixed | Roof
NJADRE1554791036 | Administratively Determined Incentive Program | PENNS GROVE | 8069 | 16 | 16.99 | Residential | Behind the Meter | Yes | Net Metered Residential | Sunrun Installation Services, Inc. |  | AC Electric | Accepted | 2023-10-09 | 2023-11-02 | 2024-11-02 | Solar Panels | Trina Solar | TSM-395DE09C.07 |  | 0.395 | 22 | 216 | 32 |  | Fixed | Roof
NJADRE1554791036 | Administratively Determined Incentive Program | PENNS GROVE | 8069 | 16 | 16.99 | Residential | Behind the Meter | Yes | Net Metered Residential | Sunrun Installation Services, Inc. |  | AC Electric | Accepted | 2023-10-09 | 2023-11-02 | 2024-11-02 | Electric Storage Battery | Tesla | Powerwall 2 AC |  |  | 1 |  |  |  | Lithium Ion |  | inside
NJADRE1554791077 | Administratively Determined Incentive Program | NEWTON | 7860 | 1 | 6.08 | Residential | Behind the Meter | Yes | Net Metered Residential | Trinity Solar |  | JCP&L | Accepted | 2023-10-09 | 2023-11-02 | 2024-11-02 | Inverters | Solar Edge | SE5000H-US000BEi4 | 5000 |  | 1 |  |  | 0.97 |  | Outdoor
NJADRE1554791077 | Administratively Determined Incentive Program | NEWTON | 7860 | 1 | 6.08 | Residential | Behind the Meter | Yes | Net Metered Residential | Trinity Solar |  | JCP&L | Accepted | 2023-10-09 | 2023-11-02 | 2024-11-02 | Solar Panels | HANWHA | Q.PEAK DUO BLK ML-G10+ 405 |  | 0.405 | 15 | 211 | 30 |  | Fixed | Roof
NJADRE1554791117 | Administratively Determined Incentive Program | GREAT MEADOWS | 7838 | 2 | 11.07 | Residential | Behind the Meter | No | Net Metered Residential | Infinity Solar Systems |  | JCP&L | Accepted | 2023-10-09 | 2023-11-02 | 2024-11-02 | Inverters | Enphase | IQ8PLUS-72-2-US | 290 |  | 27 |  |  | 0.97 |  | Outdoor
NJADRE1554791117 | Administratively Determined Incentive Program | GREAT MEADOWS | 7838 | 2 | 11.07 | Residential | Behind the Meter | No | Net Metered Residential | Infinity Solar Systems |  | JCP&L | Accepted | 2023-10-09 | 2023-11-02 | 2024-11-02 | Solar Panels | SEG Solar | SEG-410-BMD-HV |  | 0.41 | 24 | 180 | 34 |  | Fixed | Roof
NJADRE1554791117 | Administratively Determined Incentive Program | GREAT MEADOWS | 7838 | 2 | 11.07 | Residential | Behind the Meter | No | Net Metered Residential | Infinity Solar Systems |  | JCP&L | Accepted | 2023-10-09 | 2023-11-02 | 2024-11-02 | Solar Panels | SEG Solar | SEG-410-BMD-HV |  | 0.41 | 3 | 180 | 28 |  | Fixed | Roof
NJADRE1554791120 | Administratively Determined Incentive Program | HAWTHORNE | 7506 | 6 | 6.08 | Residential | Behind the Meter | Yes | Net Metered Residential | Sunrun Installation Services, Inc. |  | PSE&G | Accepted | 2023-10-09 | 2023-11-02 | 2024-11-02 | Inverters | Delta Electronics | E6-TL-US | 6000 |  | 1 |  |  | 0.96 |  | Outdoor
NJADRE1554791120 | Administratively Determined Incentive Program | HAWTHORNE | 7506 | 6 | 6.08 | Residential | Behind the Meter | Yes | Net Metered Residential | Sunrun Installation Services, Inc. |  | PSE&G | Accepted | 2023-10-09 | 2023-11-02 | 2024-11-02 | Solar Panels | Hanwha Q Cells | Q.PEAK DUO BLK ML-G10+ 405 |  | 0.405 | 5 | 269 | 35 |  | Fixed | Roof
NJADRE1554791120 | Administratively Determined Incentive Program | HAWTHORNE | 7506 | 6 | 6.08 | Residential | Behind the Meter | Yes | Net Metered Residential | Sunrun Installation Services, Inc. |  | PSE&G | Accepted | 2023-10-09 | 2023-11-02 | 2024-11-02 | Solar Panels | Hanwha Q Cells | Q.PEAK DUO BLK ML-G10+ 405 |  | 0.405 | 10 | 179 | 33 |  | Fixed | Roof
NJADRE1554791293 | Administratively Determined Incentive Program | PORT READING | 7064 | 11 | 13.48 | Residential | Behind the Meter | Yes | Net Metered Residential | Freedom Forever New Jersey LLC |  | PSE&G | Accepted | 2023-10-09 | 2023-11-02 | 2024-11-02 | Inverters | Solar Edge | SE10000H-USRGM | 10000 |  | 1 |  |  | 0.99 |  | Outdoor
NJADRE1554791293 | Administratively Determined Incentive Program | PORT READING | 7064 | 11 | 13.48 | Residential | Behind the Meter | Yes | Net Metered Residential | Freedom Forever New Jersey LLC |  | PSE&G | Accepted | 2023-10-09 | 2023-11-02 | 2024-11-02 | Solar Panels | Jinko Solar | JKM385M-6RL3-B |  | 0.385 | 1 | 115 | 21 |  | Fixed | Roof
NJADRE1554791293 | Administratively Determined Incentive Program | PORT READING | 7064 | 11 | 13.48 | Residential | Behind the Meter | Yes | Net Metered Residential | Freedom Forever New Jersey LLC |  | PSE&G | Accepted | 2023-10-09 | 2023-11-02 | 2024-11-02 | Solar Panels | Jinko Solar | JKM385M-6RL3-B |  | 0.385 | 1 | 295 | 21 |  | Fixed | Roof
NJADRE1554791293 | Administratively Determined Incentive Program | PORT READING | 7064 | 11 | 13.48 | Residential | Behind the Meter | Yes | Net Metered Residential | Freedom Forever New Jersey LLC |  | PSE&G | Accepted | 2023-10-09 | 2023-11-02 | 2024-11-02 | Solar Panels | Jinko Solar | JKM385M-6RL3-B |  | 0.385 | 7 | 25 | 21 |  | Fixed | Roof
NJADRE1554791293 | Administratively Determined Incentive Program | PORT READING | 7064 | 11 | 13.48 | Residential | Behind the Meter | Yes | Net Metered Residential | Freedom Forever New Jersey LLC |  | PSE&G | Accepted | 2023-10-09 | 2023-11-02 | 2024-11-02 | Solar Panels | Jinko Solar | JKM385M-6RL3-B |  | 0.385 | 8 | 205 | 21 |  | Fixed | Roof
NJADRE1554791293 | Administratively Determined Incentive Program | PORT READING | 7064 | 11 | 13.48 | Residential | Behind the Meter | Yes | Net Metered Residential | Freedom Forever New Jersey LLC |  | PSE&G | Accepted | 2023-10-09 | 2023-11-02 | 2024-11-02 | Solar Panels | Jinko Solar | JKM385M-6RL3-B |  | 0.385 | 6 | 25 | 21 |  | Fixed | Roof
NJADRE1554791293 | Administratively Determined Incentive Program | PORT READING | 7064 | 11 | 13.48 | Residential | Behind the Meter | Yes | Net Metered Residential | Freedom Forever New Jersey LLC |  | PSE&G | Accepted | 2023-10-09 | 2023-11-02 | 2024-11-02 | Solar Panels | Jinko Solar | JKM385M-6RL3-B |  | 0.385 | 12 | 205 | 21 |  | Fixed | Roof
NJADRE1554791315 | Administratively Determined Incentive Program | ATLANTIC CITY | 8401 | 19 | 6.08 | Residential | Behind the Meter | Yes | Net Metered Residential | Pro Custom Solar dba Momentum Solar |  | AC Electric | Accepted | 2023-10-09 | 2023-11-02 | 2024-11-02 | Solar Panels | Â Q. PEAK DUO BLK-G10+405 | hanwha |  | 0.405 | 9 | 242 | 36 |  | Fixed | Roof
NJADRE1554791315 | Administratively Determined Incentive Program | ATLANTIC CITY | 8401 | 19 | 6.08 | Residential | Behind the Meter | Yes | Net Metered Residential | Pro Custom Solar dba Momentum Solar |  | AC Electric | Accepted | 2023-10-09 | 2023-11-02 | 2024-11-02 | Solar Panels | Â Q. PEAK DUO BLK-G10+405 | hanwha |  | 0.405 | 6 | 62 | 36 |  | Fixed | Roof
NJADRE1554791315 | Administratively Determined Incentive Program | ATLANTIC CITY | 8401 | 19 | 6.08 | Residential | Behind the Meter | Yes | Net Metered Residential | Pro Custom Solar dba Momentum Solar |  | AC Electric | Accepted | 2023-10-09 | 2023-11-02 | 2024-11-02 | Inverters | IQ8PLUS-72-2-US | enphase | 290 |  | 15 |  |  | 0.97 |  | Outdoor
NJADRE1554791332 | Administratively Determined Incentive Program | RED BANK | 7701 | 17 | 10 | Residential | Behind the Meter | No | Net Metered Residential | Sea Bright Solar LLC |  | JCP&L | Accepted | 2023-10-09 | 2023-11-08 | 2024-11-08 | Solar Panels | Sunpower | SPR-U-400 |  | 0.4 | 25 | 180 | 20 |  | Fixed | Ground
NJADRE1554791332 | Administratively Determined Incentive Program | RED BANK | 7701 | 17 | 10 | Residential | Behind the Meter | No | Net Metered Residential | Sea Bright Solar LLC |  | JCP&L | Accepted | 2023-10-09 | 2023-11-08 | 2024-11-08 | Inverters | Enphase | IQ 7HS | 384 |  | 25 |  |  | 0.99 |  | Outside | Ground
NJADRE1554791348 | Administratively Determined Incentive Program | PILESGROVE | 8098 | 16 | 14.18 | Residential | Behind the Meter | Yes | Net Metered Residential | Pro Custom Solar dba Momentum Solar |  | AC Electric | Accepted | 2023-10-09 | 2023-11-02 | 2024-11-02 | Solar Panels | Â Q. PEAK DUO BLK-G10+405 | hanwha |  | 0.405 | 35 | 305 | 14 |  | Fixed | Roof
NJADRE1554791348 | Administratively Determined Incentive Program | PILESGROVE | 8098 | 16 | 14.18 | Residential | Behind the Meter | Yes | Net Metered Residential | Pro Custom Solar dba Momentum Solar |  | AC Electric | Accepted | 2023-10-09 | 2023-11-02 | 2024-11-02 | Inverters | IQ8PLUS-72-2-US | enphase | 290 |  | 35 |  |  | 0.97 |  | Outdoor
NJADRE1554791368 | Administratively Determined Incentive Program | WAYNE TWP | 7470 | 6 | 19.04 | Residential | Behind the Meter | No | Net Metered Residential | Tesla Energy Operations Inc |  | PSE&G | Accepted | 2023-10-11 | 2023-11-09 | 2024-11-09 | Inverters | Tesla | 1538000-45-A | 7600 |  | 1 |  |  | 0.98 |  | Outside
NJADRE1554791368 | Administratively Determined Incentive Program | WAYNE TWP | 7470 | 6 | 19.04 | Residential | Behind the Meter | No | Net Metered Residential | Tesla Energy Operations Inc |  | PSE&G | Accepted | 2023-10-11 | 2023-11-09 | 2024-11-09 | Inverters | Tesla | 1538000-45-A | 5000 |  | 2 |  |  | 0.98 |  | Outside
NJADRE1554791368 | Administratively Determined Incentive Program | WAYNE TWP | 7470 | 6 | 19.04 | Residential | Behind the Meter | No | Net Metered Residential | Tesla Energy Operations Inc |  | PSE&G | Accepted | 2023-10-11 | 2023-11-09 | 2024-11-09 | Solar Panels | Hanwha | Q.PEAK DUO BLK ML-G10+/TS 405 |  | 0.405 | 11 | 305 | 24 |  | Fixed | Roof
NJADRE1554791368 | Administratively Determined Incentive Program | WAYNE TWP | 7470 | 6 | 19.04 | Residential | Behind the Meter | No | Net Metered Residential | Tesla Energy Operations Inc |  | PSE&G | Accepted | 2023-10-11 | 2023-11-09 | 2024-11-09 | Solar Panels | Hanwha | # Q.PEAK DUO BLK ML-G10+/TS 405 |  | 0.405 | 13 | 126 | 23 |  | Fixed | Roof
NJADRE1554791368 | Administratively Determined Incentive Program | WAYNE TWP | 7470 | 6 | 19.04 | Residential | Behind the Meter | No | Net Metered Residential | Tesla Energy Operations Inc |  | PSE&G | Accepted | 2023-10-11 | 2023-11-09 | 2024-11-09 | Solar Panels | Hanwha | # Q.PEAK DUO BLK ML-G10+/TS 405 |  | 0.405 | 3 | 215 | 23 |  | Fixed | Roof
NJADRE1554791368 | Administratively Determined Incentive Program | WAYNE TWP | 7470 | 6 | 19.04 | Residential | Behind the Meter | No | Net Metered Residential | Tesla Energy Operations Inc |  | PSE&G | Accepted | 2023-10-11 | 2023-11-09 | 2024-11-09 | Solar Panels | Hanwha | # Q.PEAK DUO BLK ML-G10+/TS 405 |  | 0.405 | 12 | 126 | 23 |  | Fixed | Roof
NJADRE1554791368 | Administratively Determined Incentive Program | WAYNE TWP | 7470 | 6 | 19.04 | Residential | Behind the Meter | No | Net Metered Residential | Tesla Energy Operations Inc |  | PSE&G | Accepted | 2023-10-11 | 2023-11-09 | 2024-11-09 | Solar Panels | Hanwha | # Q.PEAK DUO BLK ML-G10+/TS 405 |  | 0.405 | 8 | 305 | 22 |  | Fixed | Roof
NJADRE1554791370 | Administratively Determined Incentive Program | PISCATAWAY | 8854 | 11 | 9.75 | Residential | Behind the Meter | Yes | Net Metered Residential | Sunrun Installation Services, Inc. |  | PSE&G | Accepted | 2023-10-09 | 2023-11-02 | 2024-11-02 | Inverters | SOLAREDGE TECHNOLOGIES | SE7600H-USSN | 7600 |  | 1 |  |  | 0.992 |  | Outdoor | next to meter
NJADRE1554791370 | Administratively Determined Incentive Program | PISCATAWAY | 8854 | 11 | 9.75 | Residential | Behind the Meter | Yes | Net Metered Residential | Sunrun Installation Services, Inc. |  | PSE&G | Accepted | 2023-10-09 | 2023-11-02 | 2024-11-02 | Solar Panels | Vikram Solar | VSMDHT.60.375.05 |  | 0.375 | 4 | 222 | 23 |  | Fixed | Roof
NJADRE1554791370 | Administratively Determined Incentive Program | PISCATAWAY | 8854 | 11 | 9.75 | Residential | Behind the Meter | Yes | Net Metered Residential | Sunrun Installation Services, Inc. |  | PSE&G | Accepted | 2023-10-09 | 2023-11-02 | 2024-11-02 | Solar Panels | Vikram Solar | VSMDHT.60.375.05 |  | 0.375 | 6 | 41 | 23 |  | Fixed | Roof
NJADRE1554791370 | Administratively Determined Incentive Program | PISCATAWAY | 8854 | 11 | 9.75 | Residential | Behind the Meter | Yes | Net Metered Residential | Sunrun Installation Services, Inc. |  | PSE&G | Accepted | 2023-10-09 | 2023-11-02 | 2024-11-02 | Solar Panels | Vikram Solar | VSMDHT.60.375.05 |  | 0.375 | 16 | 132 | 22 |  | Fixed | Roof
NJADRE1554791372 | Administratively Determined Incentive Program | PARSIPPANY | 7054 | 3 | 11.9 | Residential | Behind the Meter | Yes | Net Metered Residential | Vision Solar LLC |  | JCP&L | Accepted | 2023-10-09 | 2023-11-02 | 2024-11-02 | Inverters | ENPHASE | IQ7-60-2-US | 240 |  | 35 |  |  | 0.97 |  | Outdoor
NJADRE1554791372 | Administratively Determined Incentive Program | PARSIPPANY | 7054 | 3 | 11.9 | Residential | Behind the Meter | Yes | Net Metered Residential | Vision Solar LLC |  | JCP&L | Accepted | 2023-10-09 | 2023-11-02 | 2024-11-02 | Solar Panels | LG SOLAR | LG340N1C-V5 |  | 0.34 | 13 | 269 | 21 |  | Fixed | Roof
NJADRE1554791372 | Administratively Determined Incentive Program | PARSIPPANY | 7054 | 3 | 11.9 | Residential | Behind the Meter | Yes | Net Metered Residential | Vision Solar LLC |  | JCP&L | Accepted | 2023-10-09 | 2023-11-02 | 2024-11-02 | Solar Panels | LG SOLAR | LG340N1C-V5 |  | 0.34 | 10 | 269 | 21 |  | Fixed | Roof
NJADRE1554791372 | Administratively Determined Incentive Program | PARSIPPANY | 7054 | 3 | 11.9 | Residential | Behind the Meter | Yes | Net Metered Residential | Vision Solar LLC |  | JCP&L | Accepted | 2023-10-09 | 2023-11-02 | 2024-11-02 | Solar Panels | LG SOLAR | LG340N1C-V5 |  | 0.34 | 12 | 89 | 21 |  | Fixed | Roof
NJADRE1554791401 | Administratively Determined Incentive Program | Bridgewater Twp | 8836 | 5 | 9.32 | Residential | Behind the Meter | Yes | Net Metered Residential | Sunrun Installation Services, Inc. |  | PSE&G | Accepted | 2023-10-09 | 2023-11-02 | 2024-11-02 | Inverters | Delta Electronics | E8-TL-US | 8000 |  | 1 |  |  | 0.975 |  | Outdoor | next to meter
NJADRE1554791401 | Administratively Determined Incentive Program | Bridgewater Twp | 8836 | 5 | 9.32 | Residential | Behind the Meter | Yes | Net Metered Residential | Sunrun Installation Services, Inc. |  | PSE&G | Accepted | 2023-10-09 | 2023-11-02 | 2024-11-02 | Solar Panels | HANWHA Q-CELLS | Q.PEAK DUO BLK ML-G10+ 405 |  | 0.405 | 23 | 280 | 27 |  | Fixed | Roof
NJADRE1554791413 | Administratively Determined Incentive Program | IRVINGTON | 7111 | 9 | 3.85 | Residential | Behind the Meter | Yes | Net Metered Residential | Freedom Forever New Jersey LLC |  | PSE&G | Accepted | 2023-10-09 | 2023-11-02 | 2024-11-02 | Inverters | Enphase | IQ8PLUS-72-2-US | 290 |  | 10 |  |  | 0.99 |  | Outdoor
NJADRE1554791413 | Administratively Determined Incentive Program | IRVINGTON | 7111 | 9 | 3.85 | Residential | Behind the Meter | Yes | Net Metered Residential | Freedom Forever New Jersey LLC |  | PSE&G | Accepted | 2023-10-09 | 2023-11-02 | 2024-11-02 | Solar Panels | Jinko Solar | JKM385M-6RL3-B |  | 0.385 | 10 | 127 | 30 |  | Fixed | Roof
NJADRE1554791418 | Administratively Determined Incentive Program | CLEMENTON | 8021 | 14 | 3.95 | Residential | Behind the Meter | Yes | Net Metered Residential | Sunrun Installation Services, Inc. |  | AC Electric | Accepted | 2023-10-09 | 2023-11-02 | 2024-11-02 | Inverters | SOLAREDGE TECHNOLOGIES | SE3800H-USMN | 3800 |  | 1 |  |  | 0.99 |  | Outdoor | Next To Meter
NJADRE1554791418 | Administratively Determined Incentive Program | CLEMENTON | 8021 | 14 | 3.95 | Residential | Behind the Meter | Yes | Net Metered Residential | Sunrun Installation Services, Inc. |  | AC Electric | Accepted | 2023-10-09 | 2023-11-02 | 2024-11-02 | Solar Panels | TRINA SOLAR | TSM-395DE09C.07 |  | 0.395 | 2 | 90 | 23 |  | Fixed | Roof
NJADRE1554791418 | Administratively Determined Incentive Program | CLEMENTON | 8021 | 14 | 3.95 | Residential | Behind the Meter | Yes | Net Metered Residential | Sunrun Installation Services, Inc. |  | AC Electric | Accepted | 2023-10-09 | 2023-11-02 | 2024-11-02 | Solar Panels | TRINA SOLAR | TSM-395DE09C.07 |  | 0.395 | 8 | 89 | 21 |  | Fixed | Roof
NJADRE1554791435 | Administratively Determined Incentive Program | MOORESTOWN | 8057 | 13 | 7.88 | Residential | Behind the Meter | No | Net Metered Residential | Sunrun Installation Services, Inc. |  | PSE&G | Accepted | 2023-10-09 | 2023-11-02 | 2024-11-02 | Inverters | SOLAREDGE TECHNOLOGIES | SE6000H-USSN | 6000 |  | 1 |  |  | 0.99 |  | Outdoor | next to meter
NJADRE1554791435 | Administratively Determined Incentive Program | MOORESTOWN | 8057 | 13 | 7.88 | Residential | Behind the Meter | No | Net Metered Residential | Sunrun Installation Services, Inc. |  | PSE&G | Accepted | 2023-10-09 | 2023-11-02 | 2024-11-02 | Solar Panels | Vikram Solar | VSMDHT.60.375.05 |  | 0.375 | 21 | 209 | 33 |  | Fixed | Roof
NJADRE1554791435 | Administratively Determined Incentive Program | MOORESTOWN | 8057 | 13 | 7.88 | Residential | Behind the Meter | No | Net Metered Residential | Sunrun Installation Services, Inc. |  | PSE&G | Accepted | 2023-10-09 | 2023-11-02 | 2024-11-02 | Electric Storage Battery | Tesla | Powerwall |  |  | 1 |  |  |  | Lithium Ion |  | Inside
NJADRE1554791443 | Administratively Determined Incentive Program | Newfield | 8344 | 15 | 11.6 | Residential | Behind the Meter | Yes | Net Metered Residential | Big Solar Energy, LLC |  | AC Electric | Accepted | 2023-10-09 | 2023-11-02 | 2024-11-02 | Inverters | SOLAREDGE | SE7600H-US (240V) | 7600 |  | 1 |  |  | 0.992 |  | Outdoor
NJADRE1554791443 | Administratively Determined Incentive Program | Newfield | 8344 | 15 | 11.6 | Residential | Behind the Meter | Yes | Net Metered Residential | Big Solar Energy, LLC |  | AC Electric | Accepted | 2023-10-09 | 2023-11-02 | 2024-11-02 | Solar Panels | HANWHA Q.CELLS | Q.PEAK DUO BLKML-G10 400 PV |  | 0.4 | 7 | 36 | 23 |  | Fixed | Roof
NJADRE1554791443 | Administratively Determined Incentive Program | Newfield | 8344 | 15 | 11.6 | Residential | Behind the Meter | Yes | Net Metered Residential | Big Solar Energy, LLC |  | AC Electric | Accepted | 2023-10-09 | 2023-11-02 | 2024-11-02 | Solar Panels | HANWHA Q.CELLS | Q.PEAK DUO BLKML-G10 400 PV |  | 0.4 | 22 | 216 | 23 |  | Fixed | Roof
NJADRE1554791455 | Administratively Determined Incentive Program | ABERDEEN TOWNSHIP | 7747 | 17 | 11.94 | Residential | Behind the Meter | Yes | Net Metered Residential | Freedom Forever New Jersey LLC |  | JCP&L | Accepted | 2023-10-09 | 2023-11-02 | 2024-11-02 | Inverters | Solar Edge | SE10000H-USRGM | 10000 |  | 1 |  |  | 0.99 |  | Outdoor
NJADRE1554791455 | Administratively Determined Incentive Program | ABERDEEN TOWNSHIP | 7747 | 17 | 11.94 | Residential | Behind the Meter | Yes | Net Metered Residential | Freedom Forever New Jersey LLC |  | JCP&L | Accepted | 2023-10-09 | 2023-11-02 | 2024-11-02 | Solar Panels | Jinko Solar | JKM385M-6RL3-B |  | 0.385 | 23 | 180 | 34 |  | Fixed | Roof
NJADRE1554791455 | Administratively Determined Incentive Program | ABERDEEN TOWNSHIP | 7747 | 17 | 11.94 | Residential | Behind the Meter | Yes | Net Metered Residential | Freedom Forever New Jersey LLC |  | JCP&L | Accepted | 2023-10-09 | 2023-11-02 | 2024-11-02 | Solar Panels | Jinko Solar | JKM385M-6RL3-B |  | 0.385 | 8 | 180 | 34 |  | Fixed | Roof
NJADRE1554791464 | Administratively Determined Incentive Program | PLEASANTVILLE | 8232 | 19 | 3.95 | Residential | Behind the Meter | Yes | Net Metered Residential | Big Solar Energy, LLC |  | AC Electric | Accepted | 2023-10-09 | 2023-11-02 | 2024-11-02 | Inverters | SE3000H-US (240V) | SOLAREDGE | 13 |  | 1 |  |  | 0.99 |  | Outdoor
NJADRE1554791464 | Administratively Determined Incentive Program | PLEASANTVILLE | 8232 | 19 | 3.95 | Residential | Behind the Meter | Yes | Net Metered Residential | Big Solar Energy, LLC |  | AC Electric | Accepted | 2023-10-09 | 2023-11-02 | 2024-11-02 | Solar Panels | JA SOLAR | JAM72S09-395 PV |  | 0.395 | 4 | 295 | 30 |  | Fixed | Roof
NJADRE1554791464 | Administratively Determined Incentive Program | PLEASANTVILLE | 8232 | 19 | 3.95 | Residential | Behind the Meter | Yes | Net Metered Residential | Big Solar Energy, LLC |  | AC Electric | Accepted | 2023-10-09 | 2023-11-02 | 2024-11-02 | Solar Panels | JA SOLAR | JAM72S09-395 PV |  | 0.395 | 6 | 295 | 23 |  | Fixed | Roof
NJADRE1554791477 | Administratively Determined Incentive Program | LINDEN | 7036 | 10 | 5.78 | Residential | Behind the Meter | Yes | Net Metered Residential | Freedom Forever New Jersey LLC |  | PSE&G | Accepted | 2023-10-09 | 2023-11-02 | 2024-11-02 | Inverters | Solar Edge | SE5000H-USRGM | 5000 |  | 1 |  |  | 0.99 |  | Outdoor
NJADRE1554791477 | Administratively Determined Incentive Program | LINDEN | 7036 | 10 | 5.78 | Residential | Behind the Meter | Yes | Net Metered Residential | Freedom Forever New Jersey LLC |  | PSE&G | Accepted | 2023-10-09 | 2023-11-02 | 2024-11-02 | Solar Panels | JInko Solar | JKM385M-6RL3-B |  | 0.385 | 6 | 162 | 19 |  | Fixed | Roof
NJADRE1554791477 | Administratively Determined Incentive Program | LINDEN | 7036 | 10 | 5.78 | Residential | Behind the Meter | Yes | Net Metered Residential | Freedom Forever New Jersey LLC |  | PSE&G | Accepted | 2023-10-09 | 2023-11-02 | 2024-11-02 | Solar Panels | Jinko Solar | JKM385M-6RL3-B |  | 0.385 | 9 | 252 | 19 |  | Fixed | Roof
NJADRE1554791480 | Administratively Determined Incentive Program | BRIDGETON | 8302 | 20 | 6.89 | Residential | Behind the Meter | Yes | Net Metered Residential | Sunrun Installation Services, Inc. |  | AC Electric | Accepted | 2023-10-09 | 2023-11-02 | 2024-11-02 | Inverters | SolarEdge Technologies | SE6000H-USSN | 6000 |  | 1 |  |  | 0.96 |  | Outdoor | Next To Meter
NJADRE1554791480 | Administratively Determined Incentive Program | BRIDGETON | 8302 | 20 | 6.89 | Residential | Behind the Meter | Yes | Net Metered Residential | Sunrun Installation Services, Inc. |  | AC Electric | Accepted | 2023-10-09 | 2023-11-02 | 2024-11-02 | Solar Panels | Hanwha Q Cells | Q.PEAK DUO BLK ML-G10+ 405 |  | 0.405 | 7 | 347 | 30 |  | Fixed | Roof
NJADRE1554791480 | Administratively Determined Incentive Program | BRIDGETON | 8302 | 20 | 6.89 | Residential | Behind the Meter | Yes | Net Metered Residential | Sunrun Installation Services, Inc. |  | AC Electric | Accepted | 2023-10-09 | 2023-11-02 | 2024-11-02 | Solar Panels | Hanwha Q Cells | Q.PEAK DUO BLK ML-G10+ 405 |  | 0.405 | 10 | 167 | 28 |  | Fixed | Roof
NJADRE1554791487 | Administratively Determined Incentive Program | SOMERDALE | 8083 | 14 | 5.67 | Residential | Behind the Meter | Yes | Net Metered Residential | Sunrun Installation Services, Inc. |  | PSE&G | Accepted | 2023-10-09 | 2023-11-02 | 2024-11-02 | Inverters | SolarEdge Technologies | SE3800H-USMN | 3800 |  | 1 |  |  | 0.96 |  | Outdoor | next to meter
NJADRE1554791487 | Administratively Determined Incentive Program | SOMERDALE | 8083 | 14 | 5.67 | Residential | Behind the Meter | Yes | Net Metered Residential | Sunrun Installation Services, Inc. |  | PSE&G | Accepted | 2023-10-09 | 2023-11-02 | 2024-11-02 | Solar Panels | Hanwha Q Cells | Q.PEAK DUO BLK ML-G10+ 405 |  | 0.405 | 6 | 355 | 22 |  | Fixed | Roof
NJADRE1554791487 | Administratively Determined Incentive Program | SOMERDALE | 8083 | 14 | 5.67 | Residential | Behind the Meter | Yes | Net Metered Residential | Sunrun Installation Services, Inc. |  | PSE&G | Accepted | 2023-10-09 | 2023-11-02 | 2024-11-02 | Solar Panels | Hanwha Q Cells | Q.PEAK DUO BLK ML-G10+ 405 |  | 0.405 | 8 | 175 | 22 |  | Fixed | Roof
NJADRE1554791504 | Administratively Determined Incentive Program | ROSELLE PARK | 7204 | 10 | 7.88 | Residential | Behind the Meter | Yes | Net Metered Residential | Sunrun Installation Services, Inc. |  | PSE&G | Accepted | 2023-10-09 | 2023-11-02 | 2024-11-02 | Inverters | SolarEdge Technologies | SE6000H-USSN | 6000 |  | 1 |  |  | 0.96 |  | Outdoor
NJADRE1554791504 | Administratively Determined Incentive Program | ROSELLE PARK | 7204 | 10 | 7.88 | Residential | Behind the Meter | Yes | Net Metered Residential | Sunrun Installation Services, Inc. |  | PSE&G | Accepted | 2023-10-09 | 2023-11-02 | 2024-11-02 | Solar Panels | Vikram Solar | VSMDHT.60.375.05 |  | 0.375 | 9 | 230 | 33 |  | Fixed | Roof
NJADRE1554791504 | Administratively Determined Incentive Program | ROSELLE PARK | 7204 | 10 | 7.88 | Residential | Behind the Meter | Yes | Net Metered Residential | Sunrun Installation Services, Inc. |  | PSE&G | Accepted | 2023-10-09 | 2023-11-02 | 2024-11-02 | Solar Panels | Vikram Solar | VSMDHT.60.375.05 |  | 0.375 | 3 | 49 | 34 |  | Fixed | Roof
NJADRE1554791504 | Administratively Determined Incentive Program | ROSELLE PARK | 7204 | 10 | 7.88 | Residential | Behind the Meter | Yes | Net Metered Residential | Sunrun Installation Services, Inc. |  | PSE&G | Accepted | 2023-10-09 | 2023-11-02 | 2024-11-02 | Solar Panels | Vikram Solar | VSMDHT.60.375.05 |  | 0.375 | 9 | 230 | 14 |  | Fixed | Roof
NJADRE1554791509 | Administratively Determined Incentive Program | MOUNT LAUREL | 8054 | 13 | 9.75 | Residential | Behind the Meter | Yes | Net Metered Residential | Sunrun Installation Services, Inc. |  | PSE&G | Accepted | 2023-10-09 | 2023-11-02 | 2024-11-02 | Inverters | SOLAREDGE TECHNOLOGIES | SE7600H-USSN | 7600 |  | 1 |  |  | 0.99 |  | Outdoor | Next To Meter
NJADRE1554791509 | Administratively Determined Incentive Program | MOUNT LAUREL | 8054 | 13 | 9.75 | Residential | Behind the Meter | Yes | Net Metered Residential | Sunrun Installation Services, Inc. |  | PSE&G | Accepted | 2023-10-09 | 2023-11-02 | 2024-11-02 | Solar Panels | VIKRAM SOLAR | VSMDHT.60.375.05 |  | 0.375 | 9 | 3 | 38 |  | Fixed | Roof
NJADRE1554791509 | Administratively Determined Incentive Program | MOUNT LAUREL | 8054 | 13 | 9.75 | Residential | Behind the Meter | Yes | Net Metered Residential | Sunrun Installation Services, Inc. |  | PSE&G | Accepted | 2023-10-09 | 2023-11-02 | 2024-11-02 | Solar Panels | VIKRAM SOLAR | VSMDHT.60.375.05 |  | 0.375 | 17 | 93 | 31 |  | Fixed | Roof
NJADRE1554791520 | Administratively Determined Incentive Program | TOMS RIVER | 8753 | 18 | 3.56 | Residential | Behind the Meter | Yes | Net Metered Residential | Sunrun Installation Services, Inc. |  | JCP&L | Accepted | 2023-10-09 | 2023-11-02 | 2024-11-02 | Electric Storage Battery | Powerwall 2 AC | Tesla |  |  | 1 |  |  |  | Lithium Ion |  | inside
NJADRE1554791520 | Administratively Determined Incentive Program | TOMS RIVER | 8753 | 18 | 3.56 | Residential | Behind the Meter | Yes | Net Metered Residential | Sunrun Installation Services, Inc. |  | JCP&L | Accepted | 2023-10-09 | 2023-11-02 | 2024-11-02 | Inverters | Enphase Energy | IQ7-60-x-US (240V) | 240 |  | 9 |  |  | 0.96 |  | Outdoor | Rooftop
NJADRE1554791520 | Administratively Determined Incentive Program | TOMS RIVER | 8753 | 18 | 3.56 | Residential | Behind the Meter | Yes | Net Metered Residential | Sunrun Installation Services, Inc. |  | JCP&L | Accepted | 2023-10-09 | 2023-11-02 | 2024-11-02 | Solar Panels | Trina Solar | TSM-395DE09C.07 |  | 0.395 | 6 | 266 | 45 |  | Fixed | Roof
NJADRE1554791520 | Administratively Determined Incentive Program | TOMS RIVER | 8753 | 18 | 3.56 | Residential | Behind the Meter | Yes | Net Metered Residential | Sunrun Installation Services, Inc. |  | JCP&L | Accepted | 2023-10-09 | 2023-11-02 | 2024-11-02 | Solar Panels | Trina Solar | TSM-395DE09C.07 |  | 0.395 | 3 | 86 | 21 |  | Fixed | Roof
NJADRE1554791525 | Administratively Determined Incentive Program | MANAHAWKIN | 8050 | 18 | 3.24 | Residential | Behind the Meter | Yes | Net Metered Residential | Sunrun Installation Services, Inc. |  | AC Electric | Accepted | 2023-10-09 | 2023-11-02 | 2024-11-02 | Inverters | SolarEdge Technologies | SE3800H-USSN | 3800 |  | 1 |  |  | 0.96 |  | Outdoor | Next To Meter
NJADRE1554791525 | Administratively Determined Incentive Program | MANAHAWKIN | 8050 | 18 | 3.24 | Residential | Behind the Meter | Yes | Net Metered Residential | Sunrun Installation Services, Inc. |  | AC Electric | Accepted | 2023-10-09 | 2023-11-02 | 2024-11-02 | Solar Panels | Hanwha Q Cells | Q.PEAK DUO BLK ML-G10+ 405 |  | 0.405 | 8 | 152 | 2 |  | Fixed | Roof
NJADRE1554791538 | Administratively Determined Incentive Program | PHILLIPSBURG | 8865 | 2 | 15.8 | Residential | Behind the Meter | Yes | Net Metered Residential | Big Solar Energy, LLC |  | JCP&L | Accepted | 2023-10-09 | 2023-11-02 | 2024-11-02 | Inverters | SOLAREDGE | SE6000H-US ENERGY HUB(240V) | 6000 |  | 2 |  |  | 0.992 |  | Outdoor
NJADRE1554791538 | Administratively Determined Incentive Program | PHILLIPSBURG | 8865 | 2 | 15.8 | Residential | Behind the Meter | Yes | Net Metered Residential | Big Solar Energy, LLC |  | JCP&L | Accepted | 2023-10-09 | 2023-11-02 | 2024-11-02 | Solar Panels | JA SOLAR | JAM72S09-395 PV |  | 0.395 | 6 | 140 | 26 |  | Fixed | Roof
NJADRE1554791538 | Administratively Determined Incentive Program | PHILLIPSBURG | 8865 | 2 | 15.8 | Residential | Behind the Meter | Yes | Net Metered Residential | Big Solar Energy, LLC |  | JCP&L | Accepted | 2023-10-09 | 2023-11-02 | 2024-11-02 | Solar Panels | JA SOLAR | JAM72S09-395 PV |  | 0.395 | 11 | 140 | 33 |  | Fixed | Roof
NJADRE1554791538 | Administratively Determined Incentive Program | PHILLIPSBURG | 8865 | 2 | 15.8 | Residential | Behind the Meter | Yes | Net Metered Residential | Big Solar Energy, LLC |  | JCP&L | Accepted | 2023-10-09 | 2023-11-02 | 2024-11-02 | Solar Panels | JA SOLAR | JAM72S09-395 PV |  | 0.395 | 4 | 230 | 33 |  | Fixed | Roof
NJADRE1554791538 | Administratively Determined Incentive Program | PHILLIPSBURG | 8865 | 2 | 15.8 | Residential | Behind the Meter | Yes | Net Metered Residential | Big Solar Energy, LLC |  | JCP&L | Accepted | 2023-10-09 | 2023-11-02 | 2024-11-02 | Solar Panels | JA SOLAR | JAM72S09-395 PV |  | 0.395 | 2 | 230 | 33 |  | Fixed | Roof
NJADRE1554791538 | Administratively Determined Incentive Program | PHILLIPSBURG | 8865 | 2 | 15.8 | Residential | Behind the Meter | Yes | Net Metered Residential | Big Solar Energy, LLC |  | JCP&L | Accepted | 2023-10-09 | 2023-11-02 | 2024-11-02 | Solar Panels | JA SOLAR | JAM72S09-395 PV |  | 0.395 | 7 | 50 | 33 |  | Fixed | Roof
NJADRE1554791538 | Administratively Determined Incentive Program | PHILLIPSBURG | 8865 | 2 | 15.8 | Residential | Behind the Meter | Yes | Net Metered Residential | Big Solar Energy, LLC |  | JCP&L | Accepted | 2023-10-09 | 2023-11-02 | 2024-11-02 | Solar Panels | JA SOLAR | JAM72S09-395 PV |  | 0.395 | 10 | 320 | 33 |  | Fixed | Roof
NJADRE1554791541 | Administratively Determined Incentive Program | EAST BRUNSWICK | 8816 | 11 | 7.13 | Residential | Behind the Meter | No | Net Metered Residential | Sunrun Installation Services, Inc. |  | JCP&L | Accepted | 2023-10-09 | 2023-11-03 | 2024-11-03 | Electric Storage Battery | Tesla | Powerwall 2 AC |  |  | 1 |  |  |  | Lithium Ion |  | inside
NJADRE1554791541 | Administratively Determined Incentive Program | EAST BRUNSWICK | 8816 | 11 | 7.13 | Residential | Behind the Meter | No | Net Metered Residential | Sunrun Installation Services, Inc. |  | JCP&L | Accepted | 2023-10-09 | 2023-11-03 | 2024-11-03 | Inverters | SolarEdge Technologies | SE6000H-USSN | 6000 |  | 1 |  |  | 0.96 |  | Outdoor | Next To Meter
NJADRE1554791541 | Administratively Determined Incentive Program | EAST BRUNSWICK | 8816 | 11 | 7.13 | Residential | Behind the Meter | No | Net Metered Residential | Sunrun Installation Services, Inc. |  | JCP&L | Accepted | 2023-10-09 | 2023-11-03 | 2024-11-03 | Solar Panels | Vikram Solar | VSMDHT.60.375.05 |  | 0.375 | 17 | 69 | 20 |  | Fixed | Roof
NJADRE1554791541 | Administratively Determined Incentive Program | EAST BRUNSWICK | 8816 | 11 | 7.13 | Residential | Behind the Meter | No | Net Metered Residential | Sunrun Installation Services, Inc. |  | JCP&L | Accepted | 2023-10-09 | 2023-11-03 | 2024-11-03 | Solar Panels | Vikram Solar | VSMDHT.60.375.05 |  | 0.375 | 2 | 249 | 17 |  | Fixed | Roof
NJADRE1554793252 | Administratively Determined Incentive Program | MOUNT LAUREL | 8054 | 13 | 10.8 | Residential | Behind the Meter | Yes | Net Metered Residential | Suntuity Solar LLC |  | PSE&G | Accepted | 2023-10-10 | 2023-11-02 | 2024-11-02 | Inverters | ENPHASE | IQ8PLUS-72-2-US | 290 |  | 27 |  |  | 0.97 |  | Outdoor | Behind the PV modules
NJADRE1554793252 | Administratively Determined Incentive Program | MOUNT LAUREL | 8054 | 13 | 10.8 | Residential | Behind the Meter | Yes | Net Metered Residential | Suntuity Solar LLC |  | PSE&G | Accepted | 2023-10-10 | 2023-11-02 | 2024-11-02 | Solar Panels | CANADIAN SOLAR | CS6R-400MS-HL |  | 0.4 | 6 | 321 | 19 |  | Fixed | Roof
NJADRE1554793252 | Administratively Determined Incentive Program | MOUNT LAUREL | 8054 | 13 | 10.8 | Residential | Behind the Meter | Yes | Net Metered Residential | Suntuity Solar LLC |  | PSE&G | Accepted | 2023-10-10 | 2023-11-02 | 2024-11-02 | Solar Panels | CANADIAN SOLAR | CS6R-400MS-HL |  | 0.4 | 21 | 141 | 6 |  | Fixed | Roof
NJADRE1554793253 | Administratively Determined Incentive Program | MARMORA | 8223 | 21 | 6 | Residential | Behind the Meter | Yes | Net Metered Residential | Suntuity Solar LLC |  | AC Electric | Accepted | 2023-10-10 | 2023-11-02 | 2024-11-02 | Inverters | ENPHASE | IQ8PLUS-72-2-US | 290 |  | 15 |  |  | 0.97 |  | Outdoor | Behind the PV modules
NJADRE1554793253 | Administratively Determined Incentive Program | MARMORA | 8223 | 21 | 6 | Residential | Behind the Meter | Yes | Net Metered Residential | Suntuity Solar LLC |  | AC Electric | Accepted | 2023-10-10 | 2023-11-02 | 2024-11-02 | Solar Panels | CANADIAN SOLAR | CS6R-400MS-HL |  | 0.4 | 10 | 226 | 38 |  | Fixed | Roof
NJADRE1554793253 | Administratively Determined Incentive Program | MARMORA | 8223 | 21 | 6 | Residential | Behind the Meter | Yes | Net Metered Residential | Suntuity Solar LLC |  | AC Electric | Accepted | 2023-10-10 | 2023-11-02 | 2024-11-02 | Solar Panels | CANADIAN SOLAR | CS6R-400MS-HL |  | 0.4 | 5 | 226 | 40 |  | Fixed | Roof
NJADRE1554793255 | Administratively Determined Incentive Program | TRENTON | 8609 | 12 | 6 | Residential | Behind the Meter | Yes | Net Metered Residential | Suntuity Solar LLC |  | PSE&G | Accepted | 2023-10-10 | 2023-11-02 | 2024-11-02 | Inverters | (15) ENPHASE | IQ8PLUS-72-2-US | 290 |  | 15 |  |  | 0.97 |  | Outdoor | Behind the PV modules
NJADRE1554793255 | Administratively Determined Incentive Program | TRENTON | 8609 | 12 | 6 | Residential | Behind the Meter | Yes | Net Metered Residential | Suntuity Solar LLC |  | PSE&G | Accepted | 2023-10-10 | 2023-11-02 | 2024-11-02 | Solar Panels | (15) CANADIAN SOLAR | CS6R-400MS-HL |  | 0.4 | 7 | 244 | 23 |  | Fixed | Roof
NJADRE1554793255 | Administratively Determined Incentive Program | TRENTON | 8609 | 12 | 6 | Residential | Behind the Meter | Yes | Net Metered Residential | Suntuity Solar LLC |  | PSE&G | Accepted | 2023-10-10 | 2023-11-02 | 2024-11-02 | Solar Panels | (15) CANADIAN SOLAR | CS6R-400MS-HL |  | 0.4 | 8 | 64 | 23 |  | Fixed | Roof
NJADRE1554793268 | Administratively Determined Incentive Program | WYCKOFF | 7481 | 7 | 3.75 | Residential | Behind the Meter | Yes | Net Metered Residential | Sunrun Installation Services, Inc. |  | Orange Rockland Electric | Accepted | 2023-10-10 | 2023-11-02 | 2024-11-02 | Electric Storage Battery | Tesla | Powerwall 2 AC |  |  | 1 |  |  |  | Lithium Ion |  | outside
NJADRE1554793268 | Administratively Determined Incentive Program | WYCKOFF | 7481 | 7 | 3.75 | Residential | Behind the Meter | Yes | Net Metered Residential | Sunrun Installation Services, Inc. |  | Orange Rockland Electric | Accepted | 2023-10-10 | 2023-11-02 | 2024-11-02 | Inverters | SolarEdge Technologies | SE3800H-USMN | 3800 |  | 1 |  |  | 0.96 |  | Outdoor | Next To Meter
NJADRE1554793268 | Administratively Determined Incentive Program | WYCKOFF | 7481 | 7 | 3.75 | Residential | Behind the Meter | Yes | Net Metered Residential | Sunrun Installation Services, Inc. |  | Orange Rockland Electric | Accepted | 2023-10-10 | 2023-11-02 | 2024-11-02 | Solar Panels | Vikram Solar | VSMDHT.60.375.05 |  | 0.375 | 3 | 22 | 22 |  | Fixed | Roof
NJADRE1554793268 | Administratively Determined Incentive Program | WYCKOFF | 7481 | 7 | 3.75 | Residential | Behind the Meter | Yes | Net Metered Residential | Sunrun Installation Services, Inc. |  | Orange Rockland Electric | Accepted | 2023-10-10 | 2023-11-02 | 2024-11-02 | Solar Panels | Vikram Solar | VSMDHT.60.375.05 |  | 0.375 | 3 | 192 | 22 |  | Fixed | Roof
NJADRE1554793268 | Administratively Determined Incentive Program | WYCKOFF | 7481 | 7 | 3.75 | Residential | Behind the Meter | Yes | Net Metered Residential | Sunrun Installation Services, Inc. |  | Orange Rockland Electric | Accepted | 2023-10-10 | 2023-11-02 | 2024-11-02 | Solar Panels | Vikram Solar | VSMDHT.60.375.05 |  | 0.375 | 4 | 191 | 38 |  | Fixed | Roof
NJADRE1554793272 | Administratively Determined Incentive Program | TRENTON TWP MER | 8619 | 12 | 4.86 | Residential | Behind the Meter | Yes | Net Metered Residential | Sunrun Installation Services, Inc. |  | PSE&G | Accepted | 2023-10-10 | 2023-11-02 | 2024-11-02 | Inverters | SOLAREDGE TECHNOLOGIES | SE3800H-USMN | 3800 |  | 1 |  |  | 0.992 |  | Outdoor | next to meter
NJADRE1554793272 | Administratively Determined Incentive Program | TRENTON TWP MER | 8619 | 12 | 4.86 | Residential | Behind the Meter | Yes | Net Metered Residential | Sunrun Installation Services, Inc. |  | PSE&G | Accepted | 2023-10-10 | 2023-11-02 | 2024-11-02 | Solar Panels | HANWHA Q-CELLS | Q.PEAK DUO BLK ML-G10+ 405 |  | 0.405 | 12 | 199 | 18 |  | Fixed | Roof
NJADRE1554793276 | Administratively Determined Incentive Program | BERLIN | 8009 | 14 | 12.8 | Residential | Behind the Meter | Yes | Net Metered Residential | SunnyMac LLC |  | AC Electric | Accepted | 2023-10-10 | 2023-11-02 | 2024-11-02 | Solar Panels | Q.PEAK DUO BLK ML-G10+400 | HANWHA |  | 0.4 | 17 | 132 | 23 |  | Fixed | Roof
NJADRE1554793276 | Administratively Determined Incentive Program | BERLIN | 8009 | 14 | 12.8 | Residential | Behind the Meter | Yes | Net Metered Residential | SunnyMac LLC |  | AC Electric | Accepted | 2023-10-10 | 2023-11-02 | 2024-11-02 | Solar Panels | Q.PEAK DUO BLK ML-G10+400 | HANWHA |  | 0.4 | 15 | 312 | 23 |  | Fixed | Roof
NJADRE1554793276 | Administratively Determined Incentive Program | BERLIN | 8009 | 14 | 12.8 | Residential | Behind the Meter | Yes | Net Metered Residential | SunnyMac LLC |  | AC Electric | Accepted | 2023-10-10 | 2023-11-02 | 2024-11-02 | Inverters | SE 10000H-US | Solaredge | 10000 |  | 1 |  |  | 0.1 |  | Outdoor | NEXT TO METER
NJADRE1554793281 | Administratively Determined Incentive Program | NEWARK | 7104 | 9 | 9.32 | Residential | Behind the Meter | Yes | Net Metered Residential | Pro Custom Solar dba Momentum Solar |  | PSE&G | Accepted | 2023-10-10 | 2023-11-03 | 2024-11-03 | Inverters | Enphase | IQ8PLUS-72-2-US | 290 |  | 23 |  |  | 0.97 |  | Outdoor
NJADRE1554793281 | Administratively Determined Incentive Program | NEWARK | 7104 | 9 | 9.32 | Residential | Behind the Meter | Yes | Net Metered Residential | Pro Custom Solar dba Momentum Solar |  | PSE&G | Accepted | 2023-10-10 | 2023-11-03 | 2024-11-03 | Solar Panels | Hanwha | q.peak duo blk ML-g10+405 |  | 0.405 | 3 | 111 | 27 |  | Fixed | Roof
NJADRE1554793281 | Administratively Determined Incentive Program | NEWARK | 7104 | 9 | 9.32 | Residential | Behind the Meter | Yes | Net Metered Residential | Pro Custom Solar dba Momentum Solar |  | PSE&G | Accepted | 2023-10-10 | 2023-11-03 | 2024-11-03 | Solar Panels | Hanwha | q.peak duo blk ML-g10+405 |  | 0.405 | 3 | 111 | 45 |  | Fixed | Roof
NJADRE1554793281 | Administratively Determined Incentive Program | NEWARK | 7104 | 9 | 9.32 | Residential | Behind the Meter | Yes | Net Metered Residential | Pro Custom Solar dba Momentum Solar |  | PSE&G | Accepted | 2023-10-10 | 2023-11-03 | 2024-11-03 | Solar Panels | Hanwha | q.peak duo blk ML-g10+405 |  | 0.405 | 11 | 109 | 45 |  | Fixed | Roof
NJADRE1554793281 | Administratively Determined Incentive Program | NEWARK | 7104 | 9 | 9.32 | Residential | Behind the Meter | Yes | Net Metered Residential | Pro Custom Solar dba Momentum Solar |  | PSE&G | Accepted | 2023-10-10 | 2023-11-03 | 2024-11-03 | Solar Panels | Hanwha | q.peak duo blk ML-g10+405 |  | 0.405 | 6 | 289 | 45 |  | Fixed | Roof
NJADRE1554793299 | Administratively Determined Incentive Program | EAST BRUNSWICK | 8816 | 11 | 9.32 | Residential | Behind the Meter | Yes | Net Metered Residential | Sunrun Installation Services, Inc. |  | PSE&G | Accepted | 2023-10-10 | 2023-11-03 | 2024-11-03 | Inverters | Delta Electronics | E4-TL-US | 8000 |  | 2 |  |  | 0.975 |  | Outdoor | next to meter
NJADRE1554793299 | Administratively Determined Incentive Program | EAST BRUNSWICK | 8816 | 11 | 9.32 | Residential | Behind the Meter | Yes | Net Metered Residential | Sunrun Installation Services, Inc. |  | PSE&G | Accepted | 2023-10-10 | 2023-11-03 | 2024-11-03 | Solar Panels | HANWHA Q-CELLS | Q.PEAK DUO BLK ML-G10+ 405 |  | 0.405 | 10 | 91 | 20 |  | Fixed | Roof
NJADRE1554793299 | Administratively Determined Incentive Program | EAST BRUNSWICK | 8816 | 11 | 9.32 | Residential | Behind the Meter | Yes | Net Metered Residential | Sunrun Installation Services, Inc. |  | PSE&G | Accepted | 2023-10-10 | 2023-11-03 | 2024-11-03 | Solar Panels | HANWHA Q-CELLS | Q.PEAK DUO BLK ML-G10+ 405 |  | 0.405 | 13 | 181 | 21 |  | Fixed | Roof
NJADRE1554793319 | Administratively Determined Incentive Program | EAST ORANGE | 7017 | 9 | 5.27 | Residential | Behind the Meter | Yes | Net Metered Residential | Pro Custom Solar dba Momentum Solar |  | PSE&G | Accepted | 2023-10-10 | 2023-11-03 | 2024-11-03 | Inverters | Enphase | IQ8PLUS-72-2-US | 290 |  | 13 |  |  | 0.97 |  | Outdoor
NJADRE1554793319 | Administratively Determined Incentive Program | EAST ORANGE | 7017 | 9 | 5.27 | Residential | Behind the Meter | Yes | Net Metered Residential | Pro Custom Solar dba Momentum Solar |  | PSE&G | Accepted | 2023-10-10 | 2023-11-03 | 2024-11-03 | Solar Panels | Hanwha | q.peak duo blk ML-g10+405 |  | 0.405 | 10 | 259 | 34 |  | Fixed | Roof
NJADRE1554793319 | Administratively Determined Incentive Program | EAST ORANGE | 7017 | 9 | 5.27 | Residential | Behind the Meter | Yes | Net Metered Residential | Pro Custom Solar dba Momentum Solar |  | PSE&G | Accepted | 2023-10-10 | 2023-11-03 | 2024-11-03 | Solar Panels | Hanwha | q.peak duo blk ML-g10+405 |  | 0.405 | 3 | 79 | 27 |  | Fixed | Roof
NJADRE1554793354 | Administratively Determined Incentive Program | LEONIA | 7605 | 7 | 6.08 | Residential | Behind the Meter | Yes | Net Metered Residential | Pro Custom Solar dba Momentum Solar |  | PSE&G | Accepted | 2023-10-10 | 2023-11-03 | 2024-11-03 | Solar Panels | Â Q. PEAK DUO BLK-G10+405 | hawnha |  | 0.405 | 6 | 96 | 27 |  | Fixed | Roof
NJADRE1554793354 | Administratively Determined Incentive Program | LEONIA | 7605 | 7 | 6.08 | Residential | Behind the Meter | Yes | Net Metered Residential | Pro Custom Solar dba Momentum Solar |  | PSE&G | Accepted | 2023-10-10 | 2023-11-03 | 2024-11-03 | Solar Panels | Â Q. PEAK DUO BLK-G10+405 | hanwha |  | 0.405 | 9 | 186 | 26 |  | Fixed | Roof
NJADRE1554793354 | Administratively Determined Incentive Program | LEONIA | 7605 | 7 | 6.08 | Residential | Behind the Meter | Yes | Net Metered Residential | Pro Custom Solar dba Momentum Solar |  | PSE&G | Accepted | 2023-10-10 | 2023-11-03 | 2024-11-03 | Inverters | IQ8PLUS-72-2-US | enphase | 290 |  | 15 |  |  | 0.97 |  | Outdoor
NJADRE1554793363 | Administratively Determined Incentive Program | NUTLEY | 7110 | 9 | 4.46 | Residential | Behind the Meter | Yes | Net Metered Residential | Sunrun Installation Services, Inc. |  | PSE&G | Accepted | 2023-10-10 | 2023-11-03 | 2024-11-03 | Solar Panels | Hanwha Q-Cells | Q.PEAK DUO BLK ML-G10+ 405 |  | 0.405 | 5 | 180 | 25 |  | Fixed | Roof
NJADRE1554793363 | Administratively Determined Incentive Program | NUTLEY | 7110 | 9 | 4.46 | Residential | Behind the Meter | Yes | Net Metered Residential | Sunrun Installation Services, Inc. |  | PSE&G | Accepted | 2023-10-10 | 2023-11-03 | 2024-11-03 | Solar Panels | Hanwha Q-Cells | Q.PEAK DUO BLK ML-G10+ 405 |  | 0.405 | 6 | 1 | 25 |  | Fixed | Roof
NJADRE1554793363 | Administratively Determined Incentive Program | NUTLEY | 7110 | 9 | 4.46 | Residential | Behind the Meter | Yes | Net Metered Residential | Sunrun Installation Services, Inc. |  | PSE&G | Accepted | 2023-10-10 | 2023-11-03 | 2024-11-03 | Inverters | SolarEdge Technologies | SE3800H-USMN | 3800 |  | 1 |  |  | 0.99 |  | Outdoor | Next to the meter
NJADRE1554793386 | Administratively Determined Incentive Program | PLAINFIELD | 7060 | 10 | 3.2 | Residential | Behind the Meter | Yes | Net Metered Residential | SunnyMac LLC |  | PSE&G | Accepted | 2023-10-10 | 2023-11-03 | 2024-11-03 | Solar Panels | Q.PEAK DUO BLK ML-G10+400 | HANWHA |  | 0.4 | 8 | 170 | 39 |  | Fixed | Roof
NJADRE1554793386 | Administratively Determined Incentive Program | PLAINFIELD | 7060 | 10 | 3.2 | Residential | Behind the Meter | Yes | Net Metered Residential | SunnyMac LLC |  | PSE&G | Accepted | 2023-10-10 | 2023-11-03 | 2024-11-03 | Inverters | SE3000H-US | Solaredge | 3000 |  | 1 |  |  | 0.1 |  | Outdoor | NEXT TO METER
NJADRE1554793386 | Administratively Determined Incentive Program | PLAINFIELD | 7060 | 10 | 3.2 | Residential | Behind the Meter | Yes | Net Metered Residential | SunnyMac LLC |  | PSE&G | Accepted | 2023-10-10 | 2023-11-03 | 2024-11-03 | Meters | SE-RGMTR-1D-240C-B | Solaredge |  |  | 1 |  |  |  | Yes | Outdoor
NJADRE1554793388 | Administratively Determined Incentive Program | MANALAPAN | 7726 | 17 | 9.72 | Residential | Behind the Meter | No | Net Metered Residential | Vision Solar LLC |  | JCP&L | Accepted | 2023-10-10 | 2023-11-03 | 2024-11-03 | Inverters | SOLAREDGE | SE6000H-USRGM | 6 |  | 1 |  |  | 0.97 |  | Outdoor
NJADRE1554793388 | Administratively Determined Incentive Program | MANALAPAN | 7726 | 17 | 9.72 | Residential | Behind the Meter | No | Net Metered Residential | Vision Solar LLC |  | JCP&L | Accepted | 2023-10-10 | 2023-11-03 | 2024-11-03 | Solar Panels | TRINA SOLAR | TSM-360-DE06X.05(II) |  | 0.36 | 8 | 148 | 23 |  | Fixed | Roof
NJADRE1554793388 | Administratively Determined Incentive Program | MANALAPAN | 7726 | 17 | 9.72 | Residential | Behind the Meter | No | Net Metered Residential | Vision Solar LLC |  | JCP&L | Accepted | 2023-10-10 | 2023-11-03 | 2024-11-03 | Solar Panels | TRINA SOLAR | TSM-360-DE06X.05(II) |  | 0.36 | 7 | 59 | 23 |  | Fixed | Roof
NJADRE1554793388 | Administratively Determined Incentive Program | MANALAPAN | 7726 | 17 | 9.72 | Residential | Behind the Meter | No | Net Metered Residential | Vision Solar LLC |  | JCP&L | Accepted | 2023-10-10 | 2023-11-03 | 2024-11-03 | Solar Panels | TRINA SOLAR | TSM-360-DE06X.05(II) |  | 0.36 | 8 | 147 | 23 |  | Fixed | Roof
NJADRE1554793388 | Administratively Determined Incentive Program | MANALAPAN | 7726 | 17 | 9.72 | Residential | Behind the Meter | No | Net Metered Residential | Vision Solar LLC |  | JCP&L | Accepted | 2023-10-10 | 2023-11-03 | 2024-11-03 | Solar Panels | TRINA SOLAR | TSM-360-DE06X.05(II) |  | 0.36 | 4 | 238 | 23 |  | Fixed | Roof
NJADRE1554793400 | Administratively Determined Incentive Program | JERSEY CITY | 7306 | 8 | 3.65 | Residential | Behind the Meter | Yes | Net Metered Residential | Pro Custom Solar dba Momentum Solar |  | PSE&G | Accepted | 2023-10-10 | 2023-11-03 | 2024-11-03 | Solar Panels | Â Q. PEAK DUO BLK-G10+405 | hawnha |  | 0.405 | 9 | 207 | 4 |  | Fixed | Roof
NJADRE1554793400 | Administratively Determined Incentive Program | JERSEY CITY | 7306 | 8 | 3.65 | Residential | Behind the Meter | Yes | Net Metered Residential | Pro Custom Solar dba Momentum Solar |  | PSE&G | Accepted | 2023-10-10 | 2023-11-03 | 2024-11-03 | Inverters | IQ8PLUS-72-2-US | enphase | 290 |  | 9 |  |  | 0.97 |  | Outdoor
NJADRE1554793422 | Administratively Determined Incentive Program | LITTLE EGG HARBOR TWP | 8087 | 18 | 8.1 | Residential | Behind the Meter | Yes | Net Metered Residential | Trinity Solar |  | AC Electric | Accepted | 2023-10-10 | 2023-11-03 | 2024-11-03 | Solar Panels | HANWHA 405 (Q.PEAK DUO BLK ML-G10+ 405) | HANWHA 405 (Q.PEAK DUO BLK ML-G10+ 405) |  | 0.405 | 20 | 261 | 23 |  | Fixed | Roof
NJADRE1554793422 | Administratively Determined Incentive Program | LITTLE EGG HARBOR TWP | 8087 | 18 | 8.1 | Residential | Behind the Meter | Yes | Net Metered Residential | Trinity Solar |  | AC Electric | Accepted | 2023-10-10 | 2023-11-03 | 2024-11-03 | Inverters | Solar Edge | SE7600H-US | 7600 |  | 1 |  |  | 0.97 |  | Outdoor
NJADRE1554793422 | Administratively Determined Incentive Program | LITTLE EGG HARBOR TWP | 8087 | 18 | 8.1 | Residential | Behind the Meter | Yes | Net Metered Residential | Trinity Solar |  | AC Electric | Accepted | 2023-10-10 | 2023-11-03 | 2024-11-03 | Electric Storage Battery | Tesla | TESLA (POWERWALL 2) |  |  | 2 |  |  |  | Lithium Ion |  | Indoors
NJADRE1554793437 | Administratively Determined Incentive Program | COLONIA | 7067 | 10 | 9.32 | Residential | Behind the Meter | Yes | Net Metered Residential | Pro Custom Solar dba Momentum Solar |  | PSE&G | Accepted | 2023-10-10 | 2023-11-03 | 2024-11-03 | Solar Panels | Â Q. PEAK DUO BLK-G10+405 | hanwha |  | 0.405 | 11 | 249 | 39 |  | Fixed | Roof
NJADRE1554793437 | Administratively Determined Incentive Program | COLONIA | 7067 | 10 | 9.32 | Residential | Behind the Meter | Yes | Net Metered Residential | Pro Custom Solar dba Momentum Solar |  | PSE&G | Accepted | 2023-10-10 | 2023-11-03 | 2024-11-03 | Solar Panels | Â Q. PEAK DUO BLK-G10+405 | hanwha |  | 0.405 | 12 | 68 | 5 |  | Fixed | Roof
NJADRE1554793437 | Administratively Determined Incentive Program | COLONIA | 7067 | 10 | 9.32 | Residential | Behind the Meter | Yes | Net Metered Residential | Pro Custom Solar dba Momentum Solar |  | PSE&G | Accepted | 2023-10-10 | 2023-11-03 | 2024-11-03 | Inverters | IQ8PLUS-72-2-US | enphase | 290 |  | 23 |  |  | 0.97 |  | Outdoor
NJADRE1554793441 | Administratively Determined Incentive Program | BERLIN | 8009 | 14 | 13.6 | Residential | Behind the Meter | Yes | Net Metered Residential | SunnyMac LLC |  | AC Electric | Accepted | 2023-10-10 | 2023-11-03 | 2024-11-03 | Solar Panels | Q.PEAK DUO BLK ML-G10+400 | HANWHA |  | 0.4 | 21 | 244 | 18 |  | Fixed | Roof
NJADRE1554793441 | Administratively Determined Incentive Program | BERLIN | 8009 | 14 | 13.6 | Residential | Behind the Meter | Yes | Net Metered Residential | SunnyMac LLC |  | AC Electric | Accepted | 2023-10-10 | 2023-11-03 | 2024-11-03 | Solar Panels | Q.PEAK DUO BLK ML-G10+400 | HANWHA |  | 0.4 | 4 | 154 | 17 |  | Fixed | Roof
NJADRE1554793441 | Administratively Determined Incentive Program | BERLIN | 8009 | 14 | 13.6 | Residential | Behind the Meter | Yes | Net Metered Residential | SunnyMac LLC |  | AC Electric | Accepted | 2023-10-10 | 2023-11-03 | 2024-11-03 | Solar Panels | Q.PEAK DUO BLK ML-G10+400 | HANWHA |  | 0.4 | 9 | 64 | 18 |  | Fixed | Roof
NJADRE1554793441 | Administratively Determined Incentive Program | BERLIN | 8009 | 14 | 13.6 | Residential | Behind the Meter | Yes | Net Metered Residential | SunnyMac LLC |  | AC Electric | Accepted | 2023-10-10 | 2023-11-03 | 2024-11-03 | Inverters | IQ8PLUS-72-2-US | ENPHASE | 290 |  | 1 |  |  | 0.1 |  | Outdoor | NEXT TO METER
NJADRE1554793446 | Administratively Determined Incentive Program | LAKEWOOD | 8701 | 18 | 44.8 | Commercial | Behind the Meter | No | Small Net-Metered Non-Residential located on Rooftop, Carport, Canopy and Floating Solar | Ventura ECM |  | JCP&L | Accepted | 2023-11-13 | 2023-12-13 | 2024-12-13 | Inverters | SolarEdge | SE43.2KUS | 43200 |  | 1 |  |  | 0.97 |  | Outside | Near the electric meter
NJADRE1554793446 | Administratively Determined Incentive Program | LAKEWOOD | 8701 | 18 | 44.8 | Commercial | Behind the Meter | No | Small Net-Metered Non-Residential located on Rooftop, Carport, Canopy and Floating Solar | Ventura ECM |  | JCP&L | Accepted | 2023-11-13 | 2023-12-13 | 2024-12-13 | Solar Panels | Canadian Solar | CS6R-400 |  | 0.4 | 112 | 206.087 | 5 |  | Fixed | Roof
NJADRE1554793462 | Administratively Determined Incentive Program | MANALAPAN | 7726 | 17 | 10.5 | Residential | Behind the Meter | No | Net Metered Residential | Sunrun Installation Services, Inc. |  | JCP&L | Accepted | 2023-10-10 | 2023-11-03 | 2024-11-03 | Electric Storage Battery | Tesla | Powerwall 2 AC |  |  | 1 |  |  |  | Lithium Ion |  | outside
NJADRE1554793462 | Administratively Determined Incentive Program | MANALAPAN | 7726 | 17 | 10.5 | Residential | Behind the Meter | No | Net Metered Residential | Sunrun Installation Services, Inc. |  | JCP&L | Accepted | 2023-10-10 | 2023-11-03 | 2024-11-03 | Inverters | Delta Electronics | E8-TL-US | 7680 |  | 1 |  |  | 0.96 |  | Outdoor | Next To Meter
NJADRE1554793462 | Administratively Determined Incentive Program | MANALAPAN | 7726 | 17 | 10.5 | Residential | Behind the Meter | No | Net Metered Residential | Sunrun Installation Services, Inc. |  | JCP&L | Accepted | 2023-10-10 | 2023-11-03 | 2024-11-03 | Solar Panels | Vikram Solar | VSMDHT.60.375.05 |  | 0.375 | 28 | 185 | 24 |  | Fixed | Roof
NJADRE1554793479 | Administratively Determined Incentive Program | JERSEY CITY | 7305 | 8 | 3.24 | Residential | Behind the Meter | Yes | Net Metered Residential | Sunrun Installation Services, Inc. |  | PSE&G | Accepted | 2023-10-10 | 2023-11-03 | 2024-11-03 | Inverters | SolarEdge Technologies | SE3800H-USSN | 3800 |  | 1 |  |  | 0.99 |  | Outdoor | Next to the meter
NJADRE1554793479 | Administratively Determined Incentive Program | JERSEY CITY | 7305 | 8 | 3.24 | Residential | Behind the Meter | Yes | Net Metered Residential | Sunrun Installation Services, Inc. |  | PSE&G | Accepted | 2023-10-10 | 2023-11-03 | 2024-11-03 | Solar Panels | Hanwha Q-Cells | Q.PEAK DUO BLK ML-G10+ 405 |  | 0.405 | 8 | 220 | 3 |  | Fixed | Roof
NJADRE1554793489 | Administratively Determined Incentive Program | LAKEWOOD | 8701 | 18 | 52.8 | Commercial | Behind the Meter | No | Small Net-Metered Non-Residential located on Rooftop, Carport, Canopy and Floating Solar | Ventura ECM |  | JCP&L | Accepted | 2023-11-13 | 2023-12-13 | 2024-12-13 | Inverters | SolarEdge | SE43.2KUS | 43200 |  | 1 |  |  | 0.97 |  | Outside
NJADRE1554793489 | Administratively Determined Incentive Program | LAKEWOOD | 8701 | 18 | 52.8 | Commercial | Behind the Meter | No | Small Net-Metered Non-Residential located on Rooftop, Carport, Canopy and Floating Solar | Ventura ECM |  | JCP&L | Accepted | 2023-11-13 | 2023-12-13 | 2024-12-13 | Solar Panels | Canadian Solar | CS6r-400 |  | 0.4 | 132 | 206.087 | 5 |  | Fixed | Roof
NJADRE1554793501 | Administratively Determined Incentive Program | HILLSIDE TWP | 7205 | 10 | 4.86 | Residential | Behind the Meter | Yes | Net Metered Residential | Sunrun Installation Services, Inc. |  | PSE&G | Accepted | 2023-10-10 | 2023-11-03 | 2024-11-03 | Inverters | SolarEdge Technologies | SE3800H-USMN | 3800 |  | 1 |  |  | 0.99 |  | Outdoor | Next to meter
NJADRE1554793501 | Administratively Determined Incentive Program | HILLSIDE TWP | 7205 | 10 | 4.86 | Residential | Behind the Meter | Yes | Net Metered Residential | Sunrun Installation Services, Inc. |  | PSE&G | Accepted | 2023-10-10 | 2023-11-03 | 2024-11-03 | Solar Panels | Hanwha Q-Cells | Q.PEAK DUO BLK ML-G10+ 405 |  | 0.405 | 3 | 307 | 31 |  | Fixed | Roof
NJADRE1554793501 | Administratively Determined Incentive Program | HILLSIDE TWP | 7205 | 10 | 4.86 | Residential | Behind the Meter | Yes | Net Metered Residential | Sunrun Installation Services, Inc. |  | PSE&G | Accepted | 2023-10-10 | 2023-11-03 | 2024-11-03 | Solar Panels | Hanwha Q-Cells | Q.PEAK DUO BLK ML-G10+ 405 |  | 0.405 | 9 | 127 | 30 |  | Fixed | Roof
NJADRE1554793503 | Administratively Determined Incentive Program | ROBBINSVILLE | 8691 | 12 | 14.8 | Residential | Behind the Meter | No | Net Metered Residential | New Jersey Power Solutions |  | PSE&G | Accepted | 2023-10-10 | 2023-11-03 | 2024-11-03 | Inverters | Enphase | IQ8PLUS-72-2-US | 290 |  | 37 |  |  | 0.975 |  | Outside | Roof
NJADRE1554793503 | Administratively Determined Incentive Program | ROBBINSVILLE | 8691 | 12 | 14.8 | Residential | Behind the Meter | No | Net Metered Residential | New Jersey Power Solutions |  | PSE&G | Accepted | 2023-10-10 | 2023-11-03 | 2024-11-03 | Solar Panels | Hanwha | Q OEAK DUO BLK G10+400 |  | 0.4 | 17 | 297 | 29 |  | Fixed | Roof
NJADRE1554793503 | Administratively Determined Incentive Program | ROBBINSVILLE | 8691 | 12 | 14.8 | Residential | Behind the Meter | No | Net Metered Residential | New Jersey Power Solutions |  | PSE&G | Accepted | 2023-10-10 | 2023-11-03 | 2024-11-03 | Solar Panels | Hanwha | Q PEAK DUO BLK G10=400 |  | 0.4 | 10 | 117 | 29 |  | Fixed | Roof
NJADRE1554793503 | Administratively Determined Incentive Program | ROBBINSVILLE | 8691 | 12 | 14.8 | Residential | Behind the Meter | No | Net Metered Residential | New Jersey Power Solutions |  | PSE&G | Accepted | 2023-10-10 | 2023-11-03 | 2024-11-03 | Solar Panels | Hanwha | Q PEAK DUO BLK G10+400 |  | 0.4 | 10 | 117 | 29 |  | Fixed | Roof
NJADRE1554793526 | Administratively Determined Incentive Program | RANDOLPH | 7869 | 3 | 14.58 | Residential | Behind the Meter | No | Net Metered Residential | Pro Custom Solar dba Momentum Solar |  | JCP&L | Accepted | 2023-10-10 | 2023-11-03 | 2024-11-03 | Solar Panels | Â Q. PEAK DUO BLK-G10+405 | hanwha |  | 0.405 | 5 | 163 | 35 |  | Fixed | Roof
NJADRE1554793526 | Administratively Determined Incentive Program | RANDOLPH | 7869 | 3 | 14.58 | Residential | Behind the Meter | No | Net Metered Residential | Pro Custom Solar dba Momentum Solar |  | JCP&L | Accepted | 2023-10-10 | 2023-11-03 | 2024-11-03 | Solar Panels | Â Q. PEAK DUO BLK-G10+405 | hanwha |  | 0.405 | 5 | 253 | 34 |  | Fixed | Roof
NJADRE1554793526 | Administratively Determined Incentive Program | RANDOLPH | 7869 | 3 | 14.58 | Residential | Behind the Meter | No | Net Metered Residential | Pro Custom Solar dba Momentum Solar |  | JCP&L | Accepted | 2023-10-10 | 2023-11-03 | 2024-11-03 | Solar Panels | Â Q. PEAK DUO BLK-G10+405 | hawnha |  | 0.405 | 5 | 73 | 34 |  | Fixed | Roof
NJADRE1554793526 | Administratively Determined Incentive Program | RANDOLPH | 7869 | 3 | 14.58 | Residential | Behind the Meter | No | Net Metered Residential | Pro Custom Solar dba Momentum Solar |  | JCP&L | Accepted | 2023-10-10 | 2023-11-03 | 2024-11-03 | Solar Panels | Â Q. PEAK DUO BLK-G10+405 | hawnha |  | 0.405 | 6 | 253 | 35 |  | Fixed | Roof
NJADRE1554793526 | Administratively Determined Incentive Program | RANDOLPH | 7869 | 3 | 14.58 | Residential | Behind the Meter | No | Net Metered Residential | Pro Custom Solar dba Momentum Solar |  | JCP&L | Accepted | 2023-10-10 | 2023-11-03 | 2024-11-03 | Solar Panels | Â Q. PEAK DUO BLK-G10+405 | hawnha |  | 0.405 | 15 | 73 | 35 |  | Fixed | Roof
NJADRE1554793526 | Administratively Determined Incentive Program | RANDOLPH | 7869 | 3 | 14.58 | Residential | Behind the Meter | No | Net Metered Residential | Pro Custom Solar dba Momentum Solar |  | JCP&L | Accepted | 2023-10-10 | 2023-11-03 | 2024-11-03 | Inverters | IQ8PLUS-72-2-US | enphase | 290 |  | 36 |  |  | 0.97 |  | Outdoor
NJADRE1554793555 | Administratively Determined Incentive Program | PATERSON CITY | 7502 | 6 | 5.93 | Residential | Behind the Meter | Yes | Net Metered Residential | Sunrun Installation Services, Inc. |  | PSE&G | Accepted | 2023-10-10 | 2023-11-03 | 2024-11-03 | Inverters | SolarEdge Technologies | SE7600H-USSN | 7600 |  | 1 |  |  | 0.99 |  | Outdoor | Next to meter
NJADRE1554793555 | Administratively Determined Incentive Program | PATERSON CITY | 7502 | 6 | 5.93 | Residential | Behind the Meter | Yes | Net Metered Residential | Sunrun Installation Services, Inc. |  | PSE&G | Accepted | 2023-10-10 | 2023-11-03 | 2024-11-03 | Solar Panels | Trina Solar | TSM-395DE09C.07 |  | 0.395 | 7 | 164 | 8 |  | Fixed | Roof
NJADRE1554793555 | Administratively Determined Incentive Program | PATERSON CITY | 7502 | 6 | 5.93 | Residential | Behind the Meter | Yes | Net Metered Residential | Sunrun Installation Services, Inc. |  | PSE&G | Accepted | 2023-10-10 | 2023-11-03 | 2024-11-03 | Solar Panels | Trina Solar | TSM-395DE09C.07 |  | 0.395 | 8 | 344 | 7 |  | Fixed | Roof
NJADRE1554793568 | Administratively Determined Incentive Program | CLEMENTON | 8021 | 14 | 10.56 | Residential | Behind the Meter | Yes | Net Metered Residential | Vision Solar LLC |  | AC Electric | Accepted | 2023-10-10 | 2023-11-03 | 2024-11-03 | Inverters | SE6000H-USRGM | Solaredge | 6000 |  | 2 |  |  | 0.97 |  | Outdoor | side of house
NJADRE1554793568 | Administratively Determined Incentive Program | CLEMENTON | 8021 | 14 | 10.56 | Residential | Behind the Meter | Yes | Net Metered Residential | Vision Solar LLC |  | AC Electric | Accepted | 2023-10-10 | 2023-11-03 | 2024-11-03 | Solar Panels | Trina Solar | TSM-330-DD06M.05(II) |  | 0.33 | 3 | 348 | 25 |  | Fixed | Roof
NJADRE1554793568 | Administratively Determined Incentive Program | CLEMENTON | 8021 | 14 | 10.56 | Residential | Behind the Meter | Yes | Net Metered Residential | Vision Solar LLC |  | AC Electric | Accepted | 2023-10-10 | 2023-11-03 | 2024-11-03 | Solar Panels | Trina Solar | TSM-330-DD06M.05(II) |  | 0.33 | 4 | 260 | 23 |  | Fixed | Roof
NJADRE1554793568 | Administratively Determined Incentive Program | CLEMENTON | 8021 | 14 | 10.56 | Residential | Behind the Meter | Yes | Net Metered Residential | Vision Solar LLC |  | AC Electric | Accepted | 2023-10-10 | 2023-11-03 | 2024-11-03 | Solar Panels | Trina Solar | TSM-330-DD06M.05(II) |  | 0.33 | 5 | 79 | 28 |  | Fixed | Roof
NJADRE1554793568 | Administratively Determined Incentive Program | CLEMENTON | 8021 | 14 | 10.56 | Residential | Behind the Meter | Yes | Net Metered Residential | Vision Solar LLC |  | AC Electric | Accepted | 2023-10-10 | 2023-11-03 | 2024-11-03 | Solar Panels | Trina Solar | TSM-330-DD06M.05(II) |  | 0.33 | 2 | 260 | 13 |  | Fixed | Roof
NJADRE1554793568 | Administratively Determined Incentive Program | CLEMENTON | 8021 | 14 | 10.56 | Residential | Behind the Meter | Yes | Net Metered Residential | Vision Solar LLC |  | AC Electric | Accepted | 2023-10-10 | 2023-11-03 | 2024-11-03 | Solar Panels | Trina Solar | TSM-330-DD06M.05(II) |  | 0.33 | 3 | 78 | 15 |  | Fixed | Roof
NJADRE1554793568 | Administratively Determined Incentive Program | CLEMENTON | 8021 | 14 | 10.56 | Residential | Behind the Meter | Yes | Net Metered Residential | Vision Solar LLC |  | AC Electric | Accepted | 2023-10-10 | 2023-11-03 | 2024-11-03 | Solar Panels | Trina Solar | TSM-330-DD06M.05(II) |  | 0.33 | 12 | 168 | 10 |  | Fixed | Roof
NJADRE1554793568 | Administratively Determined Incentive Program | CLEMENTON | 8021 | 14 | 10.56 | Residential | Behind the Meter | Yes | Net Metered Residential | Vision Solar LLC |  | AC Electric | Accepted | 2023-10-10 | 2023-11-03 | 2024-11-03 | Solar Panels | Trina Solar | TSM-330-DD06M.05(II) |  | 0.33 | 3 | 349 | 10 |  | Fixed | Roof
NJADRE1554793582 | Administratively Determined Incentive Program | LEESBURG | 8327 | 20 | 14.2 | Residential | Behind the Meter | Yes | Net Metered Residential | Solar Energy World |  | AC Electric | Accepted | 2023-10-10 | 2023-11-03 | 2024-11-03 | Solar Panels | LR4-60HPB-355M | LONGi Green Energy |  | 0.355 | 18 | 115 | 18 |  | Fixed | Roof
NJADRE1554793582 | Administratively Determined Incentive Program | LEESBURG | 8327 | 20 | 14.2 | Residential | Behind the Meter | Yes | Net Metered Residential | Solar Energy World |  | AC Electric | Accepted | 2023-10-10 | 2023-11-03 | 2024-11-03 | Solar Panels | LR4-60HPB-355m | LONGi Green Energy |  | 0.355 | 18 | 116 | 36 |  | Fixed | Roof
NJADRE1554793582 | Administratively Determined Incentive Program | LEESBURG | 8327 | 20 | 14.2 | Residential | Behind the Meter | Yes | Net Metered Residential | Solar Energy World |  | AC Electric | Accepted | 2023-10-10 | 2023-11-03 | 2024-11-03 | Solar Panels | LR4-60HPB-355M | LONGi Green Energy |  | 0.355 | 4 | 115 | 18 |  | Fixed | Roof
NJADRE1554793582 | Administratively Determined Incentive Program | LEESBURG | 8327 | 20 | 14.2 | Residential | Behind the Meter | Yes | Net Metered Residential | Solar Energy World |  | AC Electric | Accepted | 2023-10-10 | 2023-11-03 | 2024-11-03 | Inverters | SE11400H-USRGM | SolarEdge | 11400 |  | 1 |  |  | 0.99 |  | Outside
NJADRE1554793590 | Administratively Determined Incentive Program | CARTERET | 7008 | 11 | 6.08 | Residential | Behind the Meter | Yes | Net Metered Residential | Pro Custom Solar dba Momentum Solar |  | PSE&G | Accepted | 2023-10-10 | 2023-11-03 | 2024-11-03 | Inverters | Enphase | IQ8PLUS-72-2-US | 290 |  | 15 |  |  | 0.97 |  | Outdoor
NJADRE1554793590 | Administratively Determined Incentive Program | CARTERET | 7008 | 11 | 6.08 | Residential | Behind the Meter | Yes | Net Metered Residential | Pro Custom Solar dba Momentum Solar |  | PSE&G | Accepted | 2023-10-10 | 2023-11-03 | 2024-11-03 | Solar Panels | Hanwha | q.peak duo blk ML-g10+405 |  | 0.405 | 12 | 153 | 20 |  | Fixed | Roof
NJADRE1554793590 | Administratively Determined Incentive Program | CARTERET | 7008 | 11 | 6.08 | Residential | Behind the Meter | Yes | Net Metered Residential | Pro Custom Solar dba Momentum Solar |  | PSE&G | Accepted | 2023-10-10 | 2023-11-03 | 2024-11-03 | Solar Panels | Hanwha | q.peak duo blk ML-g10+405 |  | 0.405 | 3 | 333 | 21 |  | Fixed | Roof
NJADRE1554793597 | Administratively Determined Incentive Program | MOORESTOWN | 8057 | 13 | 13.6 | Residential | Behind the Meter | Yes | Net Metered Residential | SunnyMac LLC |  | PSE&G | Accepted | 2023-10-10 | 2023-11-03 | 2024-11-03 | Solar Panels | Q.PEAK DUO BLK ML-G10+400 | HANWHA |  | 0.4 | 14 | 146 | 18 |  | Fixed | Roof
NJADRE1554793597 | Administratively Determined Incentive Program | MOORESTOWN | 8057 | 13 | 13.6 | Residential | Behind the Meter | Yes | Net Metered Residential | SunnyMac LLC |  | PSE&G | Accepted | 2023-10-10 | 2023-11-03 | 2024-11-03 | Solar Panels | Q.PEAK DUO BLK ML-G10+400 | HANWHA |  | 0.4 | 12 | 326 | 18 |  | Fixed | Roof
NJADRE1554793597 | Administratively Determined Incentive Program | MOORESTOWN | 8057 | 13 | 13.6 | Residential | Behind the Meter | Yes | Net Metered Residential | SunnyMac LLC |  | PSE&G | Accepted | 2023-10-10 | 2023-11-03 | 2024-11-03 | Solar Panels | Q.PEAK DUO BLK ML-G10+400 | HANWHA |  | 0.4 | 6 | 238 | 40 |  | Fixed | Roof
NJADRE1554793597 | Administratively Determined Incentive Program | MOORESTOWN | 8057 | 13 | 13.6 | Residential | Behind the Meter | Yes | Net Metered Residential | SunnyMac LLC |  | PSE&G | Accepted | 2023-10-10 | 2023-11-03 | 2024-11-03 | Solar Panels | Q.PEAK DUO BLK ML-G10+400 | HANWHA |  | 0.4 | 2 | 36 | 22 |  | Fixed | Roof
NJADRE1554793597 | Administratively Determined Incentive Program | MOORESTOWN | 8057 | 13 | 13.6 | Residential | Behind the Meter | Yes | Net Metered Residential | SunnyMac LLC |  | PSE&G | Accepted | 2023-10-10 | 2023-11-03 | 2024-11-03 | Inverters | SE7600H-US | Solaredge | 7600 |  | 1 |  |  | 0.1 |  | Outdoor | NEXT TO METER
NJADRE1554793597 | Administratively Determined Incentive Program | MOORESTOWN | 8057 | 13 | 13.6 | Residential | Behind the Meter | Yes | Net Metered Residential | SunnyMac LLC |  | PSE&G | Accepted | 2023-10-10 | 2023-11-03 | 2024-11-03 | Meters | SE-RGMTR-1D-240C-B | Solaredge |  |  | 1 |  |  |  | Yes | Outdoor
NJADRE1554793681 | Administratively Determined Incentive Program | LIVINGSTON | 7039 | 9 | 5.14 | Residential | Behind the Meter | Yes | Net Metered Residential | Sunrun Installation Services, Inc. |  | PSE&G | Accepted | 2023-10-10 | 2023-11-08 | 2024-11-08 | Inverters | SolarEdge Technologies | SE3800H-USMN | 3800 |  | 1 |  |  | 0.96 |  | Outdoor | next to meter
NJADRE1554793681 | Administratively Determined Incentive Program | LIVINGSTON | 7039 | 9 | 5.14 | Residential | Behind the Meter | Yes | Net Metered Residential | Sunrun Installation Services, Inc. |  | PSE&G | Accepted | 2023-10-10 | 2023-11-08 | 2024-11-08 | Solar Panels | Trina Solar | TSM-395DE09C.07 |  | 0.395 | 4 | 280 | 20 |  | Fixed | Roof
NJADRE1554793681 | Administratively Determined Incentive Program | LIVINGSTON | 7039 | 9 | 5.14 | Residential | Behind the Meter | Yes | Net Metered Residential | Sunrun Installation Services, Inc. |  | PSE&G | Accepted | 2023-10-10 | 2023-11-08 | 2024-11-08 | Solar Panels | Trina Solar | TSM-395DE09C.07 |  | 0.395 | 9 | 100 | 21 |  | Fixed | Roof
NJADRE1554793927 | Administratively Determined Incentive Program | HAWTHORNE | 7506 | 6 | 6.72 | Residential | Behind the Meter | No | Net Metered Residential | Empire Solar Solutions, LLC |  | PSE&G | Accepted | 2023-10-10 | 2023-11-03 | 2024-11-03 | Inverters | 1Q7x | Enphase | 315 |  | 16 |  |  | 0.97 |  | Outdoor
NJADRE1554793927 | Administratively Determined Incentive Program | HAWTHORNE | 7506 | 6 | 6.72 | Residential | Behind the Meter | No | Net Metered Residential | Empire Solar Solutions, LLC |  | PSE&G | Accepted | 2023-10-10 | 2023-11-03 | 2024-11-03 | Solar Panels | REC | RECxxxAAPure-R |  | 0.42 | 8 | 204 | 40 |  | Fixed | Roof
NJADRE1554793927 | Administratively Determined Incentive Program | HAWTHORNE | 7506 | 6 | 6.72 | Residential | Behind the Meter | No | Net Metered Residential | Empire Solar Solutions, LLC |  | PSE&G | Accepted | 2023-10-10 | 2023-11-03 | 2024-11-03 | Solar Panels | REC | RECxxxAAPURE-R |  | 0.42 | 8 | 24 | 40 |  | Fixed | Roof
NJADRE1554793943 | Administratively Determined Incentive Program | PITMAN | 8071 | 15 | 7.11 | Residential | Behind the Meter | Yes | Net Metered Residential | Sunrun Installation Services, Inc. |  | AC Electric | Accepted | 2023-10-10 | 2023-11-13 | 2024-11-13 | Inverters | SolarEdge Technologies | SE6000H-USSN | 6000 |  | 1 |  |  | 0.96 |  | Outdoor | next to meter
NJADRE1554793943 | Administratively Determined Incentive Program | PITMAN | 8071 | 15 | 7.11 | Residential | Behind the Meter | Yes | Net Metered Residential | Sunrun Installation Services, Inc. |  | AC Electric | Accepted | 2023-10-10 | 2023-11-13 | 2024-11-13 | Solar Panels | Trina Solar | TSM-395DE09C.07 |  | 0.395 | 18 | 73 | 26 |  | Fixed | Roof
NJADRE1554793943 | Administratively Determined Incentive Program | PITMAN | 8071 | 15 | 7.11 | Residential | Behind the Meter | Yes | Net Metered Residential | Sunrun Installation Services, Inc. |  | AC Electric | Accepted | 2023-10-10 | 2023-11-13 | 2024-11-13 | Electric Storage Battery | Tesla | Powerwall 2 AC |  |  | 1 |  |  |  | Lithium Ion |  | outside
NJADRE1554793946 | Administratively Determined Incentive Program | WILLINGBORO TWP | 8046 | 13 | 10.13 | Residential | Behind the Meter | Yes | Net Metered Residential | Sunrun Installation Services, Inc. |  | PSE&G | Accepted | 2023-10-10 | 2023-11-03 | 2024-11-03 | Electric Storage Battery | Tesla | Powerwall |  |  | 1 |  |  |  | Lithium Ion |  | Outside
NJADRE1554793946 | Administratively Determined Incentive Program | WILLINGBORO TWP | 8046 | 13 | 10.13 | Residential | Behind the Meter | Yes | Net Metered Residential | Sunrun Installation Services, Inc. |  | PSE&G | Accepted | 2023-10-10 | 2023-11-03 | 2024-11-03 | Inverters | SOLAREDGE TECHNOLOGIES | SE7600H-USSN | 7600 |  | 1 |  |  | 0.99 |  | Outdoor | next to meter
NJADRE1554793946 | Administratively Determined Incentive Program | WILLINGBORO TWP | 8046 | 13 | 10.13 | Residential | Behind the Meter | Yes | Net Metered Residential | Sunrun Installation Services, Inc. |  | PSE&G | Accepted | 2023-10-10 | 2023-11-03 | 2024-11-03 | Solar Panels | Hanwha Q Cells | Q.PEAK DUO BLK ML-G10+ 405 |  | 0.405 | 11 | 292 | 27 |  | Fixed | Roof
NJADRE1554793946 | Administratively Determined Incentive Program | WILLINGBORO TWP | 8046 | 13 | 10.13 | Residential | Behind the Meter | Yes | Net Metered Residential | Sunrun Installation Services, Inc. |  | PSE&G | Accepted | 2023-10-10 | 2023-11-03 | 2024-11-03 | Solar Panels | Hanwha Q Cells | Q.PEAK DUO BLK ML-G10+ 405 |  | 0.405 | 14 | 112 | 26 |  | Fixed | Roof
NJADRE1554793955 | Administratively Determined Incentive Program | BRIDGETON | 8302 | 20 | 22.52 | Residential | Behind the Meter | Yes | Net Metered Residential | Sunrun Installation Services, Inc. |  | AC Electric | Accepted | 2023-10-10 | 2023-11-03 | 2024-11-03 | Inverters | SolarEdge Technologies | SE10000H-USSN | 10000 |  | 1 |  |  | 0.99 |  | Outdoor
NJADRE1554793955 | Administratively Determined Incentive Program | BRIDGETON | 8302 | 20 | 22.52 | Residential | Behind the Meter | Yes | Net Metered Residential | Sunrun Installation Services, Inc. |  | AC Electric | Accepted | 2023-10-10 | 2023-11-03 | 2024-11-03 | Inverters | SOLAREDGE TECHNOLOGIES | SE6000H-USSN | 6000 |  | 1 |  |  | 0.99 |  | Outdoor
NJADRE1554793955 | Administratively Determined Incentive Program | BRIDGETON | 8302 | 20 | 22.52 | Residential | Behind the Meter | Yes | Net Metered Residential | Sunrun Installation Services, Inc. |  | AC Electric | Accepted | 2023-10-10 | 2023-11-03 | 2024-11-03 | Solar Panels | Trina Solar | TSM-395DE09C.07 |  | 0.395 | 6 | 355 | 32 |  | Fixed | Roof
NJADRE1554793955 | Administratively Determined Incentive Program | BRIDGETON | 8302 | 20 | 22.52 | Residential | Behind the Meter | Yes | Net Metered Residential | Sunrun Installation Services, Inc. |  | AC Electric | Accepted | 2023-10-10 | 2023-11-03 | 2024-11-03 | Solar Panels | Trina Solar | TSM-395DE09C.07 |  | 0.395 | 14 | 355 | 32 |  | Fixed | Roof
NJADRE1554793955 | Administratively Determined Incentive Program | BRIDGETON | 8302 | 20 | 22.52 | Residential | Behind the Meter | Yes | Net Metered Residential | Sunrun Installation Services, Inc. |  | AC Electric | Accepted | 2023-10-10 | 2023-11-03 | 2024-11-03 | Solar Panels | Trina Solar | TSM-395DE09C.07 |  | 0.395 | 4 | 355 | 32 |  | Fixed | Roof
NJADRE1554793955 | Administratively Determined Incentive Program | BRIDGETON | 8302 | 20 | 22.52 | Residential | Behind the Meter | Yes | Net Metered Residential | Sunrun Installation Services, Inc. |  | AC Electric | Accepted | 2023-10-10 | 2023-11-03 | 2024-11-03 | Solar Panels | Trina Solar | TSM-395DE09C.07 |  | 0.395 | 33 | 355 | 32 |  | Fixed | Roof
NJADRE1554793960 | Administratively Determined Incentive Program | ELMWOOD PARK | 7407 | 7 | 16.88 | Residential | Behind the Meter | Yes | Net Metered Residential | Sunrun Installation Services, Inc. |  | PSE&G | Accepted | 2023-10-10 | 2023-11-03 | 2024-11-03 | Inverters | DELTA ELECTRONICS | E4-TL-US | 3840 |  | 1 |  |  | 0.97 |  | Outdoor | Next To Meter
NJADRE1554793960 | Administratively Determined Incentive Program | ELMWOOD PARK | 7407 | 7 | 16.88 | Residential | Behind the Meter | Yes | Net Metered Residential | Sunrun Installation Services, Inc. |  | PSE&G | Accepted | 2023-10-10 | 2023-11-03 | 2024-11-03 | Inverters | DELTA ELECTRONICS | E8-TL-US | 7680 |  | 1 |  |  | 0.97 |  | Outdoor | Next To Meter
NJADRE1554793960 | Administratively Determined Incentive Program | ELMWOOD PARK | 7407 | 7 | 16.88 | Residential | Behind the Meter | Yes | Net Metered Residential | Sunrun Installation Services, Inc. |  | PSE&G | Accepted | 2023-10-10 | 2023-11-03 | 2024-11-03 | Solar Panels | VIKRAM SOLAR | VSMDHT.60.375.05 |  | 0.375 | 30 | 252 | 24 |  | Fixed | Roof
NJADRE1554793960 | Administratively Determined Incentive Program | ELMWOOD PARK | 7407 | 7 | 16.88 | Residential | Behind the Meter | Yes | Net Metered Residential | Sunrun Installation Services, Inc. |  | PSE&G | Accepted | 2023-10-10 | 2023-11-03 | 2024-11-03 | Solar Panels | VIKRAM SOLAR | VSMDHT.60.375.05 |  | 0.375 | 15 | 72 | 25 |  | Fixed | Roof
NJADRE1554793989 | Administratively Determined Incentive Program | WILLIAMSTOWN | 8094 | 15 | 14.8 | Residential | Behind the Meter | Yes | Net Metered Residential | SunPower Corporation, Systems |  | AC Electric | Accepted | 2023-10-10 | 2023-11-03 | 2024-11-03 | Solar Panels | WAAREE ENERGIES LIMITED | WSMDI-400 |  | 0.4 | 7 | 304 | 16 |  | Fixed | Roof
NJADRE1554793989 | Administratively Determined Incentive Program | WILLIAMSTOWN | 8094 | 15 | 14.8 | Residential | Behind the Meter | Yes | Net Metered Residential | SunPower Corporation, Systems |  | AC Electric | Accepted | 2023-10-10 | 2023-11-03 | 2024-11-03 | Solar Panels | WAAREE ENERGIES LIMITED | WSMDI-400 |  | 0.4 | 10 | 214 | 26 |  | Fixed | Roof
NJADRE1554793989 | Administratively Determined Incentive Program | WILLIAMSTOWN | 8094 | 15 | 14.8 | Residential | Behind the Meter | Yes | Net Metered Residential | SunPower Corporation, Systems |  | AC Electric | Accepted | 2023-10-10 | 2023-11-03 | 2024-11-03 | Solar Panels | WAAREE ENERGIES LIMITED | WSMDI-400 |  | 0.4 | 10 | 34 | 26 |  | Fixed | Roof
NJADRE1554793989 | Administratively Determined Incentive Program | WILLIAMSTOWN | 8094 | 15 | 14.8 | Residential | Behind the Meter | Yes | Net Metered Residential | SunPower Corporation, Systems |  | AC Electric | Accepted | 2023-10-10 | 2023-11-03 | 2024-11-03 | Solar Panels | WAAREE ENERGIES LIMITED | WSMDI-400 |  | 0.4 | 3 | 304 | 26 |  | Fixed | Roof
NJADRE1554793989 | Administratively Determined Incentive Program | WILLIAMSTOWN | 8094 | 15 | 14.8 | Residential | Behind the Meter | Yes | Net Metered Residential | SunPower Corporation, Systems |  | AC Electric | Accepted | 2023-10-10 | 2023-11-03 | 2024-11-03 | Solar Panels | WAAREE ENERGIES LIMITED | WSMDI-400 |  | 0.4 | 3 | 124 | 26 |  | Fixed | Roof
NJADRE1554793989 | Administratively Determined Incentive Program | WILLIAMSTOWN | 8094 | 15 | 14.8 | Residential | Behind the Meter | Yes | Net Metered Residential | SunPower Corporation, Systems |  | AC Electric | Accepted | 2023-10-10 | 2023-11-03 | 2024-11-03 | Solar Panels | WAAREE ENERGIES LIMITED | WSMDI-400 |  | 0.4 | 2 | 304 | 26 |  | Fixed | Roof
NJADRE1554793989 | Administratively Determined Incentive Program | WILLIAMSTOWN | 8094 | 15 | 14.8 | Residential | Behind the Meter | Yes | Net Metered Residential | SunPower Corporation, Systems |  | AC Electric | Accepted | 2023-10-10 | 2023-11-03 | 2024-11-03 | Solar Panels | WAAREE ENERGIES LIMITED | WSMDI-400 |  | 0.4 | 2 | 214 | 26 |  | Fixed | Roof
NJADRE1554793989 | Administratively Determined Incentive Program | WILLIAMSTOWN | 8094 | 15 | 14.8 | Residential | Behind the Meter | Yes | Net Metered Residential | SunPower Corporation, Systems |  | AC Electric | Accepted | 2023-10-10 | 2023-11-03 | 2024-11-03 | Inverters | Enphase | IQ7HS-66-M-US | 384 |  | 37 |  |  | 0.97 |  | Other | Under Each Panel
NJADRE1554794000 | Administratively Determined Incentive Program | JERSEY CITY | 7305 | 8 | 6.89 | Residential | Behind the Meter | Yes | Net Metered Residential | Pro Custom Solar dba Momentum Solar |  | PSE&G | Accepted | 2023-10-10 | 2023-11-03 | 2024-11-03 | Solar Panels | Â Q. PEAK DUO BLK-G10+405 | hanwha |  | 0.405 | 17 | 308 | 4 |  | Fixed | Roof
NJADRE1554794000 | Administratively Determined Incentive Program | JERSEY CITY | 7305 | 8 | 6.89 | Residential | Behind the Meter | Yes | Net Metered Residential | Pro Custom Solar dba Momentum Solar |  | PSE&G | Accepted | 2023-10-10 | 2023-11-03 | 2024-11-03 | Inverters | IQ8PLUS-72-2-US | enphase | 290 |  | 17 |  |  | 0.97 |  | Outdoor
NJADRE1554794032 | Administratively Determined Incentive Program | RINGOES | 8551 | 4 | 10.01 | Residential | Behind the Meter | No | Net Metered Residential | Seabright Solar |  | JCP&L | Accepted | 2023-10-10 | 2023-11-03 | 2024-11-03 | Solar Panels | Sunpower | SPR-M-435 |  | 0.435 | 23 | 140 | 27 |  | Fixed | Roof
NJADRE1554794032 | Administratively Determined Incentive Program | RINGOES | 8551 | 4 | 10.01 | Residential | Behind the Meter | No | Net Metered Residential | Seabright Solar |  | JCP&L | Accepted | 2023-10-10 | 2023-11-03 | 2024-11-03 | Inverters | Enphase | IQ 7HS | 384 |  | 23 |  |  | 0.99 |  | Outside | Roof
NJADRE1554794044 | Administratively Determined Incentive Program | EAST BRUNSWICK | 8816 | 11 | 11.34 | Residential | Behind the Meter | Yes | Net Metered Residential | Sunrun Installation Services, Inc. |  | PSE&G | Accepted | 2023-10-10 | 2023-11-03 | 2024-11-03 | Inverters | SOLAREDGE TECHNOLOGIES | SE7600H-USSN | 7600 |  | 1 |  |  | 0.992 |  | Outdoor | next to meter
NJADRE1554794044 | Administratively Determined Incentive Program | EAST BRUNSWICK | 8816 | 11 | 11.34 | Residential | Behind the Meter | Yes | Net Metered Residential | Sunrun Installation Services, Inc. |  | PSE&G | Accepted | 2023-10-10 | 2023-11-03 | 2024-11-03 | Solar Panels | HANWHA Q-CELLS | Q.PEAK DUO BLK ML-G10+ 405 |  | 0.405 | 4 | 85 | 23 |  | Fixed | Roof
NJADRE1554794044 | Administratively Determined Incentive Program | EAST BRUNSWICK | 8816 | 11 | 11.34 | Residential | Behind the Meter | Yes | Net Metered Residential | Sunrun Installation Services, Inc. |  | PSE&G | Accepted | 2023-10-10 | 2023-11-03 | 2024-11-03 | Solar Panels | HANWHA Q-CELLS | Q.PEAK DUO BLK ML-G10+ 405 |  | 0.405 | 6 | 265 | 23 |  | Fixed | Roof
NJADRE1554794044 | Administratively Determined Incentive Program | EAST BRUNSWICK | 8816 | 11 | 11.34 | Residential | Behind the Meter | Yes | Net Metered Residential | Sunrun Installation Services, Inc. |  | PSE&G | Accepted | 2023-10-10 | 2023-11-03 | 2024-11-03 | Solar Panels | HANWHA Q-CELLS | Q.PEAK DUO BLK ML-G10+ 405 |  | 0.405 | 9 | 84 | 30 |  | Fixed | Roof
NJADRE1554794044 | Administratively Determined Incentive Program | EAST BRUNSWICK | 8816 | 11 | 11.34 | Residential | Behind the Meter | Yes | Net Metered Residential | Sunrun Installation Services, Inc. |  | PSE&G | Accepted | 2023-10-10 | 2023-11-03 | 2024-11-03 | Solar Panels | HANWHA Q-CELLS | Q.PEAK DUO BLK ML-G10+ 405 |  | 0.405 | 9 | 264 | 30 |  | Fixed | Roof
NJADRE1554794058 | Administratively Determined Incentive Program | NATIONAL PARK | 8063 | 15 | 6.48 | Residential | Behind the Meter | No | Net Metered Residential | Powur, PBC |  | PSE&G | Accepted | 2023-10-10 | 2023-11-03 | 2024-11-03 | Solar Panels | Hanwha | Q.PEAK DUO BLK ML-G10+ 405 |  | 0.405 | 16 | 200 | 20 |  | Fixed | Roof
NJADRE1554794058 | Administratively Determined Incentive Program | NATIONAL PARK | 8063 | 15 | 6.48 | Residential | Behind the Meter | No | Net Metered Residential | Powur, PBC |  | PSE&G | Accepted | 2023-10-10 | 2023-11-03 | 2024-11-03 | Inverters | Enphase | IQ8A-72-2-US | 349 |  | 16 |  |  | 0.99 |  | Outside
NJADRE1554794058 | Administratively Determined Incentive Program | NATIONAL PARK | 8063 | 15 | 6.48 | Residential | Behind the Meter | No | Net Metered Residential | Powur, PBC |  | PSE&G | Accepted | 2023-10-10 | 2023-11-03 | 2024-11-03 | Meters | "Enphase Integrated Production Meter Single-Phase (L-L) | X2-IQ-AM1-240-4 |  |  | 1 |  |  |  | Yes | Outdoor
NJADRE1554794060 | Administratively Determined Incentive Program | LINCROFT | 7738 | 17 | 6.26 | Residential | Behind the Meter | No | Net Metered Residential | GAF Energy |  | JCP&L | Accepted | 2023-10-10 | 2023-11-03 | 2024-11-03 | Inverters | Delta | M6-TL-US | 6000 |  | 1 |  |  | 0.975 |  | Outdoor
NJADRE1554794060 | Administratively Determined Incentive Program | LINCROFT | 7738 | 17 | 6.26 | Residential | Behind the Meter | No | Net Metered Residential | GAF Energy |  | JCP&L | Accepted | 2023-10-10 | 2023-11-03 | 2024-11-03 | Solar Panels | GAF Energy | TLS-1 |  | 0.046 | 96 | 134 | 18 |  | Fixed | Roof
NJADRE1554794060 | Administratively Determined Incentive Program | LINCROFT | 7738 | 17 | 6.26 | Residential | Behind the Meter | No | Net Metered Residential | GAF Energy |  | JCP&L | Accepted | 2023-10-10 | 2023-11-03 | 2024-11-03 | Solar Panels | GAF Energy | TLS-1 |  | 0.046 | 40 | 44 | 23 |  | Fixed | Roof
NJADRE1554794069 | Administratively Determined Incentive Program | BARNEGAT | 8005 | 18 | 9.75 | Residential | Behind the Meter | No | Net Metered Residential | Powur, PBC |  | AC Electric | Accepted | 2023-10-10 | 2023-11-03 | 2024-11-03 | Solar Panels | Jinko | JKM390M-72 |  | 0.39 | 22 | 15 | 22 |  | Fixed | Roof
NJADRE1554794069 | Administratively Determined Incentive Program | BARNEGAT | 8005 | 18 | 9.75 | Residential | Behind the Meter | No | Net Metered Residential | Powur, PBC |  | AC Electric | Accepted | 2023-10-10 | 2023-11-03 | 2024-11-03 | Solar Panels | Jinko | JKM390M-72 |  | 0.39 | 3 | 195 | 22 |  | Fixed | Roof
NJADRE1554794069 | Administratively Determined Incentive Program | BARNEGAT | 8005 | 18 | 9.75 | Residential | Behind the Meter | No | Net Metered Residential | Powur, PBC |  | AC Electric | Accepted | 2023-10-10 | 2023-11-03 | 2024-11-03 | Inverters | Enphase | IQ8A 72-2-US | 349 |  | 25 |  |  | 0.99 |  | Outside
NJADRE1554794084 | Administratively Determined Incentive Program | ROSELLE PARK | 7204 | 10 | 8.91 | Residential | Behind the Meter | No | Net Metered Residential | Powur, PBC |  | PSE&G | Accepted | 2023-10-10 | 2023-11-03 | 2024-11-03 | Solar Panels | Hanwha | Q.PEAK DUO BLK ML-G10+ (405W) |  | 0.405 | 14 | 80 | 40 |  | Fixed | Roof
NJADRE1554794084 | Administratively Determined Incentive Program | ROSELLE PARK | 7204 | 10 | 8.91 | Residential | Behind the Meter | No | Net Metered Residential | Powur, PBC |  | PSE&G | Accepted | 2023-10-10 | 2023-11-03 | 2024-11-03 | Solar Panels | Hanwha | Q.PEAK DUO BLK ML-G10+ (405W) |  | 0.405 | 8 | 260 | 40 |  | Fixed | Roof
NJADRE1554794084 | Administratively Determined Incentive Program | ROSELLE PARK | 7204 | 10 | 8.91 | Residential | Behind the Meter | No | Net Metered Residential | Powur, PBC |  | PSE&G | Accepted | 2023-10-10 | 2023-11-03 | 2024-11-03 | Inverters | Solaredge | SE7600H-US | 7600 |  | 1 |  |  | 0.99 |  | Outside
NJADRE1554794084 | Administratively Determined Incentive Program | ROSELLE PARK | 7204 | 10 | 8.91 | Residential | Behind the Meter | No | Net Metered Residential | Powur, PBC |  | PSE&G | Accepted | 2023-10-10 | 2023-11-03 | 2024-11-03 | Meters | Solaredge | SE7600H-US |  |  | 1 |  |  |  | Yes | Outdoor
NJADRE1554794085 | Administratively Determined Incentive Program | HAWTHORNE | 7506 | 6 | 6.72 | Residential | Behind the Meter | No | Net Metered Residential | Empire Solar Solutions, LLC |  | PSE&G | Accepted | 2023-10-10 | 2023-11-03 | 2024-11-03 | Inverters | Enphase | IQ7X-72-2-US | 315 |  | 16 |  |  | 0.97 |  | Outdoor
NJADRE1554794085 | Administratively Determined Incentive Program | HAWTHORNE | 7506 | 6 | 6.72 | Residential | Behind the Meter | No | Net Metered Residential | Empire Solar Solutions, LLC |  | PSE&G | Accepted | 2023-10-10 | 2023-11-03 | 2024-11-03 | Solar Panels | REC | REC420AA Pure-R |  | 0.42 | 13 | 81 | 30 |  | Fixed | Roof
NJADRE1554794085 | Administratively Determined Incentive Program | HAWTHORNE | 7506 | 6 | 6.72 | Residential | Behind the Meter | No | Net Metered Residential | Empire Solar Solutions, LLC |  | PSE&G | Accepted | 2023-10-10 | 2023-11-03 | 2024-11-03 | Solar Panels | REC | Rec420AAPure-R |  | 0.42 | 3 | 81 | 20 |  | Fixed | Roof
NJADRE1554794098 | Administratively Determined Incentive Program | JERSEY CITY | 7305 | 8 | 11.2 | Residential | Behind the Meter | Yes | Net Metered Residential | SunnyMac LLC |  | PSE&G | Accepted | 2023-10-10 | 2023-11-03 | 2024-11-03 | Solar Panels | Q.PEAK DUO BLK ML-G10+400 | HANWHA |  | 0.4 | 19 | 220 | 2 |  | Fixed | Roof
NJADRE1554794098 | Administratively Determined Incentive Program | JERSEY CITY | 7305 | 8 | 11.2 | Residential | Behind the Meter | Yes | Net Metered Residential | SunnyMac LLC |  | PSE&G | Accepted | 2023-10-10 | 2023-11-03 | 2024-11-03 | Solar Panels | Q.PEAK DUO BLK ML-G10+400 | HANWHA |  | 0.4 | 9 | 220 | 10 |  | Fixed | Roof
NJADRE1554794098 | Administratively Determined Incentive Program | JERSEY CITY | 7305 | 8 | 11.2 | Residential | Behind the Meter | Yes | Net Metered Residential | SunnyMac LLC |  | PSE&G | Accepted | 2023-10-10 | 2023-11-03 | 2024-11-03 | Inverters | SE10000H-US | Solaredge | 10000 |  | 1 |  |  | 0.1 |  | Outdoor | NEXT TO METER
NJADRE1554795251 | Administratively Determined Incentive Program | BRIGANTINE | 8203 | 19 | 12.96 | Residential | Behind the Meter | No | Net Metered Residential | Freedom Forever New Jersey LLC |  | AC Electric | Accepted | 2023-10-10 | 2023-11-03 | 2024-11-03 | Inverters | Solar Edge | SE10000H-USRGM | 10000 |  | 1 |  |  | 0.99 |  | Outdoor
NJADRE1554795251 | Administratively Determined Incentive Program | BRIGANTINE | 8203 | 19 | 12.96 | Residential | Behind the Meter | No | Net Metered Residential | Freedom Forever New Jersey LLC |  | AC Electric | Accepted | 2023-10-10 | 2023-11-03 | 2024-11-03 | Solar Panels | REC Solar | REC405AA PURE |  | 0.405 | 16 | 329 | 19 |  | Fixed | Roof
NJADRE1554795251 | Administratively Determined Incentive Program | BRIGANTINE | 8203 | 19 | 12.96 | Residential | Behind the Meter | No | Net Metered Residential | Freedom Forever New Jersey LLC |  | AC Electric | Accepted | 2023-10-10 | 2023-11-03 | 2024-11-03 | Solar Panels | REC Solar | REC405AA PURE |  | 0.405 | 11 | 149 | 19 |  | Fixed | Roof
NJADRE1554795251 | Administratively Determined Incentive Program | BRIGANTINE | 8203 | 19 | 12.96 | Residential | Behind the Meter | No | Net Metered Residential | Freedom Forever New Jersey LLC |  | AC Electric | Accepted | 2023-10-10 | 2023-11-03 | 2024-11-03 | Solar Panels | Rec Solar | REC405AA PURE |  | 0.405 | 5 | 149 | 19 |  | Fixed | Roof
NJADRE1554795611 | Administratively Determined Incentive Program | GLOUCHESTER TOWNSHIP | 8029 | 14 | 6.4 | Residential | Behind the Meter | Yes | Net Metered Residential | SunnyMac LLC |  | PSE&G | Accepted | 2023-10-10 | 2023-11-03 | 2024-11-03 | Solar Panels | Q.PEAK DUO BLK ML-G10+400 | HANWHA |  | 0.4 | 14 | 165 | 31 |  | Fixed | Roof
NJADRE1554795611 | Administratively Determined Incentive Program | GLOUCHESTER TOWNSHIP | 8029 | 14 | 6.4 | Residential | Behind the Meter | Yes | Net Metered Residential | SunnyMac LLC |  | PSE&G | Accepted | 2023-10-10 | 2023-11-03 | 2024-11-03 | Solar Panels | Q.PEAK DUO BLK ML-G10+400 | HANWHA |  | 0.4 | 2 | 345 | 31 |  | Fixed | Roof
NJADRE1554795611 | Administratively Determined Incentive Program | GLOUCHESTER TOWNSHIP | 8029 | 14 | 6.4 | Residential | Behind the Meter | Yes | Net Metered Residential | SunnyMac LLC |  | PSE&G | Accepted | 2023-10-10 | 2023-11-03 | 2024-11-03 | Inverters | SE 5000H-US | Solaredge | 5000 |  | 1 |  |  | 0.1 |  | Outdoor | NEXT TO METER
NJADRE1554795611 | Administratively Determined Incentive Program | GLOUCHESTER TOWNSHIP | 8029 | 14 | 6.4 | Residential | Behind the Meter | Yes | Net Metered Residential | SunnyMac LLC |  | PSE&G | Accepted | 2023-10-10 | 2023-11-03 | 2024-11-03 | Meters | SE-RGMTR-1D-240C-B | Solaredge |  |  | 1 |  |  |  | Yes | Outdoor
NJADRE1554795622 | Administratively Determined Incentive Program | EGG HARBOR TOWNSHIP | 8234 | 19 | 11.17 | Residential | Behind the Meter | Yes | Net Metered Residential | Freedom Forever New Jersey LLC |  | AC Electric | Accepted | 2023-10-10 | 2023-11-03 | 2024-11-03 | Inverters | Solar Edge | SE7600H-USRGM | 7600 |  | 1 |  |  | 0.99 |  | Outdoor
NJADRE1554795622 | Administratively Determined Incentive Program | EGG HARBOR TOWNSHIP | 8234 | 19 | 11.17 | Residential | Behind the Meter | Yes | Net Metered Residential | Freedom Forever New Jersey LLC |  | AC Electric | Accepted | 2023-10-10 | 2023-11-03 | 2024-11-03 | Solar Panels | Jinko Solar | JKM385M-6RL3-B |  | 0.385 | 12 | 195 | 20 |  | Fixed | Roof
NJADRE1554795622 | Administratively Determined Incentive Program | EGG HARBOR TOWNSHIP | 8234 | 19 | 11.17 | Residential | Behind the Meter | Yes | Net Metered Residential | Freedom Forever New Jersey LLC |  | AC Electric | Accepted | 2023-10-10 | 2023-11-03 | 2024-11-03 | Solar Panels | Jinko Solar | JKM385M-6RL3-B |  | 0.385 | 17 | 14 | 20 |  | Fixed | Roof
NJADRE1554795660 | Administratively Determined Incentive Program | GALLOWAY | 8205 | 19 | 15.39 | Residential | Behind the Meter | No | Net Metered Residential | Freedom Forever New Jersey LLC |  | AC Electric | Accepted | 2023-10-10 | 2023-11-06 | 2024-11-06 | Inverters | Solar Edge | SE11400H-USRGM | 11400 |  | 1 |  |  | 0.99 |  | Outdoor
NJADRE1554795660 | Administratively Determined Incentive Program | GALLOWAY | 8205 | 19 | 15.39 | Residential | Behind the Meter | No | Net Metered Residential | Freedom Forever New Jersey LLC |  | AC Electric | Accepted | 2023-10-10 | 2023-11-06 | 2024-11-06 | Solar Panels | REC Solar | REC405AA PURE |  | 0.405 | 20 | 132 | 30 |  | Fixed | Pole
NJADRE1554795660 | Administratively Determined Incentive Program | GALLOWAY | 8205 | 19 | 15.39 | Residential | Behind the Meter | No | Net Metered Residential | Freedom Forever New Jersey LLC |  | AC Electric | Accepted | 2023-10-10 | 2023-11-06 | 2024-11-06 | Solar Panels | Rec Solar | REC405AA PURE |  | 0.405 | 18 | 43 | 28 |  | Fixed | Roof
NJADRE1554795670 | Administratively Determined Incentive Program | BASKING RIDGE | 7920 | 5 | 12.64 | Residential | Behind the Meter | No | Net Metered Residential | Sunrun Installation Services, Inc. |  | JCP&L | Accepted | 2023-10-10 | 2023-11-08 | 2024-11-08 | Inverters | Delta Electronics | E10-TL-US | 10000 |  | 1 |  |  | 0.975 |  | Outdoor | next to meter
NJADRE1554795670 | Administratively Determined Incentive Program | BASKING RIDGE | 7920 | 5 | 12.64 | Residential | Behind the Meter | No | Net Metered Residential | Sunrun Installation Services, Inc. |  | JCP&L | Accepted | 2023-10-10 | 2023-11-08 | 2024-11-08 | Solar Panels | TRINA SOLAR | TSM-395DE09C.07 |  | 0.395 | 32 | 180 | 30 |  | Fixed | Roof
NJADRE1554795742 | Administratively Determined Incentive Program | EDGEWATER PARK | 8010 | 13 | 7.11 | Residential | Behind the Meter | Yes | Net Metered Residential | Sunrun Installation Services, Inc. |  | PSE&G | Accepted | 2023-10-10 | 2023-11-06 | 2024-11-06 | Solar Panels | Trina Solar | TSM-395DE09C.07 |  | 0.395 | 8 | 97 | 38 |  | Fixed | Roof
NJADRE1554795742 | Administratively Determined Incentive Program | EDGEWATER PARK | 8010 | 13 | 7.11 | Residential | Behind the Meter | Yes | Net Metered Residential | Sunrun Installation Services, Inc. |  | PSE&G | Accepted | 2023-10-10 | 2023-11-06 | 2024-11-06 | Solar Panels | Trina Solar | TSM-395DE09C.07 |  | 0.395 | 10 | 7 | 26 |  | Fixed | Roof
NJADRE1554795742 | Administratively Determined Incentive Program | EDGEWATER PARK | 8010 | 13 | 7.11 | Residential | Behind the Meter | Yes | Net Metered Residential | Sunrun Installation Services, Inc. |  | PSE&G | Accepted | 2023-10-10 | 2023-11-06 | 2024-11-06 | Inverters | Delta Electronics | E6-TL-US | 6000 |  | 1 |  |  | 0.975 |  | Outdoor | Next to meter
NJADRE1554795803 | Administratively Determined Incentive Program | Glassboro | 8028 | 15 | 7.29 | Residential | Behind the Meter | Yes | Net Metered Residential | Sunrun Installation Services, Inc. |  | AC Electric | Accepted | 2023-10-10 | 2023-11-08 | 2024-11-08 | Inverters | SolarEdge Technologies | SE6000H-USSN | 6000 |  | 1 |  |  | 0.96 |  | Outdoor | next to meter
NJADRE1554795803 | Administratively Determined Incentive Program | Glassboro | 8028 | 15 | 7.29 | Residential | Behind the Meter | Yes | Net Metered Residential | Sunrun Installation Services, Inc. |  | AC Electric | Accepted | 2023-10-10 | 2023-11-08 | 2024-11-08 | Solar Panels | Hanwha Q Cells | Q.PEAK DUO BLK ML-G10+ 405 |  | 0.405 | 7 | 259 | 33 |  | Fixed | Roof
NJADRE1554795803 | Administratively Determined Incentive Program | Glassboro | 8028 | 15 | 7.29 | Residential | Behind the Meter | Yes | Net Metered Residential | Sunrun Installation Services, Inc. |  | AC Electric | Accepted | 2023-10-10 | 2023-11-08 | 2024-11-08 | Solar Panels | Hanwha Q Cells | Q.PEAK DUO BLK ML-G10+ 405 |  | 0.405 | 11 | 79 | 34 |  | Fixed | Roof
NJADRE1554795806 | Administratively Determined Incentive Program | WILLIAMSTOWN | 8094 | 15 | 8.1 | Residential | Behind the Meter | Yes | Net Metered Residential | Sunrun Installation Services, Inc. |  | AC Electric | Accepted | 2023-10-10 | 2023-11-06 | 2024-11-06 | Inverters | SolarEdge Technologies | SE6000H-USSN | 6000 |  | 1 |  |  | 0.99 |  | Outside | Next to meter
NJADRE1554795806 | Administratively Determined Incentive Program | WILLIAMSTOWN | 8094 | 15 | 8.1 | Residential | Behind the Meter | Yes | Net Metered Residential | Sunrun Installation Services, Inc. |  | AC Electric | Accepted | 2023-10-10 | 2023-11-06 | 2024-11-06 | Solar Panels | Hanwha Q Cells | Q.PEAK DUO BLK ML-G10+ 405 |  | 0.405 | 9 | 29 | 26 |  | Fixed | Roof
NJADRE1554795806 | Administratively Determined Incentive Program | WILLIAMSTOWN | 8094 | 15 | 8.1 | Residential | Behind the Meter | Yes | Net Metered Residential | Sunrun Installation Services, Inc. |  | AC Electric | Accepted | 2023-10-10 | 2023-11-06 | 2024-11-06 | Solar Panels | Hanwha Q Cells | Q.PEAK DUO BLK ML-G10+ 405 |  | 0.405 | 11 | 209 | 25 |  | Fixed | Roof
NJADRE1554795810 | Administratively Determined Incentive Program | SOUTH AMBOY | 8879 | 11 | 6.48 | Residential | Behind the Meter | Yes | Net Metered Residential | Sunrun Installation Services, Inc. |  | JCP&L | Accepted | 2023-10-10 | 2023-11-06 | 2024-11-06 | Inverters | SOLAREDGE TECHNOLOGIES | SE6000H-USSN | 6000 |  | 1 |  |  | 0.992 |  | Outdoor | next to meter
NJADRE1554795810 | Administratively Determined Incentive Program | SOUTH AMBOY | 8879 | 11 | 6.48 | Residential | Behind the Meter | Yes | Net Metered Residential | Sunrun Installation Services, Inc. |  | JCP&L | Accepted | 2023-10-10 | 2023-11-06 | 2024-11-06 | Solar Panels | HANWHA Q-CELLS | Q.PEAK DUO BLK ML-G10+ 405 |  | 0.405 | 16 | 163 | 20 |  | Fixed | Roof
NJADRE1554797017 | Administratively Determined Incentive Program | PENNSAUKEN | 8110 | 14 | 4.5 | Residential | Behind the Meter | Yes | Net Metered Residential | Sunrun Installation Services, Inc. |  | PSE&G | Accepted | 2023-10-10 | 2023-12-01 | 2024-12-01 | Inverters | Delta Electronics | E4-TL-US | 4000 |  | 1 |  |  | 0.96 |  | Outdoor
NJADRE1554797017 | Administratively Determined Incentive Program | PENNSAUKEN | 8110 | 14 | 4.5 | Residential | Behind the Meter | Yes | Net Metered Residential | Sunrun Installation Services, Inc. |  | PSE&G | Accepted | 2023-10-10 | 2023-12-01 | 2024-12-01 | Solar Panels | Vikram Solar | VSMDHT.60.375.05 |  | 0.375 | 12 | 238 | 30 |  | Fixed | Roof
NJADRE1554797017 | Administratively Determined Incentive Program | PENNSAUKEN | 8110 | 14 | 4.5 | Residential | Behind the Meter | Yes | Net Metered Residential | Sunrun Installation Services, Inc. |  | PSE&G | Accepted | 2023-10-10 | 2023-12-01 | 2024-12-01 | Electric Storage Battery | Tesla | Powerwall 2 AC |  |  | 1 |  |  |  | Lithium Ion |  | OUTSIDE
NJADRE1554797033 | Administratively Determined Incentive Program | BORDENTOWN | 8505 | 13 | 59.54 | Commercial | Behind the Meter | Yes | Small Net-Metered Non-Residential located on Rooftop, Carport, Canopy and Floating Solar | SolareAmerica |  | PSE&G | Accepted | 2023-10-10 | 2023-11-06 | 2024-11-06 | Inverters | APSystems | QS1 - 3phase - 208 | 1100 |  | 37 |  |  | 0.97 |  | Outdoor
NJADRE1554797033 | Administratively Determined Incentive Program | BORDENTOWN | 8505 | 13 | 59.54 | Commercial | Behind the Meter | Yes | Small Net-Metered Non-Residential located on Rooftop, Carport, Canopy and Floating Solar | SolareAmerica |  | PSE&G | Accepted | 2023-10-10 | 2023-11-06 | 2024-11-06 | Solar Panels | Hanwa - QCELLS - USA - GA | QCELL-ML-G10 - 405 |  | 0.405 | 147 | 147 | 10 |  | Fixed | Roof
NJADRE1554797034 | Administratively Determined Incentive Program | BRIDGETON | 8302 | 20 | 13.37 | Residential | Behind the Meter | Yes | Net Metered Residential | Sunrun Installation Services, Inc. |  | AC Electric | Accepted | 2023-10-10 | 2023-11-06 | 2024-11-06 | Inverters | SOLAREDGE TECHNOLOGIES | SE10000H-USSN | 10000 |  | 1 |  |  | 0.99 |  | Outdoor
NJADRE1554797034 | Administratively Determined Incentive Program | BRIDGETON | 8302 | 20 | 13.37 | Residential | Behind the Meter | Yes | Net Metered Residential | Sunrun Installation Services, Inc. |  | AC Electric | Accepted | 2023-10-10 | 2023-11-06 | 2024-11-06 | Solar Panels | Hanwha Q Cells | Q.PEAK DUO BLK ML-G10+ 405 |  | 0.405 | 15 | 352 | 23 |  | Fixed | Roof
NJADRE1554797034 | Administratively Determined Incentive Program | BRIDGETON | 8302 | 20 | 13.37 | Residential | Behind the Meter | Yes | Net Metered Residential | Sunrun Installation Services, Inc. |  | AC Electric | Accepted | 2023-10-10 | 2023-11-06 | 2024-11-06 | Solar Panels | Hanwha Q Cells | Q.PEAK DUO BLK ML-G10+ 405 |  | 0.405 | 18 | 352 | 23 |  | Fixed | Roof
NJADRE1554797047 | Administratively Determined Incentive Program | Dorchester | 8316 | 20 | 101.25 | Commercial | Behind the Meter | Yes | Small Net-Metered Non-Residential located on Rooftop, Carport, Canopy and Floating Solar | SolareAmerica |  | AC Electric | Accepted | 2023-10-10 | 2023-11-06 | 2024-11-06 | Inverters | APSystems | QS1 - 3phase - 208 | 1100 |  | 64 |  |  | 0.97 |  | Outdoor
NJADRE1554797047 | Administratively Determined Incentive Program | Dorchester | 8316 | 20 | 101.25 | Commercial | Behind the Meter | Yes | Small Net-Metered Non-Residential located on Rooftop, Carport, Canopy and Floating Solar | SolareAmerica |  | AC Electric | Accepted | 2023-10-10 | 2023-11-06 | 2024-11-06 | Solar Panels | Hanwa- QCELL - USA - GA | QCELL ML- G10 - 405 |  | 0.405 | 125 | 160 | 10 |  | Fixed | Roof
NJADRE1554797047 | Administratively Determined Incentive Program | Dorchester | 8316 | 20 | 101.25 | Commercial | Behind the Meter | Yes | Small Net-Metered Non-Residential located on Rooftop, Carport, Canopy and Floating Solar | SolareAmerica |  | AC Electric | Accepted | 2023-10-10 | 2023-11-06 | 2024-11-06 | Solar Panels | Hanwa - QCELLS - USA - GA | QCELL ML- G10 - 405 |  | 0.405 | 125 | 247 | 10 |  | Fixed | Roof
NJADRE1554797053 | Administratively Determined Incentive Program | SICKLERVILLE | 8081 | 14 | 3.38 | Residential | Behind the Meter | Yes | Net Metered Residential | Sunrun Installation Services, Inc. |  | AC Electric | Accepted | 2023-10-10 | 2023-11-06 | 2024-11-06 | Inverters | SolarEdge Technologies | SE3800H-USMN | 3800 |  | 1 |  |  | 0.96 |  | Outdoor | Next To Meter
NJADRE1554797053 | Administratively Determined Incentive Program | SICKLERVILLE | 8081 | 14 | 3.38 | Residential | Behind the Meter | Yes | Net Metered Residential | Sunrun Installation Services, Inc. |  | AC Electric | Accepted | 2023-10-10 | 2023-11-06 | 2024-11-06 | Solar Panels | Vikram Solar | VSMDHT.60.375.05 |  | 0.375 | 9 | 194 | 26 |  | Fixed | Roof
NJADRE1554797059 | Administratively Determined Incentive Program | WRIGHTSTOWN | 8562 | 13 | 59.54 | Commercial | Behind the Meter | Yes | Small Net-Metered Non-Residential located on Rooftop, Carport, Canopy and Floating Solar | SolareAmerica |  | JCP&L | Accepted | 2023-10-10 | 2023-11-06 | 2024-11-06 | Inverters | APSystems | QS1-3phase - 208 volts | 1100 |  | 37 |  |  | 0.97 |  | Outdoor
NJADRE1554797059 | Administratively Determined Incentive Program | WRIGHTSTOWN | 8562 | 13 | 59.54 | Commercial | Behind the Meter | Yes | Small Net-Metered Non-Residential located on Rooftop, Carport, Canopy and Floating Solar | SolareAmerica |  | JCP&L | Accepted | 2023-10-10 | 2023-11-06 | 2024-11-06 | Solar Panels | Hanwa - QCELLS- USA- GA | QCELLS - ML-G10-405 |  | 0.405 | 147 | 60 | 10 |  | Fixed | Roof
NJADRE1554800078 | Administratively Determined Incentive Program | WOODLAND PARK | 7424 | 6 | 3.95 | Residential | Behind the Meter | Yes | Net Metered Residential | Sunrun Installation Services, Inc. |  | PSE&G | Accepted | 2023-10-11 | 2023-11-06 | 2024-11-06 | Inverters | SolarEdge Technologies | SE3800H-USMN | 3800 |  | 1 |  |  | 0.96 |  | Outdoor | Next To Meter
NJADRE1554800078 | Administratively Determined Incentive Program | WOODLAND PARK | 7424 | 6 | 3.95 | Residential | Behind the Meter | Yes | Net Metered Residential | Sunrun Installation Services, Inc. |  | PSE&G | Accepted | 2023-10-11 | 2023-11-06 | 2024-11-06 | Solar Panels | Trina Solar | TSM-395DE09C.07 |  | 0.395 | 3 | 293 | 19 |  | Fixed | Roof
NJADRE1554800078 | Administratively Determined Incentive Program | WOODLAND PARK | 7424 | 6 | 3.95 | Residential | Behind the Meter | Yes | Net Metered Residential | Sunrun Installation Services, Inc. |  | PSE&G | Accepted | 2023-10-11 | 2023-11-06 | 2024-11-06 | Solar Panels | Trina Solar | TSM-395DE09C.07 |  | 0.395 | 7 | 22 | 19 |  | Fixed | Roof
NJADRE1554800107 | Administratively Determined Incentive Program | EGG HARBOR TOWNSHIP | 8234 | 19 | 2.63 | Residential | Behind the Meter | Yes | Net Metered Residential | Sunrun Installation Services, Inc. |  | AC Electric | Accepted | 2023-10-13 | 2023-11-09 | 2024-11-09 | Electric Storage Battery | Tesla | Powerwall 2 AC |  |  | 1 |  |  |  | Lithium Ion |  | outside
NJADRE1554800107 | Administratively Determined Incentive Program | EGG HARBOR TOWNSHIP | 8234 | 19 | 2.63 | Residential | Behind the Meter | Yes | Net Metered Residential | Sunrun Installation Services, Inc. |  | AC Electric | Accepted | 2023-10-13 | 2023-11-09 | 2024-11-09 | Inverters | Delta Electronics | E4-TL-US | 3840 |  | 1 |  |  | 0.96 |  | Outdoor | Next To Meter
NJADRE1554800107 | Administratively Determined Incentive Program | EGG HARBOR TOWNSHIP | 8234 | 19 | 2.63 | Residential | Behind the Meter | Yes | Net Metered Residential | Sunrun Installation Services, Inc. |  | AC Electric | Accepted | 2023-10-13 | 2023-11-09 | 2024-11-09 | Solar Panels | Vikram Solar | VSMDHT.60.375.05 |  | 0.375 | 7 | 292 | 16 |  | Fixed | Roof
NJADRE1554800137 | Administratively Determined Incentive Program | AUDUBON | 8106 | 14 | 11.2 | Residential | Behind the Meter | Yes | Net Metered Residential | Suntuity Solar LLC |  | PSE&G | Accepted | 2023-10-11 | 2023-11-06 | 2024-11-06 | Inverters | ENPHASE | IQ8PLUS-72-2-US | 290 |  | 28 |  |  | 0.97 |  | Outdoor | Behind the PV modules
NJADRE1554800137 | Administratively Determined Incentive Program | AUDUBON | 8106 | 14 | 11.2 | Residential | Behind the Meter | Yes | Net Metered Residential | Suntuity Solar LLC |  | PSE&G | Accepted | 2023-10-11 | 2023-11-06 | 2024-11-06 | Solar Panels | CANADIAN SOLAR | CS6R-400MS-HL |  | 0.4 | 6 | 296 | 30 |  | Fixed | Roof
NJADRE1554800137 | Administratively Determined Incentive Program | AUDUBON | 8106 | 14 | 11.2 | Residential | Behind the Meter | Yes | Net Metered Residential | Suntuity Solar LLC |  | PSE&G | Accepted | 2023-10-11 | 2023-11-06 | 2024-11-06 | Solar Panels | CANADIAN SOLAR | CS6R-400MS-HL |  | 0.4 | 2 | 117 | 18 |  | Fixed | Roof
NJADRE1554800137 | Administratively Determined Incentive Program | AUDUBON | 8106 | 14 | 11.2 | Residential | Behind the Meter | Yes | Net Metered Residential | Suntuity Solar LLC |  | PSE&G | Accepted | 2023-10-11 | 2023-11-06 | 2024-11-06 | Solar Panels | CANADIAN SOLAR | CS6R-400MS-HL |  | 0.4 | 4 | 116 | 30 |  | Fixed | Roof
NJADRE1554800137 | Administratively Determined Incentive Program | AUDUBON | 8106 | 14 | 11.2 | Residential | Behind the Meter | Yes | Net Metered Residential | Suntuity Solar LLC |  | PSE&G | Accepted | 2023-10-11 | 2023-11-06 | 2024-11-06 | Solar Panels | CANADIAN SOLAR | CS6R-400MS-HL |  | 0.4 | 6 | 207 | 26 |  | Fixed | Roof
NJADRE1554800137 | Administratively Determined Incentive Program | AUDUBON | 8106 | 14 | 11.2 | Residential | Behind the Meter | Yes | Net Metered Residential | Suntuity Solar LLC |  | PSE&G | Accepted | 2023-10-11 | 2023-11-06 | 2024-11-06 | Solar Panels | CANADIAN SOLAR | CS6R-400MS-HL |  | 0.4 | 10 | 206 | 26 |  | Fixed | Roof
NJADRE1554800138 | Administratively Determined Incentive Program | NEWARK | 7107 | 9 | 4.32 | Residential | Behind the Meter | Yes | Net Metered Residential | Vision Solar LLC |  | PSE&G | Accepted | 2023-10-11 | 2023-11-06 | 2024-11-06 | Inverters | SolarEdge | SE3800H-USRGM | 4 |  | 1 |  |  | 0.97 |  | Outdoor | side of house
NJADRE1554800138 | Administratively Determined Incentive Program | NEWARK | 7107 | 9 | 4.32 | Residential | Behind the Meter | Yes | Net Metered Residential | Vision Solar LLC |  | PSE&G | Accepted | 2023-10-11 | 2023-11-06 | 2024-11-06 | Solar Panels | ZNshine Solar | ZXM6-NH120-360/M |  | 0.36 | 12 | 30 | 19 |  | Fixed | Roof
NJADRE1554800158 | Administratively Determined Incentive Program | PLAINFIELD | 7063 | 10 | 6 | Residential | Behind the Meter | Yes | Net Metered Residential | Sunrun Installation Services, Inc. |  | PSE&G | Accepted | 2023-10-11 | 2023-11-06 | 2024-11-06 | Electric Storage Battery | Tesla | Powerwall 2 AC |  |  | 1 |  |  |  | Lithium Ion |  | outside
NJADRE1554800158 | Administratively Determined Incentive Program | PLAINFIELD | 7063 | 10 | 6 | Residential | Behind the Meter | Yes | Net Metered Residential | Sunrun Installation Services, Inc. |  | PSE&G | Accepted | 2023-10-11 | 2023-11-06 | 2024-11-06 | Inverters | SolarEdge Technologies | SE6000H-USSN | 6000 |  | 1 |  |  | 0.96 |  | Outdoor | Next To Meter
NJADRE1554800158 | Administratively Determined Incentive Program | PLAINFIELD | 7063 | 10 | 6 | Residential | Behind the Meter | Yes | Net Metered Residential | Sunrun Installation Services, Inc. |  | PSE&G | Accepted | 2023-10-11 | 2023-11-06 | 2024-11-06 | Solar Panels | Vikram Solar | VSMDHT.60.375.05 |  | 0.375 | 16 | 131 | 39 |  | Fixed | Roof
NJADRE1554800185 | Administratively Determined Incentive Program | NEWARK | 7106 | 9 | 5.44 | Residential | Behind the Meter | Yes | Net Metered Residential | Vision Solar LLC |  | PSE&G | Accepted | 2023-10-11 | 2023-11-06 | 2024-11-06 | Inverters | Enphase | IQ7-60-2-US | 240 |  | 16 |  |  | 0.97 |  | Outdoor
NJADRE1554800185 | Administratively Determined Incentive Program | NEWARK | 7106 | 9 | 5.44 | Residential | Behind the Meter | Yes | Net Metered Residential | Vision Solar LLC |  | PSE&G | Accepted | 2023-10-11 | 2023-11-06 | 2024-11-06 | Solar Panels | HANWHA | Q.PEAK DUO BLK-G6+ 340 |  | 0.34 | 14 | 197 | 39 |  | Fixed | Roof
NJADRE1554800185 | Administratively Determined Incentive Program | NEWARK | 7106 | 9 | 5.44 | Residential | Behind the Meter | Yes | Net Metered Residential | Vision Solar LLC |  | PSE&G | Accepted | 2023-10-11 | 2023-11-06 | 2024-11-06 | Solar Panels | HANWHA | Q.PEAK DUO BLK-G6+ 340 |  | 0.34 | 2 | 17 | 31 |  | Fixed | Roof
NJADRE1554800212 | Administratively Determined Incentive Program | CHERRY HILL | 8003 | 14 | 8.91 | Residential | Behind the Meter | Yes | Net Metered Residential | Sunrun Installation Services, Inc. |  | PSE&G | Accepted | 2023-10-11 | 2023-11-06 | 2024-11-06 | Inverters | SOLAREDGE TECHNOLOGIES | SE6000H-USSN | 6000 |  | 1 |  |  | 0.99 |  | Outdoor | next to meter
NJADRE1554800212 | Administratively Determined Incentive Program | CHERRY HILL | 8003 | 14 | 8.91 | Residential | Behind the Meter | Yes | Net Metered Residential | Sunrun Installation Services, Inc. |  | PSE&G | Accepted | 2023-10-11 | 2023-11-06 | 2024-11-06 | Solar Panels | Hanwha Q Cells | Q.PEAK DUO BLK ML-G10+ 405 |  | 0.405 | 10 | 178 | 23 |  | Fixed | Roof
NJADRE1554800212 | Administratively Determined Incentive Program | CHERRY HILL | 8003 | 14 | 8.91 | Residential | Behind the Meter | Yes | Net Metered Residential | Sunrun Installation Services, Inc. |  | PSE&G | Accepted | 2023-10-11 | 2023-11-06 | 2024-11-06 | Solar Panels | Hanwha Q Cells | Q.PEAK DUO BLK ML-G10+ 405 |  | 0.405 | 12 | 358 | 22 |  | Fixed | Roof
NJADRE1554800212 | Administratively Determined Incentive Program | CHERRY HILL | 8003 | 14 | 8.91 | Residential | Behind the Meter | Yes | Net Metered Residential | Sunrun Installation Services, Inc. |  | PSE&G | Accepted | 2023-10-11 | 2023-11-06 | 2024-11-06 | Electric Storage Battery | LG Chem | RESU 10H Prime |  |  | 1 |  |  |  | Lithium Ion |  | Inside
NJADRE1554800218 | Administratively Determined Incentive Program | WALL TOWNSHIP | 7719 | 17 | 3.56 | Residential | Behind the Meter | Yes | Net Metered Residential | Sunrun Installation Services, Inc. |  | JCP&L | Accepted | 2023-10-11 | 2023-11-06 | 2024-11-06 | Inverters | Delta Electronics | E4-TL-US | 4000 |  | 1 |  |  | 0.975 |  | Outdoor | next to meter
NJADRE1554800218 | Administratively Determined Incentive Program | WALL TOWNSHIP | 7719 | 17 | 3.56 | Residential | Behind the Meter | Yes | Net Metered Residential | Sunrun Installation Services, Inc. |  | JCP&L | Accepted | 2023-10-11 | 2023-11-06 | 2024-11-06 | Solar Panels | TRINA SOLAR | TSM-395DE09C.07 |  | 0.395 | 9 | 13 | 18 |  | Fixed | Roof
NJADRE1554800220 | Administratively Determined Incentive Program | POINT PLEASANT BEACH | 8742 | 18 | 7.38 | Residential | Behind the Meter | No | Net Metered Residential | Infinity Solar Systems |  | JCP&L | Accepted | 2023-10-11 | 2023-11-06 | 2024-11-06 | Inverters | Enphase | IQ8Plus-72-2-US | 290 |  | 18 |  |  | 0.97 |  | Outdoor
NJADRE1554800220 | Administratively Determined Incentive Program | POINT PLEASANT BEACH | 8742 | 18 | 7.38 | Residential | Behind the Meter | No | Net Metered Residential | Infinity Solar Systems |  | JCP&L | Accepted | 2023-10-11 | 2023-11-06 | 2024-11-06 | Solar Panels | SEG Solar | SEG-410-BMD-HV |  | 0.41 | 10 | 175 | 30 |  | Fixed | Roof
NJADRE1554800220 | Administratively Determined Incentive Program | POINT PLEASANT BEACH | 8742 | 18 | 7.38 | Residential | Behind the Meter | No | Net Metered Residential | Infinity Solar Systems |  | JCP&L | Accepted | 2023-10-11 | 2023-11-06 | 2024-11-06 | Solar Panels | SEG Solar | SEG-410-BMD-HV |  | 0.41 | 5 | 175 | 35 |  | Fixed | Roof
NJADRE1554800220 | Administratively Determined Incentive Program | POINT PLEASANT BEACH | 8742 | 18 | 7.38 | Residential | Behind the Meter | No | Net Metered Residential | Infinity Solar Systems |  | JCP&L | Accepted | 2023-10-11 | 2023-11-06 | 2024-11-06 | Solar Panels | SEG Solar | SEG-410-BMD-HV |  | 0.41 | 3 | 355 | 10 |  | Fixed | Roof
NJADRE1554800222 | Administratively Determined Incentive Program | MOUNT EPHRAIM | 8059 | 14 | 6.4 | Residential | Behind the Meter | Yes | Net Metered Residential | SunnyMac LLC |  | PSE&G | Accepted | 2023-10-11 | 2023-11-06 | 2024-11-06 | Solar Panels | Q.PEAK DUO BLK ML-G10+400 | HANWHA |  | 0.4 | 4 | 185 | 28 |  | Fixed | Roof
NJADRE1554800222 | Administratively Determined Incentive Program | MOUNT EPHRAIM | 8059 | 14 | 6.4 | Residential | Behind the Meter | Yes | Net Metered Residential | SunnyMac LLC |  | PSE&G | Accepted | 2023-10-11 | 2023-11-06 | 2024-11-06 | Solar Panels | Q.PEAK DUO BLK ML-G10+400 | HANWHA |  | 0.4 | 12 | 185 | 27 |  | Fixed | Roof
NJADRE1554800222 | Administratively Determined Incentive Program | MOUNT EPHRAIM | 8059 | 14 | 6.4 | Residential | Behind the Meter | Yes | Net Metered Residential | SunnyMac LLC |  | PSE&G | Accepted | 2023-10-11 | 2023-11-06 | 2024-11-06 | Inverters | SE5000H-US | Solaredge | 5000 |  | 1 |  |  | 0.1 |  | Outdoor | NEXT TO METER
NJADRE1554800222 | Administratively Determined Incentive Program | MOUNT EPHRAIM | 8059 | 14 | 6.4 | Residential | Behind the Meter | Yes | Net Metered Residential | SunnyMac LLC |  | PSE&G | Accepted | 2023-10-11 | 2023-11-06 | 2024-11-06 | Meters | SE-RGMTR-1D-240C-B | Solaredge |  |  | 1 |  |  |  | Yes | Outdoor
NJADRE1554800226 | Administratively Determined Incentive Program | BRIDGEWATER | 8807 | 5 | 10.08 | Residential | Behind the Meter | No | Net Metered Residential | Panatec Corporation |  | PSE&G | Accepted | 2023-10-11 | 2023-11-07 | 2024-11-07 | Inverters | Enphase | IQ8A | 349 |  | 28 |  |  | 0.976 |  | Outdoor
NJADRE1554800226 | Administratively Determined Incentive Program | BRIDGEWATER | 8807 | 5 | 10.08 | Residential | Behind the Meter | No | Net Metered Residential | Panatec Corporation |  | PSE&G | Accepted | 2023-10-11 | 2023-11-07 | 2024-11-07 | Meters | Enphase | X-IQ-AM1-240-4 |  |  | 1 |  |  |  | Yes
NJADRE1554800226 | Administratively Determined Incentive Program | BRIDGEWATER | 8807 | 5 | 10.08 | Residential | Behind the Meter | No | Net Metered Residential | Panatec Corporation |  | PSE&G | Accepted | 2023-10-11 | 2023-11-07 | 2024-11-07 | Solar Panels | Panasonic | EVPV360 |  | 0.36 | 10 | 115 | 25 |  | Fixed | Roof
NJADRE1554800226 | Administratively Determined Incentive Program | BRIDGEWATER | 8807 | 5 | 10.08 | Residential | Behind the Meter | No | Net Metered Residential | Panatec Corporation |  | PSE&G | Accepted | 2023-10-11 | 2023-11-07 | 2024-11-07 | Solar Panels | Panasonic | EVPV360 |  | 0.36 | 3 | 205 | 25 |  | Fixed | Roof
NJADRE1554800226 | Administratively Determined Incentive Program | BRIDGEWATER | 8807 | 5 | 10.08 | Residential | Behind the Meter | No | Net Metered Residential | Panatec Corporation |  | PSE&G | Accepted | 2023-10-11 | 2023-11-07 | 2024-11-07 | Solar Panels | Panasonic | EVPV360 |  | 0.36 | 15 | 115 | 25 |  | Fixed | Roof
NJADRE1554800291 | Administratively Determined Incentive Program | NEWARK | 7106 | 9 | 4.26 | Residential | Behind the Meter | Yes | Net Metered Residential | Vision Solar LLC |  | PSE&G | Accepted | 2023-10-11 | 2023-11-06 | 2024-11-06 | Inverters | ENPHASE | IQ7-60-2-US | 240 |  | 12 |  |  | 0.97 |  | Outdoor
NJADRE1554800291 | Administratively Determined Incentive Program | NEWARK | 7106 | 9 | 4.26 | Residential | Behind the Meter | Yes | Net Metered Residential | Vision Solar LLC |  | PSE&G | Accepted | 2023-10-11 | 2023-11-06 | 2024-11-06 | Solar Panels | LONGI | LR4-60HPB 355M |  | 0.355 | 12 | 113 | 28 |  | Fixed | Roof
NJADRE1554800293 | Administratively Determined Incentive Program | HADDONFIELD | 8033 | 14 | 10.13 | Residential | Behind the Meter | No | Net Metered Residential | Geoscape Solar |  | PSE&G | Accepted | 2023-10-11 | 2023-11-07 | 2024-11-07 | Inverters | Enphase | IQ8+-72-2-US | 7500 |  | 25 |  |  | 0.99 |  | Outside
NJADRE1554800293 | Administratively Determined Incentive Program | HADDONFIELD | 8033 | 14 | 10.13 | Residential | Behind the Meter | No | Net Metered Residential | Geoscape Solar |  | PSE&G | Accepted | 2023-10-11 | 2023-11-07 | 2024-11-07 | Solar Panels | Hanwha Q Cell | Q PEAK DUO BLK ML-G10+ 405W |  | 0.405 | 12 | 236 | 37 |  | Fixed | Roof
NJADRE1554800293 | Administratively Determined Incentive Program | HADDONFIELD | 8033 | 14 | 10.13 | Residential | Behind the Meter | No | Net Metered Residential | Geoscape Solar |  | PSE&G | Accepted | 2023-10-11 | 2023-11-07 | 2024-11-07 | Solar Panels | Hanwha Q Cell | Q PEAK DUO BLK ML-G10+ 405W |  | 0.405 | 4 | 236 | 37 |  | Fixed | Roof
NJADRE1554800293 | Administratively Determined Incentive Program | HADDONFIELD | 8033 | 14 | 10.13 | Residential | Behind the Meter | No | Net Metered Residential | Geoscape Solar |  | PSE&G | Accepted | 2023-10-11 | 2023-11-07 | 2024-11-07 | Solar Panels | Hanwha Q Cell | Q PEAK DUO BLK ML-G10+ 405W |  | 0.405 | 9 | 256 | 27 |  | Fixed | Roof
NJADRE1554800301 | Administratively Determined Incentive Program | WILLINGBORO | 8046 | 13 | 10.53 | Residential | Behind the Meter | Yes | Net Metered Residential | Big Wave Roofing and Solar LLC |  | PSE&G | Accepted | 2023-10-11 | 2023-11-06 | 2024-11-06 | Inverters | Enphase Energy Inc | IQ7PLUS-72-2-US | 290 |  | 26 |  |  | 0.98 |  | Outside
NJADRE1554800301 | Administratively Determined Incentive Program | WILLINGBORO | 8046 | 13 | 10.53 | Residential | Behind the Meter | Yes | Net Metered Residential | Big Wave Roofing and Solar LLC |  | PSE&G | Accepted | 2023-10-11 | 2023-11-06 | 2024-11-06 | Solar Panels | Qcells | Q.PEAK DUO BLK ML-G10+ 405 |  | 0.405 | 15 | 283 | 23 |  | Fixed | Roof
NJADRE1554800301 | Administratively Determined Incentive Program | WILLINGBORO | 8046 | 13 | 10.53 | Residential | Behind the Meter | Yes | Net Metered Residential | Big Wave Roofing and Solar LLC |  | PSE&G | Accepted | 2023-10-11 | 2023-11-06 | 2024-11-06 | Solar Panels | Qcells | Q.PEAK DUO BLK ML-G10+ 405 |  | 0.405 | 11 | 103 | 23 |  | Fixed | Roof
NJADRE1554800331 | Administratively Determined Incentive Program | Maywood | 7607 | 7 | 7.98 | Residential | Behind the Meter | No | Net Metered Residential | Empire Solar Solutions |  | PSE&G | Accepted | 2023-10-11 | 2023-11-08 | 2024-11-08 | Inverters | IQ7X-96-2-US | Enphase | 315 |  | 19 |  |  | 0.95 |  | Outdoor
NJADRE1554800331 | Administratively Determined Incentive Program | Maywood | 7607 | 7 | 7.98 | Residential | Behind the Meter | No | Net Metered Residential | Empire Solar Solutions |  | PSE&G | Accepted | 2023-10-11 | 2023-11-08 | 2024-11-08 | Solar Panels | REC | REC420AAPURE-R |  | 0.42 | 19 | 198 | 35 |  | Fixed | Roof
NJADRE1554800355 | Administratively Determined Incentive Program | HILLSIDE | 7205 | 10 | 2.84 | Residential | Behind the Meter | Yes | Net Metered Residential | Sunrun Installation Services, Inc. |  | PSE&G | Accepted | 2023-10-11 | 2023-11-07 | 2024-11-07 | Inverters | Delta Electronics | E4-TL-US | 3840 |  | 1 |  |  | 0.96 |  | Outdoor | Next To Meter
NJADRE1554800355 | Administratively Determined Incentive Program | HILLSIDE | 7205 | 10 | 2.84 | Residential | Behind the Meter | Yes | Net Metered Residential | Sunrun Installation Services, Inc. |  | PSE&G | Accepted | 2023-10-11 | 2023-11-07 | 2024-11-07 | Solar Panels | Hanwha Q Cells | Q.PEAK DUO BLK ML-G10+ 405 |  | 0.405 | 7 | 326 | 27 |  | Fixed | Roof
NJADRE1554800393 | Administratively Determined Incentive Program | CARLSTADT | 7072 | 7 | 144.18 | Commercial | Behind the Meter | No | Small Net-Metered Non-Residential located on Rooftop, Carport, Canopy and Floating Solar | Green Power Energy |  | PSE&G | Accepted | 2023-10-11 | 2023-11-07 | 2024-11-07 | Inverters | Enphase Energy | IQ7PLUS-72-2-US (240V) | 290 |  | 356 |  |  | 0.975 |  | Outside | Roof
NJADRE1554800393 | Administratively Determined Incentive Program | CARLSTADT | 7072 | 7 | 144.18 | Commercial | Behind the Meter | No | Small Net-Metered Non-Residential located on Rooftop, Carport, Canopy and Floating Solar | Green Power Energy |  | PSE&G | Accepted | 2023-10-11 | 2023-11-07 | 2024-11-07 | Solar Panels | Hanwha | Q.PEAK DUO BLK ML-G10+ 405 |  | 0.405 | 356 | 199 | 10 |  | Fixed | Roof
NJADRE1554800492 | Administratively Determined Incentive Program | MONTAGUE | 7827 | 1 | 15.17 | Residential | Behind the Meter | No | Net Metered Residential | Infinity Solar Systems |  | JCP&L | Accepted | 2023-10-11 | 2023-11-07 | 2024-11-07 | Inverters | Enphase | IQ8PLUS-72-2-US | 290 |  | 37 |  |  | 0.97 |  | Outdoor
NJADRE1554800492 | Administratively Determined Incentive Program | MONTAGUE | 7827 | 1 | 15.17 | Residential | Behind the Meter | No | Net Metered Residential | Infinity Solar Systems |  | JCP&L | Accepted | 2023-10-11 | 2023-11-07 | 2024-11-07 | Solar Panels | SEG Solar | SEG-410-BMD-HV |  | 0.41 | 21 | 144 | 4 |  | Fixed | Roof
NJADRE1554800492 | Administratively Determined Incentive Program | MONTAGUE | 7827 | 1 | 15.17 | Residential | Behind the Meter | No | Net Metered Residential | Infinity Solar Systems |  | JCP&L | Accepted | 2023-10-11 | 2023-11-07 | 2024-11-07 | Solar Panels | SEG Solar | SEG-410-BMD-HV |  | 0.41 | 6 | 324 | 10 |  | Fixed | Roof
NJADRE1554800492 | Administratively Determined Incentive Program | MONTAGUE | 7827 | 1 | 15.17 | Residential | Behind the Meter | No | Net Metered Residential | Infinity Solar Systems |  | JCP&L | Accepted | 2023-10-11 | 2023-11-07 | 2024-11-07 | Solar Panels | SEG Solar | SEG-410-BMD-HV |  | 0.41 | 4 | 324 | 8 |  | Fixed | Roof
NJADRE1554800492 | Administratively Determined Incentive Program | MONTAGUE | 7827 | 1 | 15.17 | Residential | Behind the Meter | No | Net Metered Residential | Infinity Solar Systems |  | JCP&L | Accepted | 2023-10-11 | 2023-11-07 | 2024-11-07 | Solar Panels | SEG Solar | SEG-410-BMD-HV SEG Solar |  | 0.41 | 3 | 144 | 26 |  | Fixed | Roof
NJADRE1554800492 | Administratively Determined Incentive Program | MONTAGUE | 7827 | 1 | 15.17 | Residential | Behind the Meter | No | Net Metered Residential | Infinity Solar Systems |  | JCP&L | Accepted | 2023-10-11 | 2023-11-07 | 2024-11-07 | Solar Panels | SEG Solar | SEG-410-BMD-HV |  | 0.41 | 3 | 324 | 26 |  | Fixed | Roof
NJADRE1554800510 | Administratively Determined Incentive Program | MONROE TOWNSHIP | 8831 | 11 | 7.79 | Residential | Behind the Meter | No | Net Metered Residential | Seapoint Solar Energy LLC |  | JCP&L | Accepted | 2023-10-11 | 2023-11-07 | 2024-11-07 | Solar Panels | SEG SOLAR 410 | SEG-410-BMD-TB |  | 0.41 | 19 | 163 | 18 |  | Fixed | Roof
NJADRE1554800510 | Administratively Determined Incentive Program | MONROE TOWNSHIP | 8831 | 11 | 7.79 | Residential | Behind the Meter | No | Net Metered Residential | Seapoint Solar Energy LLC |  | JCP&L | Accepted | 2023-10-11 | 2023-11-07 | 2024-11-07 | Inverters | Enphase | IQ8PLUS-72-2-US | 290 |  | 19 |  |  | 0.97 |  | Outdoor
NJADRE1554800820 | Administratively Determined Incentive Program | BURLNGTN TWP | 8016 | 13 | 5.78 | Residential | Behind the Meter | Yes | Net Metered Residential | Freedom Forever New Jersey LLC |  | PSE&G | Accepted | 2023-10-11 | 2023-11-07 | 2024-11-07 | Inverters | Enphase | IQ8PLUS-72-2-U | 290 |  | 15 |  |  | 0.99 |  | Outdoor
NJADRE1554800820 | Administratively Determined Incentive Program | BURLNGTN TWP | 8016 | 13 | 5.78 | Residential | Behind the Meter | Yes | Net Metered Residential | Freedom Forever New Jersey LLC |  | PSE&G | Accepted | 2023-10-11 | 2023-11-07 | 2024-11-07 | Solar Panels | Jinko Solar | JKM385M-6RL3-B |  | 0.385 | 9 | 251 | 40 |  | Fixed | Roof
NJADRE1554800820 | Administratively Determined Incentive Program | BURLNGTN TWP | 8016 | 13 | 5.78 | Residential | Behind the Meter | Yes | Net Metered Residential | Freedom Forever New Jersey LLC |  | PSE&G | Accepted | 2023-10-11 | 2023-11-07 | 2024-11-07 | Solar Panels | Jinko Solar | JKM385M-6RL3-B |  | 0.385 | 6 | 161 | 27 |  | Fixed | Roof
NJADRE1554800857 | Administratively Determined Incentive Program | PASSAIC | 7055 | 6 | 8.69 | Residential | Behind the Meter | Yes | Net Metered Residential | Skyline Solar LLC |  | PSE&G | Accepted | 2023-10-11 | 2023-11-07 | 2024-11-07 | Solar Panels | JA SOLAR | JAM54S31-395/MR |  | 0.395 | 7 | 126 | 43 |  | Fixed | Roof
NJADRE1554800857 | Administratively Determined Incentive Program | PASSAIC | 7055 | 6 | 8.69 | Residential | Behind the Meter | Yes | Net Metered Residential | Skyline Solar LLC |  | PSE&G | Accepted | 2023-10-11 | 2023-11-07 | 2024-11-07 | Solar Panels | JA SOLAR | JAM54S31-395/MR |  | 0.395 | 15 | 306 | 44 |  | Fixed | Roof
NJADRE1554800857 | Administratively Determined Incentive Program | PASSAIC | 7055 | 6 | 8.69 | Residential | Behind the Meter | Yes | Net Metered Residential | Skyline Solar LLC |  | PSE&G | Accepted | 2023-10-11 | 2023-11-07 | 2024-11-07 | Inverters | SOLAREDGE | SE6000H-US | 6000 |  | 1 |  |  | 0.992 |  | Outdoor
NJADRE1554800883 | Administratively Determined Incentive Program | EWING | 8618 | 12 | 3.85 | Residential | Behind the Meter | Yes | Net Metered Residential | Freedom Forever New Jersey LLC |  | PSE&G | Accepted | 2023-10-11 | 2023-11-07 | 2024-11-07 | Inverters | Solar Edge | SE3800H-USRGM | 3800 |  | 1 |  |  | 0.99 |  | Outdoor
NJADRE1554800883 | Administratively Determined Incentive Program | EWING | 8618 | 12 | 3.85 | Residential | Behind the Meter | Yes | Net Metered Residential | Freedom Forever New Jersey LLC |  | PSE&G | Accepted | 2023-10-11 | 2023-11-07 | 2024-11-07 | Solar Panels | Jinko Solar | JKM385M-6RL3-B |  | 0.385 | 3 | 167 | 40 |  | Fixed | Roof
NJADRE1554800883 | Administratively Determined Incentive Program | EWING | 8618 | 12 | 3.85 | Residential | Behind the Meter | Yes | Net Metered Residential | Freedom Forever New Jersey LLC |  | PSE&G | Accepted | 2023-10-11 | 2023-11-07 | 2024-11-07 | Solar Panels | Jinko Solar | JKM385M-6RL3-B |  | 0.385 | 7 | 167 | 11 |  | Fixed | Roof
NJADRE1554800935 | Administratively Determined Incentive Program | TOMS RIVER | 8753 | 18 | 60.8 | Commercial | Behind the Meter | No | Small Net-Metered Non-Residential located on Rooftop, Carport, Canopy and Floating Solar | Moore Energy LLC |  | JCP&L | Accepted | 2023-10-11 | 2023-11-07 | 2024-11-07 | Inverters | SOLAREDGE | SE40KUS | 40000 |  | 1 |  |  | 0.985 |  | Outdoor
NJADRE1554800935 | Administratively Determined Incentive Program | TOMS RIVER | 8753 | 18 | 60.8 | Commercial | Behind the Meter | No | Small Net-Metered Non-Residential located on Rooftop, Carport, Canopy and Floating Solar | Moore Energy LLC |  | JCP&L | Accepted | 2023-10-11 | 2023-11-07 | 2024-11-07 | Meters | CONTINENTAL CONTROLS | WND-WR-MB |  |  | 1 |  |  |  | Yes | Outdoor
NJADRE1554800935 | Administratively Determined Incentive Program | TOMS RIVER | 8753 | 18 | 60.8 | Commercial | Behind the Meter | No | Small Net-Metered Non-Residential located on Rooftop, Carport, Canopy and Floating Solar | Moore Energy LLC |  | JCP&L | Accepted | 2023-10-11 | 2023-11-07 | 2024-11-07 | Solar Panels | VSUN | VSUN400-108M-BB |  | 0.4 | 46 | 18 | 25 |  | Fixed | Roof
NJADRE1554800935 | Administratively Determined Incentive Program | TOMS RIVER | 8753 | 18 | 60.8 | Commercial | Behind the Meter | No | Small Net-Metered Non-Residential located on Rooftop, Carport, Canopy and Floating Solar | Moore Energy LLC |  | JCP&L | Accepted | 2023-10-11 | 2023-11-07 | 2024-11-07 | Solar Panels | VSUN | VSUN400-108M-BB |  | 0.4 | 67 | 198 | 25 |  | Fixed | Roof
NJADRE1554800935 | Administratively Determined Incentive Program | TOMS RIVER | 8753 | 18 | 60.8 | Commercial | Behind the Meter | No | Small Net-Metered Non-Residential located on Rooftop, Carport, Canopy and Floating Solar | Moore Energy LLC |  | JCP&L | Accepted | 2023-10-11 | 2023-11-07 | 2024-11-07 | Solar Panels | VSUN | VSUN400-108M-BB |  | 0.4 | 24 | 198 | 10 |  | Fixed | Roof
NJADRE1554800935 | Administratively Determined Incentive Program | TOMS RIVER | 8753 | 18 | 60.8 | Commercial | Behind the Meter | No | Small Net-Metered Non-Residential located on Rooftop, Carport, Canopy and Floating Solar | Moore Energy LLC |  | JCP&L | Accepted | 2023-10-11 | 2023-11-07 | 2024-11-07 | Solar Panels | VSUN | VSUN400-108M-BB |  | 0.4 | 15 | 287 | 5 |  | Fixed | Roof
NJADRE1554801158 | Administratively Determined Incentive Program | KIRKWOOD | 8043 | 14 | 96.39 | Commercial | Behind the Meter | Yes | Small Net-Metered Non-Residential located on Rooftop, Carport, Canopy and Floating Solar | SolareAmerica |  | PSE&G | Accepted | 2023-10-11 | 2023-11-07 | 2024-11-07 | Solar Panels | Hanwa - QCELLS- USA- GA | QCELLS- ML-G10- 305 |  | 0.405 | 238 | 143 | 10 |  | Fixed | Roof
NJADRE1554801158 | Administratively Determined Incentive Program | KIRKWOOD | 8043 | 14 | 96.39 | Commercial | Behind the Meter | Yes | Small Net-Metered Non-Residential located on Rooftop, Carport, Canopy and Floating Solar | SolareAmerica |  | PSE&G | Accepted | 2023-10-11 | 2023-11-07 | 2024-11-07 | Inverters | APSystems | QS1-3phas - 208 | 1100 |  | 60 |  |  | 0.97 |  | Outdoor
NJADRE1554801359 | Administratively Determined Incentive Program | FORDS | 8863 | 11 | 4.86 | Residential | Behind the Meter | Yes | Net Metered Residential | Pro Custom Solar dba Momentum Solar |  | PSE&G | Accepted | 2023-10-11 | 2023-11-07 | 2024-11-07 | Solar Panels | Â Q. PEAK DUO BLK-G10+405 | hawnha |  | 0.405 | 3 | 264 | 24 |  | Fixed | Roof
NJADRE1554801359 | Administratively Determined Incentive Program | FORDS | 8863 | 11 | 4.86 | Residential | Behind the Meter | Yes | Net Metered Residential | Pro Custom Solar dba Momentum Solar |  | PSE&G | Accepted | 2023-10-11 | 2023-11-07 | 2024-11-07 | Solar Panels | Â Q. PEAK DUO BLK-G10+405 | hanwha |  | 0.405 | 3 | 84 | 26 |  | Fixed | Roof
NJADRE1554801359 | Administratively Determined Incentive Program | FORDS | 8863 | 11 | 4.86 | Residential | Behind the Meter | Yes | Net Metered Residential | Pro Custom Solar dba Momentum Solar |  | PSE&G | Accepted | 2023-10-11 | 2023-11-07 | 2024-11-07 | Solar Panels | Â Q. PEAK DUO BLK-G10+405 | hanwha |  | 0.405 | 3 | 174 | 42 |  | Fixed | Roof
NJADRE1554801359 | Administratively Determined Incentive Program | FORDS | 8863 | 11 | 4.86 | Residential | Behind the Meter | Yes | Net Metered Residential | Pro Custom Solar dba Momentum Solar |  | PSE&G | Accepted | 2023-10-11 | 2023-11-07 | 2024-11-07 | Solar Panels | Â Q. PEAK DUO BLK-G10+405 | hanwha |  | 0.405 | 3 | 354 | 39 |  | Fixed | Roof
NJADRE1554801359 | Administratively Determined Incentive Program | FORDS | 8863 | 11 | 4.86 | Residential | Behind the Meter | Yes | Net Metered Residential | Pro Custom Solar dba Momentum Solar |  | PSE&G | Accepted | 2023-10-11 | 2023-11-07 | 2024-11-07 | Inverters | IQ8PLUS-72-2-US | enphase | 290 |  | 12 |  |  | 0.97 |  | Outdoor
NJADRE1554801504 | Administratively Determined Incentive Program | FRANKLIN TOWNSHIP | 8873 | 5 | 7.6 | Residential | Behind the Meter | Yes | Net Metered Residential | SunnyMac LLC |  | PSE&G | Accepted | 2023-10-11 | 2023-11-07 | 2024-11-07 | Solar Panels | Q.PEAK DUO BLK ML-G10+400 | HANWHA |  | 0.4 | 3 | 338 | 22 |  | Fixed | Roof
NJADRE1554801504 | Administratively Determined Incentive Program | FRANKLIN TOWNSHIP | 8873 | 5 | 7.6 | Residential | Behind the Meter | Yes | Net Metered Residential | SunnyMac LLC |  | PSE&G | Accepted | 2023-10-11 | 2023-11-07 | 2024-11-07 | Solar Panels | Q.PEAK DUO BLK ML-G10+400 | HANWHA |  | 0.4 | 7 | 158 | 22 |  | Fixed | Roof
NJADRE1554801504 | Administratively Determined Incentive Program | FRANKLIN TOWNSHIP | 8873 | 5 | 7.6 | Residential | Behind the Meter | Yes | Net Metered Residential | SunnyMac LLC |  | PSE&G | Accepted | 2023-10-11 | 2023-11-07 | 2024-11-07 | Solar Panels | Q.PEAK DUO BLK ML-G10+400 | HANWHA |  | 0.4 | 9 | 68 | 25 |  | Fixed | Roof
NJADRE1554801504 | Administratively Determined Incentive Program | FRANKLIN TOWNSHIP | 8873 | 5 | 7.6 | Residential | Behind the Meter | Yes | Net Metered Residential | SunnyMac LLC |  | PSE&G | Accepted | 2023-10-11 | 2023-11-07 | 2024-11-07 | Inverters | SE6000H-US | Solaredge | 6000 |  | 1 |  |  | 0.1 |  | Outdoor | NEXT TO METER
NJADRE1554801504 | Administratively Determined Incentive Program | FRANKLIN TOWNSHIP | 8873 | 5 | 7.6 | Residential | Behind the Meter | Yes | Net Metered Residential | SunnyMac LLC |  | PSE&G | Accepted | 2023-10-11 | 2023-11-07 | 2024-11-07 | Meters | SE-RGMTR-1D-240C-B | Solaredge |  |  | 1 |  |  |  | Yes | Outdoor
NJADRE1554801545 | Administratively Determined Incentive Program | WILLIAMSTOWN | 8094 | 15 | 9.72 | Residential | Behind the Meter | No | Net Metered Residential | Powur, PBC |  | AC Electric | Accepted | 2023-10-11 | 2023-11-07 | 2024-11-07 | Solar Panels | Hanwha | Q.PEAK DUO BLKML-G10+ (405W) |  | 0.405 | 2 | 137 | 5 |  | Fixed | Roof
NJADRE1554801545 | Administratively Determined Incentive Program | WILLIAMSTOWN | 8094 | 15 | 9.72 | Residential | Behind the Meter | No | Net Metered Residential | Powur, PBC |  | AC Electric | Accepted | 2023-10-11 | 2023-11-07 | 2024-11-07 | Solar Panels | Hanwha | Q.PEAK DUO BLKML-G10+ (405W) |  | 0.405 | 1 | 227 | 5 |  | Fixed | Roof
NJADRE1554801545 | Administratively Determined Incentive Program | WILLIAMSTOWN | 8094 | 15 | 9.72 | Residential | Behind the Meter | No | Net Metered Residential | Powur, PBC |  | AC Electric | Accepted | 2023-10-11 | 2023-11-07 | 2024-11-07 | Solar Panels | Hanwha | Q.PEAK DUO BLKML-G10+ (405W) |  | 0.405 | 11 | 137 | 42 |  | Fixed | Roof
NJADRE1554801545 | Administratively Determined Incentive Program | WILLIAMSTOWN | 8094 | 15 | 9.72 | Residential | Behind the Meter | No | Net Metered Residential | Powur, PBC |  | AC Electric | Accepted | 2023-10-11 | 2023-11-07 | 2024-11-07 | Solar Panels | Hanwha | Q.PEAK DUO BLKML-G10+ (405W) |  | 0.405 | 6 | 316 | 42 |  | Fixed | Roof
NJADRE1554801545 | Administratively Determined Incentive Program | WILLIAMSTOWN | 8094 | 15 | 9.72 | Residential | Behind the Meter | No | Net Metered Residential | Powur, PBC |  | AC Electric | Accepted | 2023-10-11 | 2023-11-07 | 2024-11-07 | Solar Panels | Hanwha | Q.PEAK DUO BLKML-G10+ (405W) |  | 0.405 | 4 | 46 | 3 |  | Fixed | Roof
NJADRE1554801545 | Administratively Determined Incentive Program | WILLIAMSTOWN | 8094 | 15 | 9.72 | Residential | Behind the Meter | No | Net Metered Residential | Powur, PBC |  | AC Electric | Accepted | 2023-10-11 | 2023-11-07 | 2024-11-07 | Inverters | Enphase | IQ8M-72-2-US | 325 |  | 24 |  |  | 0.99 |  | Outside
NJADRE1554801546 | Administratively Determined Incentive Program | UNION | 7083 | 10 | 112.19 | Commercial | Behind the Meter | Yes | Small Net-Metered Non-Residential located on Rooftop, Carport, Canopy and Floating Solar | SolareAmerica |  | PSE&G | Accepted | 2023-10-11 | 2023-11-07 | 2024-11-07 | Solar Panels | Hanwa- QCELLS - USA - GA | QCELLS-ML-G10 - 405 |  | 0.405 | 277 | 348 | 10 |  | Fixed | Roof
NJADRE1554801546 | Administratively Determined Incentive Program | UNION | 7083 | 10 | 112.19 | Commercial | Behind the Meter | Yes | Small Net-Metered Non-Residential located on Rooftop, Carport, Canopy and Floating Solar | SolareAmerica |  | PSE&G | Accepted | 2023-10-11 | 2023-11-07 | 2024-11-07 | Inverters | APSystems | QS1- 3phase - 208 | 1100 |  | 70 |  |  | 0.97 |  | Outdoor
NJADRE1554801548 | Administratively Determined Incentive Program | CHERRY HILL | 8003 | 14 | 3.2 | Residential | Behind the Meter | No | Net Metered Residential | Source the Sun Solar, Inc. |  | PSE&G | Accepted | 2023-12-13 | 2024-01-22 | 2025-01-22 | Inverters | Enphase Energy | IQ8PLUS-72-2-US | 290 |  | 8 |  |  | 0.977 |  | Outdoor | Rooftop
NJADRE1554801548 | Administratively Determined Incentive Program | CHERRY HILL | 8003 | 14 | 3.2 | Residential | Behind the Meter | No | Net Metered Residential | Source the Sun Solar, Inc. |  | PSE&G | Accepted | 2023-12-13 | 2024-01-22 | 2025-01-22 | Solar Panels | Hanwha | Q.Peak Duo Blk ML-G10+ 400 |  | 0.4 | 8 | 171 | 20 |  | Fixed | Roof | Rooftop
NJADRE1554801558 | Administratively Determined Incentive Program | SOUTHAMPTON | 8088 | 13 | 6.8 | Residential | Behind the Meter | No | Net Metered Residential | Sea Bright Solar LLC |  | PSE&G | Accepted | 2023-10-11 | 2023-11-07 | 2024-11-07 | Solar Panels | Sunpower | SPR-U-400 |  | 0.4 | 17 | 108 | 33 |  | Fixed | Roof
NJADRE1554801558 | Administratively Determined Incentive Program | SOUTHAMPTON | 8088 | 13 | 6.8 | Residential | Behind the Meter | No | Net Metered Residential | Sea Bright Solar LLC |  | PSE&G | Accepted | 2023-10-11 | 2023-11-07 | 2024-11-07 | Inverters | Enphase | IQ 7HS | 384 |  | 17 |  |  | 0.99 |  | Outside | Roof
NJADRE1554801558 | Administratively Determined Incentive Program | SOUTHAMPTON | 8088 | 13 | 6.8 | Residential | Behind the Meter | No | Net Metered Residential | Sea Bright Solar LLC |  | PSE&G | Accepted | 2023-10-11 | 2023-11-07 | 2024-11-07 | Meters | Sunpower | PVS 6 |  |  | 1 |  |  |  | Yes | Indoor
NJADRE1554801589 | Administratively Determined Incentive Program | ELIZABETH | 7201 | 10 | 6.16 | Residential | Behind the Meter | Yes | Net Metered Residential | Freedom Forever New Jersey LLC |  | PSE&G | Accepted | 2023-10-11 | 2023-11-07 | 2024-11-07 | Inverters | Solar Edge | SE5000H-USRGM | 5000 |  | 1 |  |  | 0.99 |  | Outside
NJADRE1554801589 | Administratively Determined Incentive Program | ELIZABETH | 7201 | 10 | 6.16 | Residential | Behind the Meter | Yes | Net Metered Residential | Freedom Forever New Jersey LLC |  | PSE&G | Accepted | 2023-10-11 | 2023-11-07 | 2024-11-07 | Solar Panels | Jinko Solar | JKM385M-6RL3-B |  | 0.385 | 16 | 208 | 23 |  | Fixed | Roof
NJADRE1554801614 | Administratively Determined Incentive Program | HAMILTON | 8610 | 12 | 84.24 | Commercial | Behind the Meter | Yes | Small Net-Metered Non-Residential located on Rooftop, Carport, Canopy and Floating Solar | SolareAmerica |  | PSE&G | Accepted | 2023-10-11 | 2023-11-07 | 2024-11-07 | Solar Panels | Hanwa Qcells - USA - GA | QCELLS-ML-G10 - 405 |  | 0.405 | 208 | 11 | 10 |  | Fixed | Roof
NJADRE1554801754 | Administratively Determined Incentive Program | GIBBSBORO | 8026 | 14 | 72.09 | Commercial | Behind the Meter | Yes | Small Net-Metered Non-Residential located on Rooftop, Carport, Canopy and Floating Solar | SolareAmerica |  | PSE&G | Accepted | 2023-10-11 | 2023-11-07 | 2024-11-07 | Solar Panels | Hanwa-QCELLS- USA - GA | QCELLS - ML-G10-405 |  | 0.405 | 178 | 200 | 10 |  | Fixed | Roof
NJADRE1554801754 | Administratively Determined Incentive Program | GIBBSBORO | 8026 | 14 | 72.09 | Commercial | Behind the Meter | Yes | Small Net-Metered Non-Residential located on Rooftop, Carport, Canopy and Floating Solar | SolareAmerica |  | PSE&G | Accepted | 2023-10-11 | 2023-11-07 | 2024-11-07 | Inverters | APSystems | QS1-3phase- 208 | 1100 |  | 45 |  |  | 0.97 |  | Outdoor
NJADRE1554801764 | Administratively Determined Incentive Program | NEWARK | 7104 | 9 | 11.52 | Residential | Behind the Meter | No | Net Metered Residential | Bright Planet Solar |  | PSE&G | Accepted | 2023-10-11 | 2023-11-07 | 2024-11-07 | Inverters | Solar Edge | SE10000H-USRGM | 10000 |  | 1 |  |  | 0.98 |  | Outdoor | OUTSIDE
NJADRE1554801764 | Administratively Determined Incentive Program | NEWARK | 7104 | 9 | 11.52 | Residential | Behind the Meter | No | Net Metered Residential | Bright Planet Solar |  | PSE&G | Accepted | 2023-10-11 | 2023-11-07 | 2024-11-07 | Solar Panels | LONGI | LR4-60HPB-360M |  | 0.36 | 8 | 202 | 45 |  | Fixed | Roof
NJADRE1554801764 | Administratively Determined Incentive Program | NEWARK | 7104 | 9 | 11.52 | Residential | Behind the Meter | No | Net Metered Residential | Bright Planet Solar |  | PSE&G | Accepted | 2023-10-11 | 2023-11-07 | 2024-11-07 | Solar Panels | LONGI | LR4-60HPB-360M |  | 0.36 | 9 | 22 | 43 |  | Fixed | Roof
NJADRE1554801764 | Administratively Determined Incentive Program | NEWARK | 7104 | 9 | 11.52 | Residential | Behind the Meter | No | Net Metered Residential | Bright Planet Solar |  | PSE&G | Accepted | 2023-10-11 | 2023-11-07 | 2024-11-07 | Solar Panels | LONGI | LR4-60HPB-360M |  | 0.36 | 5 | 112 | 5 |  | Fixed | Roof
NJADRE1554801764 | Administratively Determined Incentive Program | NEWARK | 7104 | 9 | 11.52 | Residential | Behind the Meter | No | Net Metered Residential | Bright Planet Solar |  | PSE&G | Accepted | 2023-10-11 | 2023-11-07 | 2024-11-07 | Solar Panels | LONGI | LR4-60HPB-360M |  | 0.36 | 10 | 112 | 5 |  | Fixed | Roof
NJADRE1554801765 | Administratively Determined Incentive Program | UNION | 7083 | 10 | 4.86 | Residential | Behind the Meter | Yes | Net Metered Residential | Sunrun Installation Services, Inc. |  | PSE&G | Accepted | 2023-10-11 | 2023-11-07 | 2024-11-07 | Inverters | SolarEdge Technologies | SE3800H-USMN | 3800 |  | 1 |  |  | 0.96 |  | Outdoor | Next To Meter
NJADRE1554801765 | Administratively Determined Incentive Program | UNION | 7083 | 10 | 4.86 | Residential | Behind the Meter | Yes | Net Metered Residential | Sunrun Installation Services, Inc. |  | PSE&G | Accepted | 2023-10-11 | 2023-11-07 | 2024-11-07 | Solar Panels | Hanwha Q Cells | Q.PEAK DUO BLK ML-G10+ 405 |  | 0.405 | 3 | 352 | 23 |  | Fixed | Roof
NJADRE1554801765 | Administratively Determined Incentive Program | UNION | 7083 | 10 | 4.86 | Residential | Behind the Meter | Yes | Net Metered Residential | Sunrun Installation Services, Inc. |  | PSE&G | Accepted | 2023-10-11 | 2023-11-07 | 2024-11-07 | Solar Panels | Hanwha Q Cells | Q.PEAK DUO BLK ML-G10+ 405 |  | 0.405 | 4 | 263 | 22 |  | Fixed | Roof
NJADRE1554801765 | Administratively Determined Incentive Program | UNION | 7083 | 10 | 4.86 | Residential | Behind the Meter | Yes | Net Metered Residential | Sunrun Installation Services, Inc. |  | PSE&G | Accepted | 2023-10-11 | 2023-11-07 | 2024-11-07 | Solar Panels | Hanwha Q Cells | Q.PEAK DUO BLK ML-G10+ 405 |  | 0.405 | 5 | 263 | 22 |  | Fixed | Roof
NJADRE1554801774 | Administratively Determined Incentive Program | HACKENSACK | 7601 | 7 | 71.69 | Commercial | Behind the Meter | Yes | Small Net-Metered Non-Residential located on Rooftop, Carport, Canopy and Floating Solar | SolareAmerica |  | PSE&G | Accepted | 2023-10-11 | 2023-11-07 | 2024-11-07 | Solar Panels | Hanwa - Qcells - USA - GA | QCELL - ML-G10 - 405 |  | 0.405 | 177 | 82 | 10 |  | Fixed | Roof
NJADRE1554801774 | Administratively Determined Incentive Program | HACKENSACK | 7601 | 7 | 71.69 | Commercial | Behind the Meter | Yes | Small Net-Metered Non-Residential located on Rooftop, Carport, Canopy and Floating Solar | SolareAmerica |  | PSE&G | Accepted | 2023-10-11 | 2023-11-07 | 2024-11-07 | Inverters | APSystems | QS1 - 3phase - 208 | 1100 |  | 45 |  |  | 0.97 |  | Outdoor
NJADRE1554801780 | Administratively Determined Incentive Program | BRIDGETON | 8302 | 20 | 3.95 | Residential | Behind the Meter | Yes | Net Metered Residential | Sunrun Installation Services, Inc. |  | AC Electric | Accepted | 2023-10-11 | 2023-11-07 | 2024-11-07 | Inverters | SolarEdge Technologies | SE3800H-USMN | 3800 |  | 1 |  |  | 0.96 |  | Outdoor | Next To Meter
NJADRE1554801780 | Administratively Determined Incentive Program | BRIDGETON | 8302 | 20 | 3.95 | Residential | Behind the Meter | Yes | Net Metered Residential | Sunrun Installation Services, Inc. |  | AC Electric | Accepted | 2023-10-11 | 2023-11-07 | 2024-11-07 | Electric Storage Battery | Tesla | Powerwall 2 AC |  |  | 1 |  |  |  | Lithium Ion |  | inside
NJADRE1554801780 | Administratively Determined Incentive Program | BRIDGETON | 8302 | 20 | 3.95 | Residential | Behind the Meter | Yes | Net Metered Residential | Sunrun Installation Services, Inc. |  | AC Electric | Accepted | 2023-10-11 | 2023-11-07 | 2024-11-07 | Solar Panels | Trina Solar | TSM-395DE09C.07 |  | 0.395 | 4 | 345 | 32 |  | Fixed | Roof
NJADRE1554801780 | Administratively Determined Incentive Program | BRIDGETON | 8302 | 20 | 3.95 | Residential | Behind the Meter | Yes | Net Metered Residential | Sunrun Installation Services, Inc. |  | AC Electric | Accepted | 2023-10-11 | 2023-11-07 | 2024-11-07 | Solar Panels | Trina Solar | TSM-395DE09C.07 |  | 0.395 | 6 | 165 | 6 |  | Fixed | Roof
NJADRE1554801786 | Administratively Determined Incentive Program | NEPTUNE | 7753 | 17 | 59.54 | Commercial | Behind the Meter | Yes | Small Net-Metered Non-Residential located on Rooftop, Carport, Canopy and Floating Solar | SolareAmerica |  | JCP&L | Accepted | 2023-10-11 | 2023-11-08 | 2024-11-08 | Solar Panels | Hanwa-Qcells-USA - GA | QCELLS-ML-G10 - 405 |  | 0.405 | 147 | 259 | 10 |  | Fixed | Roof
NJADRE1554801786 | Administratively Determined Incentive Program | NEPTUNE | 7753 | 17 | 59.54 | Commercial | Behind the Meter | Yes | Small Net-Metered Non-Residential located on Rooftop, Carport, Canopy and Floating Solar | SolareAmerica |  | JCP&L | Accepted | 2023-10-11 | 2023-11-08 | 2024-11-08 | Inverters | APSystems | QS1 - 3phase - 208 | 1100 |  | 37 |  |  | 0.97 |  | Outdoor
NJADRE1554801790 | Administratively Determined Incentive Program | CLIFTON | 7011 | 6 | 5.14 | Residential | Behind the Meter | Yes | Net Metered Residential | Sunrun Installation Services, Inc. |  | PSE&G | Accepted | 2023-10-11 | 2023-11-07 | 2024-11-07 | Inverters | SolarEdge Technologies | SE3800H-USSN | 3800 |  | 1 |  |  | 0.96 |  | Outdoor | Next To Meter
NJADRE1554801790 | Administratively Determined Incentive Program | CLIFTON | 7011 | 6 | 5.14 | Residential | Behind the Meter | Yes | Net Metered Residential | Sunrun Installation Services, Inc. |  | PSE&G | Accepted | 2023-10-11 | 2023-11-07 | 2024-11-07 | Solar Panels | Trina Solar | TSM-395DE09C.07 |  | 0.395 | 3 | 78 | 16 |  | Fixed | Roof
NJADRE1554801790 | Administratively Determined Incentive Program | CLIFTON | 7011 | 6 | 5.14 | Residential | Behind the Meter | Yes | Net Metered Residential | Sunrun Installation Services, Inc. |  | PSE&G | Accepted | 2023-10-11 | 2023-11-07 | 2024-11-07 | Solar Panels | Trina Solar | TSM-395DE09C.07 |  | 0.395 | 4 | 78 | 21 |  | Fixed | Roof
NJADRE1554801790 | Administratively Determined Incentive Program | CLIFTON | 7011 | 6 | 5.14 | Residential | Behind the Meter | Yes | Net Metered Residential | Sunrun Installation Services, Inc. |  | PSE&G | Accepted | 2023-10-11 | 2023-11-07 | 2024-11-07 | Solar Panels | Trina Solar | TSM-395DE09C.07 |  | 0.395 | 6 | 258 | 21 |  | Fixed | Roof
NJADRE1554801904 | Administratively Determined Incentive Program | WAYNE | 7470 | 6 | 10.5 | Residential | Behind the Meter | Yes | Net Metered Residential | Sunrun Installation Services, Inc. |  | PSE&G | Accepted | 2023-10-11 | 2023-11-07 | 2024-11-07 | Inverters | SolarEdge Technologies | SE7600H-USSN | 7600 |  | 1 |  |  | 0.96 |  | Outdoor | Next To Meter
NJADRE1554801904 | Administratively Determined Incentive Program | WAYNE | 7470 | 6 | 10.5 | Residential | Behind the Meter | Yes | Net Metered Residential | Sunrun Installation Services, Inc. |  | PSE&G | Accepted | 2023-10-11 | 2023-11-07 | 2024-11-07 | Solar Panels | Vikram Solar | VSMDHT.60.375.05 |  | 0.375 | 14 | 312 | 20 |  | Fixed | Roof
NJADRE1554801904 | Administratively Determined Incentive Program | WAYNE | 7470 | 6 | 10.5 | Residential | Behind the Meter | Yes | Net Metered Residential | Sunrun Installation Services, Inc. |  | PSE&G | Accepted | 2023-10-11 | 2023-11-07 | 2024-11-07 | Solar Panels | Vikram Solar | VSMDHT.60.375.05 |  | 0.375 | 14 | 132 | 20 |  | Fixed | Roof
NJADRE1554805659 | Administratively Determined Incentive Program | PATERSON | 7514 | 6 | 6.48 | Residential | Behind the Meter | Yes | Net Metered Residential | Sunrun Installation Services, Inc. |  | PSE&G | Accepted | 2023-10-12 | 2023-11-07 | 2024-11-07 | Inverters | SolarEdge Technologies | SE6000H-USSN | 6000 |  | 1 |  |  | 0.96 |  | Outdoor | Next To Meter
NJADRE1554805659 | Administratively Determined Incentive Program | PATERSON | 7514 | 6 | 6.48 | Residential | Behind the Meter | Yes | Net Metered Residential | Sunrun Installation Services, Inc. |  | PSE&G | Accepted | 2023-10-12 | 2023-11-07 | 2024-11-07 | Solar Panels | Hanwha Q Cells | Q.PEAK DUO BLK ML-G10+ 405 |  | 0.405 | 7 | 100 | 30 |  | Fixed | Roof
NJADRE1554805659 | Administratively Determined Incentive Program | PATERSON | 7514 | 6 | 6.48 | Residential | Behind the Meter | Yes | Net Metered Residential | Sunrun Installation Services, Inc. |  | PSE&G | Accepted | 2023-10-12 | 2023-11-07 | 2024-11-07 | Solar Panels | Hanwha Q Cells | Q.PEAK DUO BLK ML-G10+ 405 |  | 0.405 | 9 | 280 | 30 |  | Fixed | Roof
NJADRE1554805671 | Administratively Determined Incentive Program | LITTLE EGG HARBOR TWP | 8087 | 18 | 22 | Residential | Behind the Meter | Yes | Net Metered Residential | Suntuity Solar LLC |  | AC Electric | Accepted | 2023-10-12 | 2023-11-17 | 2024-11-17 | Inverters | ENPHASE | IQ8PLUS-72-2-US | 290 |  | 55 |  |  | 0.97 |  | Outdoor | Behind the PV modules
NJADRE1554805671 | Administratively Determined Incentive Program | LITTLE EGG HARBOR TWP | 8087 | 18 | 22 | Residential | Behind the Meter | Yes | Net Metered Residential | Suntuity Solar LLC |  | AC Electric | Accepted | 2023-10-12 | 2023-11-17 | 2024-11-17 | Solar Panels | CANADIANSOLAR | CS6R-400MS-HL |  | 0.4 | 10 | 200 | 25 |  | Fixed | Roof
NJADRE1554805671 | Administratively Determined Incentive Program | LITTLE EGG HARBOR TWP | 8087 | 18 | 22 | Residential | Behind the Meter | Yes | Net Metered Residential | Suntuity Solar LLC |  | AC Electric | Accepted | 2023-10-12 | 2023-11-17 | 2024-11-17 | Solar Panels | CANADIANSOLAR | CS6R-400MS-HL |  | 0.4 | 12 | 200 | 12 |  | Fixed | Roof
NJADRE1554805671 | Administratively Determined Incentive Program | LITTLE EGG HARBOR TWP | 8087 | 18 | 22 | Residential | Behind the Meter | Yes | Net Metered Residential | Suntuity Solar LLC |  | AC Electric | Accepted | 2023-10-12 | 2023-11-17 | 2024-11-17 | Solar Panels | CANADIANSOLAR | CS6R-400MS-HL |  | 0.4 | 30 | 20 | 25 |  | Fixed | Roof
NJADRE1554805671 | Administratively Determined Incentive Program | LITTLE EGG HARBOR TWP | 8087 | 18 | 22 | Residential | Behind the Meter | Yes | Net Metered Residential | Suntuity Solar LLC |  | AC Electric | Accepted | 2023-10-12 | 2023-11-17 | 2024-11-17 | Solar Panels | CANADIANSOLAR | CS6R-400MS-HL |  | 0.4 | 3 | 290 | 32 |  | Fixed | Roof
NJADRE1554805693 | Administratively Determined Incentive Program | HIGHLANDS | 7732 | 17 | 7.2 | Residential | Behind the Meter | No | Net Metered Residential | Suntuity Solar LLC |  | JCP&L | Accepted | 2023-10-12 | 2023-11-07 | 2024-11-07 | Inverters | ENPHASE | IQ8PLUS-72-2-US | 290 |  | 18 |  |  | 0.97 |  | Outdoor | Behind the PV modules
NJADRE1554805693 | Administratively Determined Incentive Program | HIGHLANDS | 7732 | 17 | 7.2 | Residential | Behind the Meter | No | Net Metered Residential | Suntuity Solar LLC |  | JCP&L | Accepted | 2023-10-12 | 2023-11-07 | 2024-11-07 | Solar Panels | CANADIAN SOLAR | CS6R-400MS-HL |  | 0.4 | 18 | 123 | 33 |  | Fixed | Roof
NJADRE1554805693 | Administratively Determined Incentive Program | HIGHLANDS | 7732 | 17 | 7.2 | Residential | Behind the Meter | No | Net Metered Residential | Suntuity Solar LLC |  | JCP&L | Accepted | 2023-10-12 | 2023-11-07 | 2024-11-07 | Electric Storage Battery | Tesla Powerwall | POWERWALL 2 AC |  |  | 1 |  |  |  | Lithium Ion |  | Outside
NJADRE1554805703 | Administratively Determined Incentive Program | WEST WINDSOR | 8550 | 12 | 8.4 | Residential | Behind the Meter | Yes | Net Metered Residential | SunnyMac LLC |  | PSE&G | Accepted | 2023-10-12 | 2023-11-08 | 2024-11-08 | Solar Panels | Q.PEAK DUO BLK ML-G10+400 | HANWHA |  | 0.4 | 21 | 267 | 34 |  | Fixed | Roof
NJADRE1554805703 | Administratively Determined Incentive Program | WEST WINDSOR | 8550 | 12 | 8.4 | Residential | Behind the Meter | Yes | Net Metered Residential | SunnyMac LLC |  | PSE&G | Accepted | 2023-10-12 | 2023-11-08 | 2024-11-08 | Inverters | SE6000H-US | SOLAREDGE | 6000 |  | 1 |  |  | 0.1 |  | Outdoor | NEXT TO METER
NJADRE1554805703 | Administratively Determined Incentive Program | WEST WINDSOR | 8550 | 12 | 8.4 | Residential | Behind the Meter | Yes | Net Metered Residential | SunnyMac LLC |  | PSE&G | Accepted | 2023-10-12 | 2023-11-08 | 2024-11-08 | Meters | SE-RGMTR-1D-240C-B | Solaredge |  |  | 1 |  |  |  | Yes | Outdoor
NJADRE1554805720 | Administratively Determined Incentive Program | WALLINGTON | 7057 | 7 | 8.91 | Residential | Behind the Meter | Yes | Net Metered Residential | Sunrun Installation Services, Inc. |  | PSE&G | Accepted | 2023-10-12 | 2023-11-07 | 2024-11-07 | Inverters | SolarEdge Technologies | SE6000H-USSN | 6000 |  | 1 |  |  | 0.96 |  | Outdoor | Next To Meter
NJADRE1554805720 | Administratively Determined Incentive Program | WALLINGTON | 7057 | 7 | 8.91 | Residential | Behind the Meter | Yes | Net Metered Residential | Sunrun Installation Services, Inc. |  | PSE&G | Accepted | 2023-10-12 | 2023-11-07 | 2024-11-07 | Solar Panels | Hanwha Q Cells | Q.PEAK DUO BLK ML-G10+ 405 |  | 0.405 | 5 | 306 | 26 |  | Fixed | Roof
NJADRE1554805720 | Administratively Determined Incentive Program | WALLINGTON | 7057 | 7 | 8.91 | Residential | Behind the Meter | Yes | Net Metered Residential | Sunrun Installation Services, Inc. |  | PSE&G | Accepted | 2023-10-12 | 2023-11-07 | 2024-11-07 | Solar Panels | Hanwha Q Cells | Q.PEAK DUO BLK ML-G10+ 405 |  | 0.405 | 6 | 217 | 26 |  | Fixed | Roof
NJADRE1554805720 | Administratively Determined Incentive Program | WALLINGTON | 7057 | 7 | 8.91 | Residential | Behind the Meter | Yes | Net Metered Residential | Sunrun Installation Services, Inc. |  | PSE&G | Accepted | 2023-10-12 | 2023-11-07 | 2024-11-07 | Solar Panels | Hanwha Q Cells | Q.PEAK DUO BLK ML-G10+ 405 |  | 0.405 | 11 | 127 | 26 |  | Fixed | Roof
NJADRE1554805731 | Administratively Determined Incentive Program | EDISON | 8837 | 11 | 5.53 | Residential | Behind the Meter | No | Net Metered Residential | EMT Renewables |  | PSE&G | Accepted | 2023-10-12 | 2023-11-07 | 2024-11-07 | Inverters | ENPHASE | IQ8+ | 290 |  | 14 |  |  | 0.98 |  | Other | UNDER EACH PANEL
NJADRE1554805731 | Administratively Determined Incentive Program | EDISON | 8837 | 11 | 5.53 | Residential | Behind the Meter | No | Net Metered Residential | EMT Renewables |  | PSE&G | Accepted | 2023-10-12 | 2023-11-07 | 2024-11-07 | Solar Panels | JA SOLAR | JAM54S31 |  | 0.395 | 3 | 16 | 29 |  | Fixed | Roof
NJADRE1554805731 | Administratively Determined Incentive Program | EDISON | 8837 | 11 | 5.53 | Residential | Behind the Meter | No | Net Metered Residential | EMT Renewables |  | PSE&G | Accepted | 2023-10-12 | 2023-11-07 | 2024-11-07 | Solar Panels | JA SOLAR | JAM54S31 |  | 0.395 | 4 | 16 | 36 |  | Fixed | Roof
NJADRE1554805731 | Administratively Determined Incentive Program | EDISON | 8837 | 11 | 5.53 | Residential | Behind the Meter | No | Net Metered Residential | EMT Renewables |  | PSE&G | Accepted | 2023-10-12 | 2023-11-07 | 2024-11-07 | Solar Panels | JA SOLAR | JAM54S31 |  | 0.395 | 4 | 196 | 36 |  | Fixed | Roof
NJADRE1554805731 | Administratively Determined Incentive Program | EDISON | 8837 | 11 | 5.53 | Residential | Behind the Meter | No | Net Metered Residential | EMT Renewables |  | PSE&G | Accepted | 2023-10-12 | 2023-11-07 | 2024-11-07 | Solar Panels | JA SOLAR | JAM54S31 |  | 0.395 | 3 | 196 | 29 |  | Fixed | Roof
NJADRE1554805800 | Administratively Determined Incentive Program | COLONIA | 7067 | 10 | 8.4 | Residential | Behind the Meter | No | Net Metered Residential | EMT Renewables |  | PSE&G | Accepted | 2023-10-12 | 2023-11-07 | 2024-11-07 | Inverters | ENPHASE | IQ7x | 315 |  | 20 |  |  | 0.98 |  | Other | UNDER EACH PANEL
NJADRE1554805800 | Administratively Determined Incentive Program | COLONIA | 7067 | 10 | 8.4 | Residential | Behind the Meter | No | Net Metered Residential | EMT Renewables |  | PSE&G | Accepted | 2023-10-12 | 2023-11-07 | 2024-11-07 | Solar Panels | REC ALPHA | REC 420 |  | 0.42 | 6 | 157 | 8 |  | Fixed | Roof
NJADRE1554805800 | Administratively Determined Incentive Program | COLONIA | 7067 | 10 | 8.4 | Residential | Behind the Meter | No | Net Metered Residential | EMT Renewables |  | PSE&G | Accepted | 2023-10-12 | 2023-11-07 | 2024-11-07 | Solar Panels | REC ALPHA | REC 420 |  | 0.42 | 14 | 157 | 42 |  | Fixed | Roof
NJADRE1554805802 | Administratively Determined Incentive Program | COLONIA | 7067 | 10 | 13.77 | Residential | Behind the Meter | Yes | Net Metered Residential | Pro Custom Solar dba Momentum Solar |  | PSE&G | Accepted | 2023-10-12 | 2023-11-07 | 2024-11-07 | Inverters | Enphase | IQ8PLUS-72-2-US | 290 |  | 34 |  |  | 0.97 |  | Outdoor
NJADRE1554805802 | Administratively Determined Incentive Program | COLONIA | 7067 | 10 | 13.77 | Residential | Behind the Meter | Yes | Net Metered Residential | Pro Custom Solar dba Momentum Solar |  | PSE&G | Accepted | 2023-10-12 | 2023-11-07 | 2024-11-07 | Solar Panels | Hanwha | q.peak duo blk ML-g10+405 |  | 0.405 | 20 | 174 | 13 |  | Fixed | Roof
NJADRE1554805802 | Administratively Determined Incentive Program | COLONIA | 7067 | 10 | 13.77 | Residential | Behind the Meter | Yes | Net Metered Residential | Pro Custom Solar dba Momentum Solar |  | PSE&G | Accepted | 2023-10-12 | 2023-11-07 | 2024-11-07 | Solar Panels | Hanwha | q.peak duo blk ML-g10+405 |  | 0.405 | 14 | 354 | 40 |  | Fixed | Roof
NJADRE1554805829 | Administratively Determined Incentive Program | PLEASANTVILLE | 8232 | 19 | 6.4 | Residential | Behind the Meter | Yes | Net Metered Residential | SunnyMac LLC |  | AC Electric | Accepted | 2023-10-12 | 2023-11-08 | 2024-11-08 | Solar Panels | Q.PEAK DUO BLK ML-G10+400 | HANWHA |  | 0.4 | 12 | 116 | 33 |  | Fixed | Roof
NJADRE1554805829 | Administratively Determined Incentive Program | PLEASANTVILLE | 8232 | 19 | 6.4 | Residential | Behind the Meter | Yes | Net Metered Residential | SunnyMac LLC |  | AC Electric | Accepted | 2023-10-12 | 2023-11-08 | 2024-11-08 | Solar Panels | Q.PEAK DUO BLK ML-G10+400 | HANWHA |  | 0.4 | 4 | 296 | 33 |  | Fixed | Roof
NJADRE1554805829 | Administratively Determined Incentive Program | PLEASANTVILLE | 8232 | 19 | 6.4 | Residential | Behind the Meter | Yes | Net Metered Residential | SunnyMac LLC |  | AC Electric | Accepted | 2023-10-12 | 2023-11-08 | 2024-11-08 | Inverters | SE5000H-US | SOLAREDGE | 5000 |  | 1 |  |  | 0.1 |  | Outdoor | next to meter
NJADRE1554805829 | Administratively Determined Incentive Program | PLEASANTVILLE | 8232 | 19 | 6.4 | Residential | Behind the Meter | Yes | Net Metered Residential | SunnyMac LLC |  | AC Electric | Accepted | 2023-10-12 | 2023-11-08 | 2024-11-08 | Meters | SE-RGMTR-1D-240C-B | Solaredge |  |  | 1 |  |  |  | Yes | Outdoor
NJADRE1554805840 | Administratively Determined Incentive Program | JERSEY CITY | 7306 | 8 | 4.46 | Residential | Behind the Meter | Yes | Net Metered Residential | Pro Custom Solar dba Momentum Solar |  | PSE&G | Accepted | 2023-10-12 | 2023-11-07 | 2024-11-07 | Solar Panels | Â Q. PEAK DUO BLK-G10+405 | hawnha |  | 0.405 | 11 | 28 | 6 |  | Fixed | Roof
NJADRE1554805840 | Administratively Determined Incentive Program | JERSEY CITY | 7306 | 8 | 4.46 | Residential | Behind the Meter | Yes | Net Metered Residential | Pro Custom Solar dba Momentum Solar |  | PSE&G | Accepted | 2023-10-12 | 2023-11-07 | 2024-11-07 | Inverters | IQ8PLUS-72-2-US | enphase | 290 |  | 11 |  |  | 0.97 |  | Outdoor
NJADRE1554805842 | Administratively Determined Incentive Program | PISCATAWAY | 8854 | 11 | 9.32 | Residential | Behind the Meter | No | Net Metered Residential | Sunrun Installation Services, Inc. |  | PSE&G | Accepted | 2023-10-12 | 2023-11-07 | 2024-11-07 | Inverters | Delta Electronics | E8-TL-US | 7680 |  | 1 |  |  | 0.96 |  | Outdoor | Next To Meter
NJADRE1554805842 | Administratively Determined Incentive Program | PISCATAWAY | 8854 | 11 | 9.32 | Residential | Behind the Meter | No | Net Metered Residential | Sunrun Installation Services, Inc. |  | PSE&G | Accepted | 2023-10-12 | 2023-11-07 | 2024-11-07 | Solar Panels | Hanwha Q Cells | Q.PEAK DUO BLK ML-G10+ 405 |  | 0.405 | 8 | 266 | 23 |  | Fixed | Roof
NJADRE1554805842 | Administratively Determined Incentive Program | PISCATAWAY | 8854 | 11 | 9.32 | Residential | Behind the Meter | No | Net Metered Residential | Sunrun Installation Services, Inc. |  | PSE&G | Accepted | 2023-10-12 | 2023-11-07 | 2024-11-07 | Solar Panels | Hanwha Q Cells | Q.PEAK DUO BLK ML-G10+ 405 |  | 0.405 | 15 | 86 | 23 |  | Fixed | Roof
NJADRE1554805845 | Administratively Determined Incentive Program | EGG HARBOR CITY | 8215 | 19 | 6.48 | Residential | Behind the Meter | Yes | Net Metered Residential | SunnyMac LLC |  | AC Electric | Accepted | 2023-10-12 | 2023-11-08 | 2024-11-08 | Solar Panels | Q.PEAK DUO BLK ML-G10+ 405 | HANWHA |  | 0.405 | 7 | 131 | 30 |  | Fixed | Roof
NJADRE1554805845 | Administratively Determined Incentive Program | EGG HARBOR CITY | 8215 | 19 | 6.48 | Residential | Behind the Meter | Yes | Net Metered Residential | SunnyMac LLC |  | AC Electric | Accepted | 2023-10-12 | 2023-11-08 | 2024-11-08 | Solar Panels | Q.PEAK DUO BLK ML-G10+ 405 | HANWHA |  | 0.405 | 2 | 221 | 29 |  | Fixed | Roof
NJADRE1554805845 | Administratively Determined Incentive Program | EGG HARBOR CITY | 8215 | 19 | 6.48 | Residential | Behind the Meter | Yes | Net Metered Residential | SunnyMac LLC |  | AC Electric | Accepted | 2023-10-12 | 2023-11-08 | 2024-11-08 | Solar Panels | Q.PEAK DUO BLK ML-G10+ 405 | HANWHA |  | 0.405 | 7 | 311 | 30 |  | Fixed | Roof
NJADRE1554805845 | Administratively Determined Incentive Program | EGG HARBOR CITY | 8215 | 19 | 6.48 | Residential | Behind the Meter | Yes | Net Metered Residential | SunnyMac LLC |  | AC Electric | Accepted | 2023-10-12 | 2023-11-08 | 2024-11-08 | Inverters | SE5000H-US | Solaredge | 5000 |  | 1 |  |  | 0.1 |  | Outdoor | next to meter
NJADRE1554805845 | Administratively Determined Incentive Program | EGG HARBOR CITY | 8215 | 19 | 6.48 | Residential | Behind the Meter | Yes | Net Metered Residential | SunnyMac LLC |  | AC Electric | Accepted | 2023-10-12 | 2023-11-08 | 2024-11-08 | Meters | SE-RGMTR-1D-240C-B | Solaredge |  |  | 1 |  |  |  | Yes | Outdoor
NJADRE1554805849 | Administratively Determined Incentive Program | UNION | 7083 | 10 | 8 | Residential | Behind the Meter | No | Net Metered Residential | Venture Solar |  | PSE&G | Accepted | 2023-10-12 | 2023-11-09 | 2024-11-09 | Solar Panels | CS | CS3N-400MS |  | 0.4 | 5 | 126 | 18 |  | Fixed | Roof
NJADRE1554805849 | Administratively Determined Incentive Program | UNION | 7083 | 10 | 8 | Residential | Behind the Meter | No | Net Metered Residential | Venture Solar |  | PSE&G | Accepted | 2023-10-12 | 2023-11-09 | 2024-11-09 | Solar Panels | CS | CS3N-400MS |  | 0.4 | 8 | 306 | 16 |  | Fixed | Roof
NJADRE1554805849 | Administratively Determined Incentive Program | UNION | 7083 | 10 | 8 | Residential | Behind the Meter | No | Net Metered Residential | Venture Solar |  | PSE&G | Accepted | 2023-10-12 | 2023-11-09 | 2024-11-09 | Solar Panels | CS | CS3N-400MS |  | 0.4 | 3 | 217 | 39 |  | Fixed | Roof
NJADRE1554805849 | Administratively Determined Incentive Program | UNION | 7083 | 10 | 8 | Residential | Behind the Meter | No | Net Metered Residential | Venture Solar |  | PSE&G | Accepted | 2023-10-12 | 2023-11-09 | 2024-11-09 | Solar Panels | CS | CS3N-400MS |  | 0.4 | 3 | 37 | 25 |  | Fixed | Roof
NJADRE1554805849 | Administratively Determined Incentive Program | UNION | 7083 | 10 | 8 | Residential | Behind the Meter | No | Net Metered Residential | Venture Solar |  | PSE&G | Accepted | 2023-10-12 | 2023-11-09 | 2024-11-09 | Solar Panels | CS | CS3N-400MS |  | 0.4 | 1 | 127 | 39 |  | Fixed | Roof
NJADRE1554805849 | Administratively Determined Incentive Program | UNION | 7083 | 10 | 8 | Residential | Behind the Meter | No | Net Metered Residential | Venture Solar |  | PSE&G | Accepted | 2023-10-12 | 2023-11-09 | 2024-11-09 | Inverters | Enphase | IQ8PLUS-72-2-US (240V) | 290 |  | 20 |  |  | 0.98 |  | Outdoor | Roof
NJADRE1554805885 | Administratively Determined Incentive Program | NEW BRUNSWICK | 8901 | 11 | 7.7 | Residential | Behind the Meter | No | Net Metered Residential | EMT Renewables |  | PSE&G | Accepted | 2023-10-12 | 2023-11-07 | 2024-11-07 | Inverters | ENPHASE | IQ8+ | 290 |  | 19 |  |  | 0.98 |  | Other | UNDER EACH PANEL
NJADRE1554805885 | Administratively Determined Incentive Program | NEW BRUNSWICK | 8901 | 11 | 7.7 | Residential | Behind the Meter | No | Net Metered Residential | EMT Renewables |  | PSE&G | Accepted | 2023-10-12 | 2023-11-07 | 2024-11-07 | Solar Panels | Q CELLS | Q PEAK DUO BLK |  | 0.405 | 6 | 164 | 8 |  | Fixed | Roof
NJADRE1554805885 | Administratively Determined Incentive Program | NEW BRUNSWICK | 8901 | 11 | 7.7 | Residential | Behind the Meter | No | Net Metered Residential | EMT Renewables |  | PSE&G | Accepted | 2023-10-12 | 2023-11-07 | 2024-11-07 | Solar Panels | Q CELLS | Q PEAK DUO BLK |  | 0.405 | 2 | 344 | 14 |  | Fixed | Roof
NJADRE1554805885 | Administratively Determined Incentive Program | NEW BRUNSWICK | 8901 | 11 | 7.7 | Residential | Behind the Meter | No | Net Metered Residential | EMT Renewables |  | PSE&G | Accepted | 2023-10-12 | 2023-11-07 | 2024-11-07 | Solar Panels | Q CELLS | Q PEAK DUO BLK |  | 0.405 | 11 | 344 | 42 |  | Fixed | Roof
NJADRE1554805912 | Administratively Determined Incentive Program | GARFIELD | 7026 | 7 | 6.55 | Residential | Behind the Meter | Yes | Net Metered Residential | Freedom Forever New Jersey LLC |  | PSE&G | Accepted | 2023-10-12 | 2023-11-07 | 2024-11-07 | Inverters | Solar Edge | SE6000H-USRGM | 6000 |  | 1 |  |  | 0.99 |  | Outdoor
NJADRE1554805912 | Administratively Determined Incentive Program | GARFIELD | 7026 | 7 | 6.55 | Residential | Behind the Meter | Yes | Net Metered Residential | Freedom Forever New Jersey LLC |  | PSE&G | Accepted | 2023-10-12 | 2023-11-07 | 2024-11-07 | Solar Panels | JInko Solar | JKM385M-6RL3-B |  | 0.385 | 17 | 161 | 20 |  | Fixed | Roof
NJADRE1554805913 | Administratively Determined Incentive Program | MORGANVILLE | 7751 | 17 | 11.75 | Residential | Behind the Meter | No | Net Metered Residential | Tesla Energy Operations Inc |  | JCP&L | Accepted | 2023-10-12 | 2023-11-07 | 2024-11-07 | Solar Panels | Hanwha | Q.PEAK DUO BLK ML-G10+/TS 405 |  | 0.405 | 10 | 91 | 38 |  | Fixed | Roof
NJADRE1554805913 | Administratively Determined Incentive Program | MORGANVILLE | 7751 | 17 | 11.75 | Residential | Behind the Meter | No | Net Metered Residential | Tesla Energy Operations Inc |  | JCP&L | Accepted | 2023-10-12 | 2023-11-07 | 2024-11-07 | Solar Panels | Hanwha | Q.PEAK DUO BLK ML-G10+/TS 405 |  | 0.405 | 19 | 271 | 38 |  | Fixed | Roof
NJADRE1554805913 | Administratively Determined Incentive Program | MORGANVILLE | 7751 | 17 | 11.75 | Residential | Behind the Meter | No | Net Metered Residential | Tesla Energy Operations Inc |  | JCP&L | Accepted | 2023-10-12 | 2023-11-07 | 2024-11-07 | Inverters | Tesla | 1538000-45-A | 7600 |  | 1 |  |  | 0.986 |  | Indoor
NJADRE1554805913 | Administratively Determined Incentive Program | MORGANVILLE | 7751 | 17 | 11.75 | Residential | Behind the Meter | No | Net Metered Residential | Tesla Energy Operations Inc |  | JCP&L | Accepted | 2023-10-12 | 2023-11-07 | 2024-11-07 | Inverters | Tesla | 1538000-45-A | 3800 |  | 1 |  |  | 0.975 |  | Indoor
NJADRE1554805926 | Administratively Determined Incentive Program | LINWOOD | 8221 | 19 | 11.34 | Residential | Behind the Meter | No | Net Metered Residential | Geoscape Solar |  | AC Electric | Accepted | 2023-10-12 | 2023-11-07 | 2024-11-07 | Inverters | ENPHASE | IQ8+-72-2-US | 8400 |  | 28 |  |  | 0.99 |  | Outside
NJADRE1554805926 | Administratively Determined Incentive Program | LINWOOD | 8221 | 19 | 11.34 | Residential | Behind the Meter | No | Net Metered Residential | Geoscape Solar |  | AC Electric | Accepted | 2023-10-12 | 2023-11-07 | 2024-11-07 | Solar Panels | HANWHA Q CELL | Q PEAK DUO BLK ML-G10+ |  | 0.405 | 10 | 198 | 34 |  | Fixed | Roof
NJADRE1554805926 | Administratively Determined Incentive Program | LINWOOD | 8221 | 19 | 11.34 | Residential | Behind the Meter | No | Net Metered Residential | Geoscape Solar |  | AC Electric | Accepted | 2023-10-12 | 2023-11-07 | 2024-11-07 | Solar Panels | hanwha q cell | q peak duo blk ml-g10+ |  | 0.405 | 4 | 108 | 27 |  | Fixed | Roof
NJADRE1554805926 | Administratively Determined Incentive Program | LINWOOD | 8221 | 19 | 11.34 | Residential | Behind the Meter | No | Net Metered Residential | Geoscape Solar |  | AC Electric | Accepted | 2023-10-12 | 2023-11-07 | 2024-11-07 | Solar Panels | hanwha q cell | q peak duo blk ml-g10+ |  | 0.405 | 14 | 180 | 12 |  | Fixed | Roof
NJADRE1554805932 | Administratively Determined Incentive Program | HOLMDEL | 7733 | 17 | 5.74 | Residential | Behind the Meter | No | Net Metered Residential | TITAN SOLAR POWER |  | JCP&L | Accepted | 2023-10-12 | 2023-11-08 | 2024-11-08 | Solar Panels | SIL-410 HC | Silfab |  | 0.41 | 14 | 197 | 23 |  | Fixed | Roof
NJADRE1554805932 | Administratively Determined Incentive Program | HOLMDEL | 7733 | 17 | 5.74 | Residential | Behind the Meter | No | Net Metered Residential | TITAN SOLAR POWER |  | JCP&L | Accepted | 2023-10-12 | 2023-11-08 | 2024-11-08 | Inverters | Solaredge | SE3800H-US | 3800 |  | 1 |  |  | 0.99 |  | Outdoor
NJADRE1554805944 | Administratively Determined Incentive Program | BRICK | 8724 | 18 | 7.14 | Residential | Behind the Meter | Yes | Net Metered Residential | EMT Renewables |  | JCP&L | Accepted | 2023-10-12 | 2023-11-07 | 2024-11-07 | Inverters | ENPHASE | IQ7x | 315 |  | 17 |  |  | 0.98 |  | Other | UNDER EACH PANEL
NJADRE1554805944 | Administratively Determined Incentive Program | BRICK | 8724 | 18 | 7.14 | Residential | Behind the Meter | Yes | Net Metered Residential | EMT Renewables |  | JCP&L | Accepted | 2023-10-12 | 2023-11-07 | 2024-11-07 | Solar Panels | REC ALPHA | REC 420 |  | 0.42 | 6 | 139 | 4 |  | Fixed | Roof
NJADRE1554805944 | Administratively Determined Incentive Program | BRICK | 8724 | 18 | 7.14 | Residential | Behind the Meter | Yes | Net Metered Residential | EMT Renewables |  | JCP&L | Accepted | 2023-10-12 | 2023-11-07 | 2024-11-07 | Solar Panels | REC ALPHA | REC 420 |  | 0.42 | 2 | 49 | 36 |  | Fixed | Roof
NJADRE1554805944 | Administratively Determined Incentive Program | BRICK | 8724 | 18 | 7.14 | Residential | Behind the Meter | Yes | Net Metered Residential | EMT Renewables |  | JCP&L | Accepted | 2023-10-12 | 2023-11-07 | 2024-11-07 | Solar Panels | REC ALPHA | REC 420 |  | 0.42 | 9 | 319 | 39 |  | Fixed | Roof
NJADRE1554806019 | Administratively Determined Incentive Program | MOUNT HOLLY | 8060 | 13 | 8 | Residential | Behind the Meter | Yes | Net Metered Residential | SunnyMac LLC |  | PSE&G | Accepted | 2023-10-12 | 2023-11-07 | 2024-11-07 | Solar Panels | Q.PEAK DUO BLK ML-G10+400 | HANWHA |  | 0.4 | 16 | 200 | 26 |  | Fixed | Roof
NJADRE1554806019 | Administratively Determined Incentive Program | MOUNT HOLLY | 8060 | 13 | 8 | Residential | Behind the Meter | Yes | Net Metered Residential | SunnyMac LLC |  | PSE&G | Accepted | 2023-10-12 | 2023-11-07 | 2024-11-07 | Solar Panels | Q.PEAK DUO BLK ML-G10+400 | HANWHA |  | 0.4 | 4 | 20 | 26 |  | Fixed | Roof
NJADRE1554806019 | Administratively Determined Incentive Program | MOUNT HOLLY | 8060 | 13 | 8 | Residential | Behind the Meter | Yes | Net Metered Residential | SunnyMac LLC |  | PSE&G | Accepted | 2023-10-12 | 2023-11-07 | 2024-11-07 | Inverters | SE6000H-US | Solaredge | 6000 |  | 1 |  |  | 0.1 |  | Outdoor | NEXT TO METER
NJADRE1554806019 | Administratively Determined Incentive Program | MOUNT HOLLY | 8060 | 13 | 8 | Residential | Behind the Meter | Yes | Net Metered Residential | SunnyMac LLC |  | PSE&G | Accepted | 2023-10-12 | 2023-11-07 | 2024-11-07 | Meters | SE-RGMTR-1D-240C-B | Solaredge |  |  | 1 |  |  |  | Yes | Outdoor
NJADRE1554806021 | Administratively Determined Incentive Program | RIDGEWOOD | 7450 | 7 | 4 | Residential | Behind the Meter | Yes | Net Metered Residential | SunPower Corporation, Systems |  | PSE&G | Accepted | 2023-10-12 | 2023-11-08 | 2024-11-08 | Solar Panels | WAAREE ENERGIES LIMITED | WSMDi-400 |  | 0.4 | 10 | 138 | 14 |  | Fixed | Roof
NJADRE1554806021 | Administratively Determined Incentive Program | RIDGEWOOD | 7450 | 7 | 4 | Residential | Behind the Meter | Yes | Net Metered Residential | SunPower Corporation, Systems |  | PSE&G | Accepted | 2023-10-12 | 2023-11-08 | 2024-11-08 | Inverters | Enphase | IQ7HS-66-M-US | 384 |  | 10 |  |  | 0.97 |  | Other | under each panel
NJADRE1554806029 | Administratively Determined Incentive Program | EATONTOWN | 7724 | 17 | 6 | Residential | Behind the Meter | No | Net Metered Residential | TITAN SOLAR POWER |  | JCP&L | Accepted | 2023-10-12 | 2023-11-08 | 2024-11-08 | Solar Panels | MSOLAR | TXI10-400108BB |  | 0.4 | 9 | 107 | 28 |  | Fixed | Roof
NJADRE1554806029 | Administratively Determined Incentive Program | EATONTOWN | 7724 | 17 | 6 | Residential | Behind the Meter | No | Net Metered Residential | TITAN SOLAR POWER |  | JCP&L | Accepted | 2023-10-12 | 2023-11-08 | 2024-11-08 | Solar Panels | MSOLAR | TXI10-400108BB |  | 0.4 | 6 | 107 | 3 |  | Fixed | Roof
NJADRE1554806029 | Administratively Determined Incentive Program | EATONTOWN | 7724 | 17 | 6 | Residential | Behind the Meter | No | Net Metered Residential | TITAN SOLAR POWER |  | JCP&L | Accepted | 2023-10-12 | 2023-11-08 | 2024-11-08 | Inverters | Solaredge | SE5000H-US | 5000 |  | 1 |  |  | 0.99 |  | Outdoor
NJADRE1554806052 | Administratively Determined Incentive Program | East Brunswick Township | 8816 | 11 | 10.78 | Residential | Behind the Meter | Yes | Net Metered Residential | Freedom Forever New Jersey LLC |  | PSE&G | Accepted | 2023-10-12 | 2023-11-08 | 2024-11-08 | Inverters | Solar Edge | SE10000H-USRGM | 6000 |  | 1 |  |  | 0.99 |  | Outdoor
NJADRE1554806052 | Administratively Determined Incentive Program | East Brunswick Township | 8816 | 11 | 10.78 | Residential | Behind the Meter | Yes | Net Metered Residential | Freedom Forever New Jersey LLC |  | PSE&G | Accepted | 2023-10-12 | 2023-11-08 | 2024-11-08 | Solar Panels | Jinko Solar | JKM385M-6RL3-B |  | 0.385 | 2 | 198 | 33 |  | Fixed | Roof
NJADRE1554806052 | Administratively Determined Incentive Program | East Brunswick Township | 8816 | 11 | 10.78 | Residential | Behind the Meter | Yes | Net Metered Residential | Freedom Forever New Jersey LLC |  | PSE&G | Accepted | 2023-10-12 | 2023-11-08 | 2024-11-08 | Solar Panels | Jinko Solar | JKM385M-6RL3-B |  | 0.385 | 10 | 108 | 38 |  | Fixed | Roof
NJADRE1554806052 | Administratively Determined Incentive Program | East Brunswick Township | 8816 | 11 | 10.78 | Residential | Behind the Meter | Yes | Net Metered Residential | Freedom Forever New Jersey LLC |  | PSE&G | Accepted | 2023-10-12 | 2023-11-08 | 2024-11-08 | Solar Panels | Jinko Solar | JKM385M-6RL3-B |  | 0.385 | 1 | 197 | 33 |  | Fixed | Roof
NJADRE1554806052 | Administratively Determined Incentive Program | East Brunswick Township | 8816 | 11 | 10.78 | Residential | Behind the Meter | Yes | Net Metered Residential | Freedom Forever New Jersey LLC |  | PSE&G | Accepted | 2023-10-12 | 2023-11-08 | 2024-11-08 | Solar Panels | Jinko Solar | JKM385M-6RL3-B |  | 0.385 | 15 | 197 | 33 |  | Fixed | Roof
NJADRE1554806066 | Administratively Determined Incentive Program | TOMS RIVER | 8757 | 18 | 7.29 | Residential | Behind the Meter | No | Net Metered Residential | EMT Renewables |  | JCP&L | Accepted | 2023-10-12 | 2023-11-08 | 2024-11-08 | Inverters | ENPHASE | IQ8+ | 290 |  | 18 |  |  | 0.98 |  | Other | UNDER EACH PANEL
NJADRE1554806066 | Administratively Determined Incentive Program | TOMS RIVER | 8757 | 18 | 7.29 | Residential | Behind the Meter | No | Net Metered Residential | EMT Renewables |  | JCP&L | Accepted | 2023-10-12 | 2023-11-08 | 2024-11-08 | Solar Panels | REC ALPHA | REC 405 |  | 0.405 | 15 | 166 | 19 |  | Fixed | Roof
NJADRE1554806066 | Administratively Determined Incentive Program | TOMS RIVER | 8757 | 18 | 7.29 | Residential | Behind the Meter | No | Net Metered Residential | EMT Renewables |  | JCP&L | Accepted | 2023-10-12 | 2023-11-08 | 2024-11-08 | Solar Panels | REC ALPHA | REC 405 |  | 0.405 | 3 | 346 | 19 |  | Fixed | Roof
NJADRE1554806103 | Administratively Determined Incentive Program | GLASSBORO | 8028 | 15 | 28.86 | Commercial | Behind the Meter | No | Small Net-Metered Non-Residential located on Rooftop, Carport, Canopy and Floating Solar | 1st Light Energy Inc |  | AC Electric | Accepted | 2023-10-12 | 2023-11-08 | 2024-11-08 | Solar Panels | RENESOLA | JC370S-24/Abw |  | 0.37 | 78 | 172 | 5 |  | Fixed | Roof
NJADRE1554806103 | Administratively Determined Incentive Program | GLASSBORO | 8028 | 15 | 28.86 | Commercial | Behind the Meter | No | Small Net-Metered Non-Residential located on Rooftop, Carport, Canopy and Floating Solar | 1st Light Energy Inc |  | AC Electric | Accepted | 2023-10-12 | 2023-11-08 | 2024-11-08 | Inverters | SMA | SB 6.0-1SP-US-41 | 6000 |  | 3 |  |  | 0.965 |  | Outside | WITHIN 10 FEET OF METER
NJADRE1554806103 | Administratively Determined Incentive Program | GLASSBORO | 8028 | 15 | 28.86 | Commercial | Behind the Meter | No | Small Net-Metered Non-Residential located on Rooftop, Carport, Canopy and Floating Solar | 1st Light Energy Inc |  | AC Electric | Accepted | 2023-10-12 | 2023-11-08 | 2024-11-08 | Inverters | SMA | SB 5.0-1SP-US-41 | 5000 |  | 1 |  |  | 0.965 |  | Outside | WITHIN 10 FEET OF METER
NJADRE1554806122 | Administratively Determined Incentive Program | HAMMONTON | 8037 | 19 | 3.6 | Residential | Behind the Meter | No | Net Metered Residential | Power Energy Solutions |  | AC Electric | Accepted | 2023-10-12 | 2023-11-08 | 2024-11-08 | Inverters | SE3800H-US | SOLAREDGE | 3800 |  | 1 |  |  | 0.99 |  | Outside | ROOFTOP
NJADRE1554806122 | Administratively Determined Incentive Program | HAMMONTON | 8037 | 19 | 3.6 | Residential | Behind the Meter | No | Net Metered Residential | Power Energy Solutions |  | AC Electric | Accepted | 2023-10-12 | 2023-11-08 | 2024-11-08 | Solar Panels | SIL-400 HC+ | SILFAB SOLAR |  | 0.4 | 9 | 133 | 30 |  | Fixed | Roof | ROOFTOP
NJADRE1554806125 | Administratively Determined Incentive Program | WHITEHOUSE STATION | 8889 | 4 | 5.27 | Residential | Behind the Meter | Yes | Net Metered Residential | Pro Custom Solar dba Momentum Solar |  | JCP&L | Accepted | 2023-10-12 | 2023-11-08 | 2024-11-08 | Solar Panels | Â Q. PEAK DUO BLK-G10+405 | hawnha |  | 0.405 | 10 | 178 | 33 |  | Fixed | Roof
NJADRE1554806125 | Administratively Determined Incentive Program | WHITEHOUSE STATION | 8889 | 4 | 5.27 | Residential | Behind the Meter | Yes | Net Metered Residential | Pro Custom Solar dba Momentum Solar |  | JCP&L | Accepted | 2023-10-12 | 2023-11-08 | 2024-11-08 | Solar Panels | Â Q. PEAK DUO BLK-G10+405 | hanwha |  | 0.405 | 3 | 173 | 33 |  | Fixed | Roof
NJADRE1554806125 | Administratively Determined Incentive Program | WHITEHOUSE STATION | 8889 | 4 | 5.27 | Residential | Behind the Meter | Yes | Net Metered Residential | Pro Custom Solar dba Momentum Solar |  | JCP&L | Accepted | 2023-10-12 | 2023-11-08 | 2024-11-08 | Inverters | IQ8PLUS-72-2-US | enphase | 290 |  | 13 |  |  | 0.97 |  | Outdoor
NJADRE1554806147 | Administratively Determined Incentive Program | PENNSAUKEN TOWNSHIP | 8109 | 14 | 6.66 | Residential | Behind the Meter | Yes | Net Metered Residential | Vision Solar LLC |  | PSE&G | Accepted | 2023-10-12 | 2023-11-08 | 2024-11-08 | Inverters | SE6000H-USRGM | Solaredge | 6 |  | 1 |  |  | 0.97 |  | Outdoor | side of house
NJADRE1554806147 | Administratively Determined Incentive Program | PENNSAUKEN TOWNSHIP | 8109 | 14 | 6.66 | Residential | Behind the Meter | Yes | Net Metered Residential | Vision Solar LLC |  | PSE&G | Accepted | 2023-10-12 | 2023-11-08 | 2024-11-08 | Solar Panels | ZXM6-NH120-370/M | ZNSHINE |  | 0.37 | 6 | 325 | 20 |  | Fixed | Roof
NJADRE1554806147 | Administratively Determined Incentive Program | PENNSAUKEN TOWNSHIP | 8109 | 14 | 6.66 | Residential | Behind the Meter | Yes | Net Metered Residential | Vision Solar LLC |  | PSE&G | Accepted | 2023-10-12 | 2023-11-08 | 2024-11-08 | Solar Panels | ZXM6-NH120-370/M | ZNSHINE |  | 0.37 | 12 | 145 | 20 |  | Fixed | Roof
NJADRE1554806154 | Administratively Determined Incentive Program | JERSEY CITY | 7305 | 8 | 5.74 | Residential | Behind the Meter | Yes | Net Metered Residential | Rhythm Solar LLC |  | PSE&G | Accepted | 2023-10-16 | 2023-11-10 | 2024-11-10 | Meters | Enphase | X-IQ-AM1-240-4 |  |  | 1 |  |  |  | Yes | Outdoor
NJADRE1554806154 | Administratively Determined Incentive Program | JERSEY CITY | 7305 | 8 | 5.74 | Residential | Behind the Meter | Yes | Net Metered Residential | Rhythm Solar LLC |  | PSE&G | Accepted | 2023-10-16 | 2023-11-10 | 2024-11-10 | Solar Panels | Znshine | ZXM7-SH108 410W |  | 0.41 | 14 | 111 | 15 |  | Fixed | Roof
NJADRE1554806154 | Administratively Determined Incentive Program | JERSEY CITY | 7305 | 8 | 5.74 | Residential | Behind the Meter | Yes | Net Metered Residential | Rhythm Solar LLC |  | PSE&G | Accepted | 2023-10-16 | 2023-11-10 | 2024-11-10 | Inverters | Enphase | IQ8PLUS-72-2-US | 290 |  | 14 |  |  | 0.976 |  | Outside | under each pv panel
NJADRE1554806180 | Administratively Determined Incentive Program | IRVINGTON | 7111 | 9 | 9.24 | Residential | Behind the Meter | No | Net Metered Residential | EMT Renewables |  | PSE&G | Accepted | 2023-10-12 | 2023-11-08 | 2024-11-08 | Inverters | ENPHASE | IQ7x | 315 |  | 22 |  |  | 0.98 |  | Other | UNDER EACH PANEL
NJADRE1554806180 | Administratively Determined Incentive Program | IRVINGTON | 7111 | 9 | 9.24 | Residential | Behind the Meter | No | Net Metered Residential | EMT Renewables |  | PSE&G | Accepted | 2023-10-12 | 2023-11-08 | 2024-11-08 | Solar Panels | REC ALPHA | REC 420 |  | 0.42 | 22 | 294 | 4 |  | Fixed | Roof
NJADRE1554806188 | Administratively Determined Incentive Program | MONMOUTH JUNCTION | 8852 | 11 | 11.6 | Residential | Behind the Meter | Yes | Net Metered Residential | SunnyMac LLC |  | PSE&G | Accepted | 2023-10-12 | 2023-11-08 | 2024-11-08 | Solar Panels | 400 N-PEAK 3 BLACK | REC |  | 0.4 | 7 | 116 | 29 |  | Fixed | Roof
NJADRE1554806188 | Administratively Determined Incentive Program | MONMOUTH JUNCTION | 8852 | 11 | 11.6 | Residential | Behind the Meter | Yes | Net Metered Residential | SunnyMac LLC |  | PSE&G | Accepted | 2023-10-12 | 2023-11-08 | 2024-11-08 | Solar Panels | 400 N-PEAK 3 BLACK | REC |  | 0.4 | 2 | 206 | 39 |  | Fixed | Roof
NJADRE1554806188 | Administratively Determined Incentive Program | MONMOUTH JUNCTION | 8852 | 11 | 11.6 | Residential | Behind the Meter | Yes | Net Metered Residential | SunnyMac LLC |  | PSE&G | Accepted | 2023-10-12 | 2023-11-08 | 2024-11-08 | Solar Panels | 400 N-PEAK 3 BLACK | REC |  | 0.4 | 13 | 269 | 29 |  | Fixed | Roof
NJADRE1554806188 | Administratively Determined Incentive Program | MONMOUTH JUNCTION | 8852 | 11 | 11.6 | Residential | Behind the Meter | Yes | Net Metered Residential | SunnyMac LLC |  | PSE&G | Accepted | 2023-10-12 | 2023-11-08 | 2024-11-08 | Solar Panels | 400 N-PEAK 3 BLACK | REC |  | 0.4 | 7 | 206 | 35 |  | Fixed | Roof
NJADRE1554806188 | Administratively Determined Incentive Program | MONMOUTH JUNCTION | 8852 | 11 | 11.6 | Residential | Behind the Meter | Yes | Net Metered Residential | SunnyMac LLC |  | PSE&G | Accepted | 2023-10-12 | 2023-11-08 | 2024-11-08 | Inverters | IQ8PLUS-72-2-US | ENPHASE | 290 |  | 1 |  |  | 0.1 |  | Outdoor | NEXT TO METER
NJADRE1554806192 | Administratively Determined Incentive Program | HILLSIDE | 7205 | 10 | 7.32 | Residential | Behind the Meter | Yes | Net Metered Residential | Freedom Forever New Jersey LLC |  | PSE&G | Accepted | 2023-10-12 | 2023-11-08 | 2024-11-08 | Inverters | Solar Edge | SE6000H-USRGM | 6000 |  | 1 |  |  | 0.99 |  | Outdoor
NJADRE1554806192 | Administratively Determined Incentive Program | HILLSIDE | 7205 | 10 | 7.32 | Residential | Behind the Meter | Yes | Net Metered Residential | Freedom Forever New Jersey LLC |  | PSE&G | Accepted | 2023-10-12 | 2023-11-08 | 2024-11-08 | Solar Panels | Jinko Solar | JKM385M-6RL3-B |  | 0.385 | 7 | 142 | 29 |  | Fixed | Roof
NJADRE1554806192 | Administratively Determined Incentive Program | HILLSIDE | 7205 | 10 | 7.32 | Residential | Behind the Meter | Yes | Net Metered Residential | Freedom Forever New Jersey LLC |  | PSE&G | Accepted | 2023-10-12 | 2023-11-08 | 2024-11-08 | Solar Panels | Jinko Solar | JKM385M-6RL3-B |  | 0.385 | 6 | 232 | 10 |  | Fixed | Roof
NJADRE1554806192 | Administratively Determined Incentive Program | HILLSIDE | 7205 | 10 | 7.32 | Residential | Behind the Meter | Yes | Net Metered Residential | Freedom Forever New Jersey LLC |  | PSE&G | Accepted | 2023-10-12 | 2023-11-08 | 2024-11-08 | Solar Panels | Jinko Solar | JKM385M-6RL3-B |  | 0.385 | 6 | 52 | 10 |  | Fixed | Roof
NJADRE1554806473 | Administratively Determined Incentive Program | KEARNY | 7032 | 8 | 7.5 | Residential | Behind the Meter | Yes | Net Metered Residential | Sunrun Installation Services, Inc. |  | PSE&G | Accepted | 2023-10-12 | 2023-11-08 | 2024-11-08 | Inverters | SolarEdge Technologies | SE6000H-USSN | 6000 |  | 1 |  |  | 0.96 |  | Outdoor | Next To Meter
NJADRE1554806473 | Administratively Determined Incentive Program | KEARNY | 7032 | 8 | 7.5 | Residential | Behind the Meter | Yes | Net Metered Residential | Sunrun Installation Services, Inc. |  | PSE&G | Accepted | 2023-10-12 | 2023-11-08 | 2024-11-08 | Solar Panels | Vikram Solar | VSMDHT.60.375.05 |  | 0.375 | 7 | 35 | 5 |  | Fixed | Roof
NJADRE1554806473 | Administratively Determined Incentive Program | KEARNY | 7032 | 8 | 7.5 | Residential | Behind the Meter | Yes | Net Metered Residential | Sunrun Installation Services, Inc. |  | PSE&G | Accepted | 2023-10-12 | 2023-11-08 | 2024-11-08 | Solar Panels | Vikram Solar | VSMDHT.60.375.05 |  | 0.375 | 13 | 214 | 44 |  | Fixed | Roof
NJADRE1554807888 | Administratively Determined Incentive Program | Newton | 7860 | 9 | 16.8 | Residential | Behind the Meter | No | Net Metered Residential | EMT Renewables |  | JCP&L | Accepted | 2023-10-12 | 2023-11-08 | 2024-11-08 | Inverters | ENPHASE | IQ7x | 315 |  | 40 |  |  | 0.98 |  | Other | UNDER EACH PANEL
NJADRE1554807888 | Administratively Determined Incentive Program | Newton | 7860 | 9 | 16.8 | Residential | Behind the Meter | No | Net Metered Residential | EMT Renewables |  | JCP&L | Accepted | 2023-10-12 | 2023-11-08 | 2024-11-08 | Solar Panels | REC ALPHA | REC 420 |  | 0.42 | 40 | 310 | 20 |  | Fixed | Roof
NJADRE1554808661 | Administratively Determined Incentive Program | NEWARK | 7104 | 9 | 5.92 | Residential | Behind the Meter | Yes | Net Metered Residential | Vision Solar LLC |  | PSE&G | Accepted | 2023-10-12 | 2023-11-08 | 2024-11-08 | Inverters | SE6000H-USRGM | Solaredge | 6 |  | 1 |  |  | 0.97 |  | Outdoor | side of house
NJADRE1554808661 | Administratively Determined Incentive Program | NEWARK | 7104 | 9 | 5.92 | Residential | Behind the Meter | Yes | Net Metered Residential | Vision Solar LLC |  | PSE&G | Accepted | 2023-10-12 | 2023-11-08 | 2024-11-08 | Solar Panels | ZXM6-NH120-370/M | ZNSHINE |  | 0.37 | 14 | 201 | 27 |  | Fixed | Roof
NJADRE1554808661 | Administratively Determined Incentive Program | NEWARK | 7104 | 9 | 5.92 | Residential | Behind the Meter | Yes | Net Metered Residential | Vision Solar LLC |  | PSE&G | Accepted | 2023-10-12 | 2023-11-08 | 2024-11-08 | Solar Panels | ZXM6-NH120-370/M | ZNSHINE |  | 0.37 | 2 | 11 | 27 |  | Fixed | Roof
NJADRE1554810119 | Administratively Determined Incentive Program | FAIR LAWN | 7410 | 7 | 4.86 | Residential | Behind the Meter | Yes | Net Metered Residential | Pro Custom Solar dba Momentum Solar |  | PSE&G | Accepted | 2023-10-12 | 2023-11-08 | 2024-11-08 | Solar Panels | Â Q. PEAK DUO BLK-G10+405 | hanwha |  | 0.405 | 10 | 250 | 30 |  | Fixed | Roof
NJADRE1554810119 | Administratively Determined Incentive Program | FAIR LAWN | 7410 | 7 | 4.86 | Residential | Behind the Meter | Yes | Net Metered Residential | Pro Custom Solar dba Momentum Solar |  | PSE&G | Accepted | 2023-10-12 | 2023-11-08 | 2024-11-08 | Solar Panels | Â Q. PEAK DUO BLK-G10+405 | hawnha |  | 0.405 | 2 | 70 | 30 |  | Fixed | Roof
NJADRE1554810119 | Administratively Determined Incentive Program | FAIR LAWN | 7410 | 7 | 4.86 | Residential | Behind the Meter | Yes | Net Metered Residential | Pro Custom Solar dba Momentum Solar |  | PSE&G | Accepted | 2023-10-12 | 2023-11-08 | 2024-11-08 | Inverters | IQ8PLUS-72-2-US | enphase | 290 |  | 12 |  |  | 0.97 |  | Outdoor
NJADRE1554810321 | Administratively Determined Incentive Program | IRVINGTON | 7111 | 9 | 7.22 | Residential | Behind the Meter | Yes | Net Metered Residential | Freedom Forever New Jersey LLC |  | PSE&G | Accepted | 2023-10-12 | 2023-11-08 | 2024-11-08 | Inverters | Solar Edge | SE6000H-USRGM | 6000 |  | 1 |  |  | 0.99 |  | Outdoor
NJADRE1554810321 | Administratively Determined Incentive Program | IRVINGTON | 7111 | 9 | 7.22 | Residential | Behind the Meter | Yes | Net Metered Residential | Freedom Forever New Jersey LLC |  | PSE&G | Accepted | 2023-10-12 | 2023-11-08 | 2024-11-08 | Solar Panels | Jinko Solar | JKM380M-6RL3-B |  | 0.38 | 9 | 37 | 18 |  | Fixed | Roof
NJADRE1554810321 | Administratively Determined Incentive Program | IRVINGTON | 7111 | 9 | 7.22 | Residential | Behind the Meter | Yes | Net Metered Residential | Freedom Forever New Jersey LLC |  | PSE&G | Accepted | 2023-10-12 | 2023-11-08 | 2024-11-08 | Solar Panels | Jinko Solar | JKM380M-6RL3-B |  | 0.38 | 10 | 217 | 18 |  | Fixed | Roof
NJADRE1554811087 | Administratively Determined Incentive Program | WOODBURY | 8096 | 15 | 10.4 | Residential | Behind the Meter | Yes | Net Metered Residential | Ad Energy |  | PSE&G | Accepted | 2023-10-12 | 2023-11-08 | 2024-11-08 | Inverters | Sunpower | IQ7HS | 384 |  | 26 |  |  | 0.97 |  | Outdoor | At each panel
NJADRE1554811087 | Administratively Determined Incentive Program | WOODBURY | 8096 | 15 | 10.4 | Residential | Behind the Meter | Yes | Net Metered Residential | Ad Energy |  | PSE&G | Accepted | 2023-10-12 | 2023-11-08 | 2024-11-08 | Solar Panels | SunPower | SPR-U-400-BLK-W-DC |  | 0.4 | 12 | 324 | 30 |  | Fixed | Roof
NJADRE1554811087 | Administratively Determined Incentive Program | WOODBURY | 8096 | 15 | 10.4 | Residential | Behind the Meter | Yes | Net Metered Residential | Ad Energy |  | PSE&G | Accepted | 2023-10-12 | 2023-11-08 | 2024-11-08 | Solar Panels | SunPower | SPR-U-400-BLK-W-DC |  | 0.4 | 3 | 324 | 30 |  | Fixed | Roof
NJADRE1554811087 | Administratively Determined Incentive Program | WOODBURY | 8096 | 15 | 10.4 | Residential | Behind the Meter | Yes | Net Metered Residential | Ad Energy |  | PSE&G | Accepted | 2023-10-12 | 2023-11-08 | 2024-11-08 | Solar Panels | SunPower | SPR-U-400-BLK-W-DC |  | 0.4 | 3 | 144 | 30 |  | Fixed | Roof
NJADRE1554811087 | Administratively Determined Incentive Program | WOODBURY | 8096 | 15 | 10.4 | Residential | Behind the Meter | Yes | Net Metered Residential | Ad Energy |  | PSE&G | Accepted | 2023-10-12 | 2023-11-08 | 2024-11-08 | Solar Panels | SunPower | SPR-U-400-BLK-W-DC |  | 0.4 | 8 | 144 | 30 |  | Fixed | Roof
NJADRE1554811489 | Administratively Determined Incentive Program | West Caldwell | 7006 | 9 | 3.6 | Residential | Behind the Meter | Yes | Net Metered Residential | Ad Energy |  | PSE&G | Accepted | 2023-10-12 | 2023-11-10 | 2024-11-10 | Inverters | SunPower | IQ7HS | 384 |  | 9 |  |  | 0.97 |  | Outdoor | At each panel
NJADRE1554811489 | Administratively Determined Incentive Program | West Caldwell | 7006 | 9 | 3.6 | Residential | Behind the Meter | Yes | Net Metered Residential | Ad Energy |  | PSE&G | Accepted | 2023-10-12 | 2023-11-10 | 2024-11-10 | Solar Panels | SunPower | SPR-U-400-BLK-W-DC |  | 0.4 | 6 | 182 | 37 |  | Fixed | Roof
NJADRE1554811489 | Administratively Determined Incentive Program | West Caldwell | 7006 | 9 | 3.6 | Residential | Behind the Meter | Yes | Net Metered Residential | Ad Energy |  | PSE&G | Accepted | 2023-10-12 | 2023-11-10 | 2024-11-10 | Solar Panels | SunPower | SPR-U-400-BLK-W-DC |  | 0.4 | 3 | 92 | 37 |  | Fixed | Roof
NJADRE1554811490 | Administratively Determined Incentive Program | DELRAN | 8075 | 13 | 9.38 | Residential | Behind the Meter | Yes | Net Metered Residential | Sunrun Installation Services, Inc. |  | PSE&G | Accepted | 2023-10-12 | 2023-11-08 | 2024-11-08 | Electric Storage Battery | Tesla | Powerwall 2 AC |  |  | 1 |  |  |  | Lithium Ion |  | inside
NJADRE1554811490 | Administratively Determined Incentive Program | DELRAN | 8075 | 13 | 9.38 | Residential | Behind the Meter | Yes | Net Metered Residential | Sunrun Installation Services, Inc. |  | PSE&G | Accepted | 2023-10-12 | 2023-11-08 | 2024-11-08 | Solar Panels | Vikram Solar | VSMDHT.60.375.05 |  | 0.375 | 9 | 217 | 42 |  | Fixed | Roof
NJADRE1554811490 | Administratively Determined Incentive Program | DELRAN | 8075 | 13 | 9.38 | Residential | Behind the Meter | Yes | Net Metered Residential | Sunrun Installation Services, Inc. |  | PSE&G | Accepted | 2023-10-12 | 2023-11-08 | 2024-11-08 | Inverters | Delta Electronics | E8-TL-US | 7680 |  | 1 |  |  | 0.96 |  | Outdoor | Next To Meter
NJADRE1554811490 | Administratively Determined Incentive Program | DELRAN | 8075 | 13 | 9.38 | Residential | Behind the Meter | Yes | Net Metered Residential | Sunrun Installation Services, Inc. |  | PSE&G | Accepted | 2023-10-12 | 2023-11-08 | 2024-11-08 | Solar Panels | Vikram Solar | VSMDHT.60.375.05 |  | 0.375 | 6 | 37 | 41 |  | Fixed | Roof
NJADRE1554811490 | Administratively Determined Incentive Program | DELRAN | 8075 | 13 | 9.38 | Residential | Behind the Meter | Yes | Net Metered Residential | Sunrun Installation Services, Inc. |  | PSE&G | Accepted | 2023-10-12 | 2023-11-08 | 2024-11-08 | Solar Panels | Vikram Solar | VSMDHT.60.375.05 |  | 0.375 | 10 | 127 | 29 |  | Fixed | Roof
NJADRE1554811508 | Administratively Determined Incentive Program | TURNERSVILLE | 8012 | 14 | 2.84 | Residential | Behind the Meter | Yes | Net Metered Residential | Sunrun Installation Services, Inc. |  | AC Electric | Accepted | 2023-10-12 | 2023-11-08 | 2024-11-08 | Inverters | Delta Electronics | E4-TL-US | 3840 |  | 1 |  |  | 0.96 |  | Outdoor | Next To Meter
NJADRE1554811508 | Administratively Determined Incentive Program | TURNERSVILLE | 8012 | 14 | 2.84 | Residential | Behind the Meter | Yes | Net Metered Residential | Sunrun Installation Services, Inc. |  | AC Electric | Accepted | 2023-10-12 | 2023-11-08 | 2024-11-08 | Solar Panels | Hanwha Q Cells | Q.PEAK DUO BLK ML-G10+ 405 |  | 0.405 | 7 | 279 | 23 |  | Fixed | Roof
NJADRE1554811521 | Administratively Determined Incentive Program | HOWELL | 7731 | 17 | 4.46 | Residential | Behind the Meter | Yes | Net Metered Residential | Sunrun Installation Services, Inc. |  | JCP&L | Accepted | 2023-10-12 | 2023-11-08 | 2024-11-08 | Inverters | SolarEdge Technologies | SE3800H-USMN | 3800 |  | 1 |  |  | 0.96 |  | Outdoor | Next To Meter
NJADRE1554811521 | Administratively Determined Incentive Program | HOWELL | 7731 | 17 | 4.46 | Residential | Behind the Meter | Yes | Net Metered Residential | Sunrun Installation Services, Inc. |  | JCP&L | Accepted | 2023-10-12 | 2023-11-08 | 2024-11-08 | Solar Panels | Hanwha Q Cells | Q.PEAK DUO BLK ML-G10+ 405 |  | 0.405 | 11 | 335 | 18 |  | Fixed | Roof
NJADRE1554811529 | Administratively Determined Incentive Program | ALPINE | 7620 | 7 | 16.65 | Residential | Behind the Meter | No | Net Metered Residential | Sunrun Installation Services, Inc. |  | Orange Rockland Electric | Accepted | 2023-10-12 | 2023-12-07 | 2024-12-07 | Inverters | SolarEdge Technologies | SE3800H-USMN | 3800 |  | 1 |  |  | 0.96 |  | Outdoor | Next To Meter
NJADRE1554811529 | Administratively Determined Incentive Program | ALPINE | 7620 | 7 | 16.65 | Residential | Behind the Meter | No | Net Metered Residential | Sunrun Installation Services, Inc. |  | Orange Rockland Electric | Accepted | 2023-10-12 | 2023-12-07 | 2024-12-07 | Inverters | SolarEdge Technologies | SE7600H-USSN | 7600 |  | 1 |  |  | 0.96 |  | Outdoor | Next To Meter
NJADRE1554811529 | Administratively Determined Incentive Program | ALPINE | 7620 | 7 | 16.65 | Residential | Behind the Meter | No | Net Metered Residential | Sunrun Installation Services, Inc. |  | Orange Rockland Electric | Accepted | 2023-10-12 | 2023-12-07 | 2024-12-07 | Solar Panels | Vikram Solar | VSMDHT.60.370.05 |  | 0.37 | 11 | 310 | 22 |  | Fixed | Roof
NJADRE1554811529 | Administratively Determined Incentive Program | ALPINE | 7620 | 7 | 16.65 | Residential | Behind the Meter | No | Net Metered Residential | Sunrun Installation Services, Inc. |  | Orange Rockland Electric | Accepted | 2023-10-12 | 2023-12-07 | 2024-12-07 | Solar Panels | Vikram Solar | VSMDHT.60.370.05 |  | 0.37 | 4 | 130 | 21 |  | Fixed | Roof
NJADRE1554811529 | Administratively Determined Incentive Program | ALPINE | 7620 | 7 | 16.65 | Residential | Behind the Meter | No | Net Metered Residential | Sunrun Installation Services, Inc. |  | Orange Rockland Electric | Accepted | 2023-10-12 | 2023-12-07 | 2024-12-07 | Solar Panels | Vikram Solar | VSMDHT.60.370.05 |  | 0.37 | 30 | 130 | 21 |  | Fixed | Roof
NJADRE1554811639 | Administratively Determined Incentive Program | WARETOWN | 8758 | 18 | 3.65 | Residential | Behind the Meter | Yes | Net Metered Residential | Sunrun Installation Services, Inc. |  | JCP&L | Accepted | 2023-10-12 | 2023-11-08 | 2024-11-08 | Inverters | SolarEdge Technologies | SE3800H-USMN | 3800 |  | 1 |  |  | 0.96 |  | Outdoor | Next To Meter
NJADRE1554811639 | Administratively Determined Incentive Program | WARETOWN | 8758 | 18 | 3.65 | Residential | Behind the Meter | Yes | Net Metered Residential | Sunrun Installation Services, Inc. |  | JCP&L | Accepted | 2023-10-12 | 2023-11-08 | 2024-11-08 | Solar Panels | Hanwha Q Cells | Q.PEAK DUO BLK ML-G10+ 405 |  | 0.405 | 9 | 42 | 31 |  | Fixed | Roof
NJADRE1554811676 | Administratively Determined Incentive Program | IRVINGTON | 7111 | 9 | 4.4 | Residential | Behind the Meter | No | Net Metered Residential | Solar Mite Solutions |  | PSE&G | Accepted | 2023-10-12 | 2023-11-08 | 2024-11-08 | Inverters | Enphase | IQ8PLUS-72-2 | 290 |  | 11 |  |  | 0.98 |  | Outdoor | under modules
NJADRE1554811676 | Administratively Determined Incentive Program | IRVINGTON | 7111 | 9 | 4.4 | Residential | Behind the Meter | No | Net Metered Residential | Solar Mite Solutions |  | PSE&G | Accepted | 2023-10-12 | 2023-11-08 | 2024-11-08 | Solar Panels | Canadian Solar | CS6R |  | 0.4 | 9 | 210 | 34 |  | Fixed | Roof | Roof 1
NJADRE1554811676 | Administratively Determined Incentive Program | IRVINGTON | 7111 | 9 | 4.4 | Residential | Behind the Meter | No | Net Metered Residential | Solar Mite Solutions |  | PSE&G | Accepted | 2023-10-12 | 2023-11-08 | 2024-11-08 | Solar Panels | Canadian Solar | CS6R |  | 0.4 | 2 | 210 | 40 |  | Fixed | Roof | Roof 2
NJADRE1554812181 | Administratively Determined Incentive Program | BRIDGETON | 8302 | 20 | 6 | Residential | Behind the Meter | Yes | Net Metered Residential | Suntuity Solar LLC |  | AC Electric | Accepted | 2023-10-13 | 2023-11-08 | 2024-11-08 | Inverters | ENPHASE | IQ8PLUS-72-2-US | 290 |  | 15 |  |  | 0.97 |  | Outdoor | Behind the PV modules
NJADRE1554812181 | Administratively Determined Incentive Program | BRIDGETON | 8302 | 20 | 6 | Residential | Behind the Meter | Yes | Net Metered Residential | Suntuity Solar LLC |  | AC Electric | Accepted | 2023-10-13 | 2023-11-08 | 2024-11-08 | Solar Panels | CANADIAN SOLAR | CS6R-400MS-HL |  | 0.4 | 15 | 242 | 27 |  | Fixed | Roof
NJADRE1554812182 | Administratively Determined Incentive Program | MULLICA HILL | 8062 | 15 | 20.4 | Residential | Behind the Meter | Yes | Net Metered Residential | Suntuity Solar LLC |  | AC Electric | Accepted | 2023-10-13 | 2023-11-08 | 2024-11-08 | Inverters | (51) ENPHASE | IQ8PLUS-72-2-US | 290 |  | 51 |  |  | 0.97 |  | Outdoor | Behind the PV modules
NJADRE1554812182 | Administratively Determined Incentive Program | MULLICA HILL | 8062 | 15 | 20.4 | Residential | Behind the Meter | Yes | Net Metered Residential | Suntuity Solar LLC |  | AC Electric | Accepted | 2023-10-13 | 2023-11-08 | 2024-11-08 | Solar Panels | (51) CANADIANSOLAR | CS6R-400MS-HL |  | 0.4 | 22 | 290 | 18 |  | Fixed | Roof
NJADRE1554812182 | Administratively Determined Incentive Program | MULLICA HILL | 8062 | 15 | 20.4 | Residential | Behind the Meter | Yes | Net Metered Residential | Suntuity Solar LLC |  | AC Electric | Accepted | 2023-10-13 | 2023-11-08 | 2024-11-08 | Solar Panels | (51) CANADIANSOLAR | CS6R-400MS-HL |  | 0.4 | 18 | 118 | 18 |  | Fixed | Roof
NJADRE1554812182 | Administratively Determined Incentive Program | MULLICA HILL | 8062 | 15 | 20.4 | Residential | Behind the Meter | Yes | Net Metered Residential | Suntuity Solar LLC |  | AC Electric | Accepted | 2023-10-13 | 2023-11-08 | 2024-11-08 | Solar Panels | (51) CANADIANSOLAR | CS6R-400MS-HL |  | 0.4 | 5 | 200 | 18 |  | Fixed | Roof
NJADRE1554812182 | Administratively Determined Incentive Program | MULLICA HILL | 8062 | 15 | 20.4 | Residential | Behind the Meter | Yes | Net Metered Residential | Suntuity Solar LLC |  | AC Electric | Accepted | 2023-10-13 | 2023-11-08 | 2024-11-08 | Solar Panels | (51) CANADIANSOLAR | CS6R-400MS-HL |  | 0.4 | 6 | 20 | 18 |  | Fixed | Roof
NJADRE1554812184 | Administratively Determined Incentive Program | OAK RIDGE | 7438 | 6 | 9.2 | Residential | Behind the Meter | Yes | Net Metered Residential | Suntuity Solar LLC |  | JCP&L | Accepted | 2023-10-13 | 2023-11-08 | 2024-11-08 | Inverters | ENPHASE | IQ8PLUS-72-2-US | 290 |  | 23 |  |  | 0.97 |  | Outdoor | Behind the PV modules
NJADRE1554812184 | Administratively Determined Incentive Program | OAK RIDGE | 7438 | 6 | 9.2 | Residential | Behind the Meter | Yes | Net Metered Residential | Suntuity Solar LLC |  | JCP&L | Accepted | 2023-10-13 | 2023-11-08 | 2024-11-08 | Solar Panels | CANADIANSOLAR | CS6R-400MS-HL |  | 0.4 | 11 | 196 | 25 |  | Fixed | Roof
NJADRE1554812184 | Administratively Determined Incentive Program | OAK RIDGE | 7438 | 6 | 9.2 | Residential | Behind the Meter | Yes | Net Metered Residential | Suntuity Solar LLC |  | JCP&L | Accepted | 2023-10-13 | 2023-11-08 | 2024-11-08 | Solar Panels | CANADIANSOLAR | CS6R-400MS-HL |  | 0.4 | 3 | 196 | 25 |  | Fixed | Roof
NJADRE1554812184 | Administratively Determined Incentive Program | OAK RIDGE | 7438 | 6 | 9.2 | Residential | Behind the Meter | Yes | Net Metered Residential | Suntuity Solar LLC |  | JCP&L | Accepted | 2023-10-13 | 2023-11-08 | 2024-11-08 | Solar Panels | CANADIANSOLAR | CS6R-400MS-HL |  | 0.4 | 9 | 16 | 25 |  | Fixed | Roof
NJADRE1554812189 | Administratively Determined Incentive Program | WANAQUE | 7465 | 6 | 5.48 | Residential | Behind the Meter | No | Net Metered Residential | Power Home Remodeling |  | JCP&L | Accepted | 2023-10-13 | 2023-11-08 | 2024-11-08 | Inverters | SolarEdge | SE3800H-US | 3800 |  | 1 |  |  | 0.99 |  | Outdoor
NJADRE1554812189 | Administratively Determined Incentive Program | WANAQUE | 7465 | 6 | 5.48 | Residential | Behind the Meter | No | Net Metered Residential | Power Home Remodeling |  | JCP&L | Accepted | 2023-10-13 | 2023-11-08 | 2024-11-08 | Meters | SolarEdge | Revenue Grade Data Ansi C12.20 |  |  | 1 |  |  |  | Yes | Outdoor
NJADRE1554812189 | Administratively Determined Incentive Program | WANAQUE | 7465 | 6 | 5.48 | Residential | Behind the Meter | No | Net Metered Residential | Power Home Remodeling |  | JCP&L | Accepted | 2023-10-13 | 2023-11-08 | 2024-11-08 | Solar Panels | QCell | Q.PEAKDUOBLK-G10+365 |  | 0.365 | 7 | 200 | 21 |  | Fixed | Roof
NJADRE1554812189 | Administratively Determined Incentive Program | WANAQUE | 7465 | 6 | 5.48 | Residential | Behind the Meter | No | Net Metered Residential | Power Home Remodeling |  | JCP&L | Accepted | 2023-10-13 | 2023-11-08 | 2024-11-08 | Solar Panels | QCell | Q.PEAKDUOBLK-G10+365 |  | 0.365 | 8 | 20 | 39 |  | Fixed | Roof
NJADRE1554812190 | Administratively Determined Incentive Program | UNION | 7083 | 10 | 6.89 | Residential | Behind the Meter | Yes | Net Metered Residential | Sunrun Installation Services, Inc. |  | PSE&G | Accepted | 2023-10-13 | 2023-11-08 | 2024-11-08 | Inverters | SolarEdge Technologies | SE6000H-USSN | 6000 |  | 1 |  |  | 0.96 |  | Outdoor | Next To Meter
NJADRE1554812190 | Administratively Determined Incentive Program | UNION | 7083 | 10 | 6.89 | Residential | Behind the Meter | Yes | Net Metered Residential | Sunrun Installation Services, Inc. |  | PSE&G | Accepted | 2023-10-13 | 2023-11-08 | 2024-11-08 | Electric Storage Battery | Tesla | Powerwall 2 AC |  |  | 1 |  |  |  | Other |  | outside
NJADRE1554812190 | Administratively Determined Incentive Program | UNION | 7083 | 10 | 6.89 | Residential | Behind the Meter | Yes | Net Metered Residential | Sunrun Installation Services, Inc. |  | PSE&G | Accepted | 2023-10-13 | 2023-11-08 | 2024-11-08 | Solar Panels | Hanwha Q Cells | Q.PEAK DUO BLK ML-G10+ 405 |  | 0.405 | 3 | 130 | 40 |  | Fixed | Roof
NJADRE1554812190 | Administratively Determined Incentive Program | UNION | 7083 | 10 | 6.89 | Residential | Behind the Meter | Yes | Net Metered Residential | Sunrun Installation Services, Inc. |  | PSE&G | Accepted | 2023-10-13 | 2023-11-08 | 2024-11-08 | Solar Panels | Hanwha Q Cells | Q.PEAK DUO BLK ML-G10+ 405 |  | 0.405 | 6 | 310 | 33 |  | Fixed | Roof
NJADRE1554812190 | Administratively Determined Incentive Program | UNION | 7083 | 10 | 6.89 | Residential | Behind the Meter | Yes | Net Metered Residential | Sunrun Installation Services, Inc. |  | PSE&G | Accepted | 2023-10-13 | 2023-11-08 | 2024-11-08 | Solar Panels | Hanwha Q Cells | Q.PEAK DUO BLK ML-G10+ 405 |  | 0.405 | 8 | 219 | 41 |  | Fixed | Roof
NJADRE1554812224 | Administratively Determined Incentive Program | CHERRY HILL | 8003 | 14 | 10.66 | Residential | Behind the Meter | No | Net Metered Residential | TJ Technology |  | PSE&G | Accepted | 2023-10-14 | 2023-11-09 | 2024-11-09 | Inverters | ENPHASE | ENPHASE IQ 8 PLUS | 290 |  | 26 |  |  | 0.98 |  | Outdoor | ROOF
NJADRE1554812224 | Administratively Determined Incentive Program | CHERRY HILL | 8003 | 14 | 10.66 | Residential | Behind the Meter | No | Net Metered Residential | TJ Technology |  | PSE&G | Accepted | 2023-10-14 | 2023-11-09 | 2024-11-09 | Solar Panels | SOLAR 4 AMERICA | SOLAR 4 AMERICA 410 |  | 0.41 | 8 | 291 | 36 |  | Fixed | Roof
NJADRE1554812224 | Administratively Determined Incentive Program | CHERRY HILL | 8003 | 14 | 10.66 | Residential | Behind the Meter | No | Net Metered Residential | TJ Technology |  | PSE&G | Accepted | 2023-10-14 | 2023-11-09 | 2024-11-09 | Solar Panels | SOLAR 4 AMERICA | SOLAR 4 AMERICA 410 |  | 0.41 | 6 | 291 | 36 |  | Fixed | Roof
NJADRE1554812224 | Administratively Determined Incentive Program | CHERRY HILL | 8003 | 14 | 10.66 | Residential | Behind the Meter | No | Net Metered Residential | TJ Technology |  | PSE&G | Accepted | 2023-10-14 | 2023-11-09 | 2024-11-09 | Solar Panels | SOLAR 4 AMERICA | SOLAR 4 AMERICA 410 |  | 0.41 | 12 | 111 | 36 |  | Fixed | Roof
NJADRE1554812229 | Administratively Determined Incentive Program | HAZLET | 7730 | 17 | 4.46 | Residential | Behind the Meter | No | Net Metered Residential | EMT Renewables |  | JCP&L | Accepted | 2023-10-13 | 2023-11-08 | 2024-11-08 | Inverters | ENPHASE | IQ8+ | 290 |  | 11 |  |  | 0.98 |  | Other | UNDER EACH PANEL
NJADRE1554812229 | Administratively Determined Incentive Program | HAZLET | 7730 | 17 | 4.46 | Residential | Behind the Meter | No | Net Metered Residential | EMT Renewables |  | JCP&L | Accepted | 2023-10-13 | 2023-11-08 | 2024-11-08 | Solar Panels | Q CELLS | Q PEAK DUO BLK |  | 0.405 | 8 | 201 | 10 |  | Fixed | Roof
NJADRE1554812229 | Administratively Determined Incentive Program | HAZLET | 7730 | 17 | 4.46 | Residential | Behind the Meter | No | Net Metered Residential | EMT Renewables |  | JCP&L | Accepted | 2023-10-13 | 2023-11-08 | 2024-11-08 | Solar Panels | Q CELLS | Q PEAK DUO BLK |  | 0.405 | 3 | 201 | 17 |  | Fixed | Roof
NJADRE1554812232 | Administratively Determined Incentive Program | HILLSBOROUGH | 8844 | 5 | 6.48 | Residential | Behind the Meter | Yes | Net Metered Residential | Sunny Mac LLC |  | PSE&G | Accepted | 2023-10-13 | 2023-11-08 | 2024-11-08 | Solar Panels | Q.PEAK DUO BLK ML-G10+ 405 | HANWHA |  | 0.405 | 16 | 83 | 22 |  | Fixed | Roof
NJADRE1554812232 | Administratively Determined Incentive Program | HILLSBOROUGH | 8844 | 5 | 6.48 | Residential | Behind the Meter | Yes | Net Metered Residential | Sunny Mac LLC |  | PSE&G | Accepted | 2023-10-13 | 2023-11-08 | 2024-11-08 | Inverters | SE 5000H-US | Solaredge | 5000 |  | 1 |  |  | 0.1 |  | Outdoor | NEXT TO METER
NJADRE1554812232 | Administratively Determined Incentive Program | HILLSBOROUGH | 8844 | 5 | 6.48 | Residential | Behind the Meter | Yes | Net Metered Residential | Sunny Mac LLC |  | PSE&G | Accepted | 2023-10-13 | 2023-11-08 | 2024-11-08 | Meters | SE-RGMTR-1D-240C-B | Solaredge |  |  | 1 |  |  |  | Yes | Outdoor
NJADRE1554812254 | Administratively Determined Incentive Program | LUMBERTON TWP | 8048 | 13 | 18.8 | Residential | Behind the Meter | Yes | Net Metered Residential | SunnyMac LLC |  | PSE&G | Accepted | 2023-10-13 | 2023-11-08 | 2024-11-08 | Solar Panels | Q.PEAK DUO BLK ML-G10+400 | HANWHA |  | 0.4 | 23 | 135 | 30 |  | Fixed | Roof
NJADRE1554812254 | Administratively Determined Incentive Program | LUMBERTON TWP | 8048 | 13 | 18.8 | Residential | Behind the Meter | Yes | Net Metered Residential | SunnyMac LLC |  | PSE&G | Accepted | 2023-10-13 | 2023-11-08 | 2024-11-08 | Solar Panels | Q.PEAK DUO BLK ML-G10+400 | HANWHA |  | 0.4 | 5 | 225 | 39 |  | Fixed | Roof
NJADRE1554812254 | Administratively Determined Incentive Program | LUMBERTON TWP | 8048 | 13 | 18.8 | Residential | Behind the Meter | Yes | Net Metered Residential | SunnyMac LLC |  | PSE&G | Accepted | 2023-10-13 | 2023-11-08 | 2024-11-08 | Solar Panels | Q.PEAK DUO BLK ML-G10+400 | HANWHA |  | 0.4 | 13 | 315 | 30 |  | Fixed | Roof
NJADRE1554812254 | Administratively Determined Incentive Program | LUMBERTON TWP | 8048 | 13 | 18.8 | Residential | Behind the Meter | Yes | Net Metered Residential | SunnyMac LLC |  | PSE&G | Accepted | 2023-10-13 | 2023-11-08 | 2024-11-08 | Solar Panels | Q.PEAK DUO BLK ML-G10+400 | HANWHA |  | 0.4 | 3 | 45 | 33 |  | Fixed | Roof
NJADRE1554812254 | Administratively Determined Incentive Program | LUMBERTON TWP | 8048 | 13 | 18.8 | Residential | Behind the Meter | Yes | Net Metered Residential | SunnyMac LLC |  | PSE&G | Accepted | 2023-10-13 | 2023-11-08 | 2024-11-08 | Solar Panels | Q.PEAK DUO BLK ML-G10+400 | HANWHA |  | 0.4 | 3 | 315 | 33 |  | Fixed | Roof
NJADRE1554812254 | Administratively Determined Incentive Program | LUMBERTON TWP | 8048 | 13 | 18.8 | Residential | Behind the Meter | Yes | Net Metered Residential | SunnyMac LLC |  | PSE&G | Accepted | 2023-10-13 | 2023-11-08 | 2024-11-08 | Inverters | SE10000H-US | Solaredge | 10000 |  | 1 |  |  | 0.1 |  | Outdoor | NEXT TO METER
NJADRE1554812254 | Administratively Determined Incentive Program | LUMBERTON TWP | 8048 | 13 | 18.8 | Residential | Behind the Meter | Yes | Net Metered Residential | SunnyMac LLC |  | PSE&G | Accepted | 2023-10-13 | 2023-11-08 | 2024-11-08 | Meters | SE-RGMTR-1D-240C-B | Solaredge |  |  | 1 |  |  |  | Yes | Outdoor
NJADRE1554812256 | Administratively Determined Incentive Program | PATERSON | 7524 | 6 | 4.46 | Residential | Behind the Meter | No | Net Metered Residential | Big Wave Roofing and Solar LLC |  | PSE&G | Accepted | 2023-10-13 | 2023-11-08 | 2024-11-08 | Inverters | Enphase Energy Inc | IQ7A-72-2-US | 290 |  | 11 |  |  | 0.98 |  | Outside
NJADRE1554812256 | Administratively Determined Incentive Program | PATERSON | 7524 | 6 | 4.46 | Residential | Behind the Meter | No | Net Metered Residential | Big Wave Roofing and Solar LLC |  | PSE&G | Accepted | 2023-10-13 | 2023-11-08 | 2024-11-08 | Solar Panels | Qcells | Q.PEAK DUO BLK ML-G10+ 405 |  | 0.405 | 11 | 94 | 41 |  | Fixed | Roof
NJADRE1554812259 | Administratively Determined Incentive Program | ROOSEVELT | 8555 | 17 | 6.72 | Residential | Behind the Meter | No | Net Metered Residential | EMT Renewables |  | JCP&L | Accepted | 2023-10-13 | 2023-11-08 | 2024-11-08 | Inverters | ENPHASE | IQ7x | 315 |  | 16 |  |  | 0.98 |  | Other | UNDER EACH PANEL
NJADRE1554812259 | Administratively Determined Incentive Program | ROOSEVELT | 8555 | 17 | 6.72 | Residential | Behind the Meter | No | Net Metered Residential | EMT Renewables |  | JCP&L | Accepted | 2023-10-13 | 2023-11-08 | 2024-11-08 | Solar Panels | REC ALPHA | REC 420 |  | 0.42 | 16 | 209 | 18 |  | Fixed | Roof
NJADRE1554812274 | Administratively Determined Incentive Program | OLD BRIDGE | 8857 | 11 | 2.4 | Residential | Behind the Meter | No | Net Metered Residential | FAL SOLAR SYSTEMS INC |  | JCP&L | Accepted | 2023-10-19 | 2023-11-16 | 2024-11-16 | Inverters | SolarEdge | SE7600A-US | 7600 |  | 1 |  |  | 0.97 |  | Outdoor
NJADRE1554812274 | Administratively Determined Incentive Program | OLD BRIDGE | 8857 | 11 | 2.4 | Residential | Behind the Meter | No | Net Metered Residential | FAL SOLAR SYSTEMS INC |  | JCP&L | Accepted | 2023-10-19 | 2023-11-16 | 2024-11-16 | Solar Panels | Axitec | AC-400MH/108VB |  | 0.4 | 6 | 237 | 30 |  | Fixed | Roof
NJADRE1554812278 | Administratively Determined Incentive Program | TOMS RIVER | 8753 | 18 | 6.48 | Residential | Behind the Meter | Yes | Net Metered Residential | SunnyMac LLC |  | JCP&L | Accepted | 2023-10-13 | 2023-11-08 | 2024-11-08 | Solar Panels | Q.PEAK DUO BLK ML-G10+ 405 | HANWHA |  | 0.405 | 16 | 155 | 19 |  | Fixed | Roof
NJADRE1554812278 | Administratively Determined Incentive Program | TOMS RIVER | 8753 | 18 | 6.48 | Residential | Behind the Meter | Yes | Net Metered Residential | SunnyMac LLC |  | JCP&L | Accepted | 2023-10-13 | 2023-11-08 | 2024-11-08 | Inverters | SE5000H-US | Solaredge | 5000 |  | 1 |  |  | 0.1 |  | Outdoor | NEXT TO METER
NJADRE1554812303 | Administratively Determined Incentive Program | WHITING | 8759 | 18 | 12.56 | Residential | Behind the Meter | Yes | Net Metered Residential | EMT Renewables |  | JCP&L | Accepted | 2023-10-13 | 2023-11-08 | 2024-11-08 | Inverters | ENPHASE | IQ8+ | 290 |  | 31 |  |  | 0.98 |  | Other | UNDER EACH PANEL
NJADRE1554812303 | Administratively Determined Incentive Program | WHITING | 8759 | 18 | 12.56 | Residential | Behind the Meter | Yes | Net Metered Residential | EMT Renewables |  | JCP&L | Accepted | 2023-10-13 | 2023-11-08 | 2024-11-08 | Solar Panels | Q CELLS | Q PEAK DUO BLK |  | 0.405 | 23 | 179 | 16 |  | Fixed | Roof
NJADRE1554812303 | Administratively Determined Incentive Program | WHITING | 8759 | 18 | 12.56 | Residential | Behind the Meter | Yes | Net Metered Residential | EMT Renewables |  | JCP&L | Accepted | 2023-10-13 | 2023-11-08 | 2024-11-08 | Solar Panels | Q CELLS | Q PEAK DUO BLK |  | 0.405 | 8 | 359 | 16 |  | Fixed | Roof
NJADRE1554812332 | Administratively Determined Incentive Program | PATERSON | 7524 | 6 | 7.29 | Residential | Behind the Meter | No | Small Net-Metered Non-Residential located on Rooftop, Carport, Canopy and Floating Solar | Big Wave Roofing and Solar LLC |  | PSE&G | Accepted | 2023-10-13 | 2023-11-08 | 2024-11-08 | Inverters | Enphase Energy Inc | IQ7A-72-2-US | 290 |  | 18 |  |  | 0.98 |  | Outside
NJADRE1554812332 | Administratively Determined Incentive Program | PATERSON | 7524 | 6 | 7.29 | Residential | Behind the Meter | No | Small Net-Metered Non-Residential located on Rooftop, Carport, Canopy and Floating Solar | Big Wave Roofing and Solar LLC |  | PSE&G | Accepted | 2023-10-13 | 2023-11-08 | 2024-11-08 | Solar Panels | Qcells | Q.PEAK DUO BLK ML-G10+ 405 |  | 0.405 | 18 | 274 | 41 |  | Fixed | Roof
NJADRE1554812360 | Administratively Determined Incentive Program | WHITING | 8759 | 18 | 10.13 | Residential | Behind the Meter | Yes | Net Metered Residential | EMT Renewables |  | JCP&L | Accepted | 2023-10-13 | 2023-11-08 | 2024-11-08 | Inverters | ENPHASE | IQ8+ | 290 |  | 25 |  |  | 0.98 |  | Other | UNDER EACH PANEL
NJADRE1554812360 | Administratively Determined Incentive Program | WHITING | 8759 | 18 | 10.13 | Residential | Behind the Meter | Yes | Net Metered Residential | EMT Renewables |  | JCP&L | Accepted | 2023-10-13 | 2023-11-08 | 2024-11-08 | Solar Panels | Q CELLS | Q PEAK DUO BLK |  | 0.405 | 18 | 179 | 17 |  | Fixed | Roof
NJADRE1554812360 | Administratively Determined Incentive Program | WHITING | 8759 | 18 | 10.13 | Residential | Behind the Meter | Yes | Net Metered Residential | EMT Renewables |  | JCP&L | Accepted | 2023-10-13 | 2023-11-08 | 2024-11-08 | Solar Panels | Q CELLS | Q PEAK DUO BLK |  | 0.405 | 7 | 179 | 17 |  | Fixed | Roof
NJADRE1554812361 | Administratively Determined Incentive Program | NUTLEY | 7110 | 9 | 9.32 | Residential | Behind the Meter | Yes | Net Metered Residential | Sunrun Installation Services, Inc. |  | PSE&G | Accepted | 2023-10-13 | 2023-11-09 | 2024-11-09 | Inverters | SOLAREDGE TECHNOLOGIES | SE7600H-USSN | 7600 |  | 1 |  |  | 0.992 |  | Outdoor | next to meter
NJADRE1554812361 | Administratively Determined Incentive Program | NUTLEY | 7110 | 9 | 9.32 | Residential | Behind the Meter | Yes | Net Metered Residential | Sunrun Installation Services, Inc. |  | PSE&G | Accepted | 2023-10-13 | 2023-11-09 | 2024-11-09 | Solar Panels | HANWHA Q-CELLS | Q.PEAK DUO BLK ML-G10+ 405 |  | 0.405 | 11 | 288 | 34 |  | Fixed | Roof
NJADRE1554812361 | Administratively Determined Incentive Program | NUTLEY | 7110 | 9 | 9.32 | Residential | Behind the Meter | Yes | Net Metered Residential | Sunrun Installation Services, Inc. |  | PSE&G | Accepted | 2023-10-13 | 2023-11-09 | 2024-11-09 | Solar Panels | HANWHA Q-CELLS | Q.PEAK DUO BLK ML-G10+ 405 |  | 0.405 | 12 | 108 | 34 |  | Fixed | Roof
NJADRE1554812386 | Administratively Determined Incentive Program | BUTLER | 7405 | 3 | 9.24 | Residential | Behind the Meter | Yes | Net Metered Residential | EMT Renewables |  | Butler | Accepted | 2023-10-13 | 2023-11-08 | 2024-11-08 | Inverters | ENPHASE | IQ7x | 315 |  | 22 |  |  | 0.98 |  | Other | UNDER EACH PANEL
NJADRE1554812386 | Administratively Determined Incentive Program | BUTLER | 7405 | 3 | 9.24 | Residential | Behind the Meter | Yes | Net Metered Residential | EMT Renewables |  | Butler | Accepted | 2023-10-13 | 2023-11-08 | 2024-11-08 | Solar Panels | REC ALPHA | REC 420 |  | 0.42 | 13 | 184 | 24 |  | Fixed | Roof
NJADRE1554812386 | Administratively Determined Incentive Program | BUTLER | 7405 | 3 | 9.24 | Residential | Behind the Meter | Yes | Net Metered Residential | EMT Renewables |  | Butler | Accepted | 2023-10-13 | 2023-11-08 | 2024-11-08 | Solar Panels | REC ALPHA | REC 420 |  | 0.42 | 9 | 4 | 12 |  | Fixed | Roof
NJADRE1554812409 | Administratively Determined Incentive Program | SOUTH PLAINFIELD | 7080 | 11 | 5.6 | Residential | Behind the Meter | Yes | Net Metered Residential | SunnyMac LLC |  | PSE&G | Accepted | 2023-10-13 | 2023-11-09 | 2024-11-09 | Solar Panels | Q.PEAK DUO BLK ML-G10+400 | HANWHA |  | 0.4 | 8 | 233 | 26 |  | Fixed | Roof
NJADRE1554812409 | Administratively Determined Incentive Program | SOUTH PLAINFIELD | 7080 | 11 | 5.6 | Residential | Behind the Meter | Yes | Net Metered Residential | SunnyMac LLC |  | PSE&G | Accepted | 2023-10-13 | 2023-11-09 | 2024-11-09 | Solar Panels | Q.PEAK DUO BLK ML-G10+400 | HANWHA |  | 0.4 | 6 | 233 | 6 |  | Fixed | Roof
NJADRE1554812409 | Administratively Determined Incentive Program | SOUTH PLAINFIELD | 7080 | 11 | 5.6 | Residential | Behind the Meter | Yes | Net Metered Residential | SunnyMac LLC |  | PSE&G | Accepted | 2023-10-13 | 2023-11-09 | 2024-11-09 | Inverters | SE5000H-US | SOLAREDGE | 5000 |  | 1 |  |  | 0.1 |  | Outdoor | NEXT TO METER
NJADRE1554812409 | Administratively Determined Incentive Program | SOUTH PLAINFIELD | 7080 | 11 | 5.6 | Residential | Behind the Meter | Yes | Net Metered Residential | SunnyMac LLC |  | PSE&G | Accepted | 2023-10-13 | 2023-11-09 | 2024-11-09 | Meters | SE-RGMTR-1D-240C-B | Solaredge |  |  | 1 |  |  |  | Yes | Outdoor
NJADRE1554812422 | Administratively Determined Incentive Program | UNION | 7083 | 10 | 8.8 | Residential | Behind the Meter | Yes | Net Metered Residential | Ad Energy |  | PSE&G | Accepted | 2023-10-13 | 2023-11-09 | 2024-11-09 | Inverters | IQ7HS | SunPower | 384 |  | 22 |  |  | 0.97 |  | Outdoor | At each panel
NJADRE1554812422 | Administratively Determined Incentive Program | UNION | 7083 | 10 | 8.8 | Residential | Behind the Meter | Yes | Net Metered Residential | Ad Energy |  | PSE&G | Accepted | 2023-10-13 | 2023-11-09 | 2024-11-09 | Solar Panels | SunPower | SPR-U-400-BLK-W-DC |  | 0.4 | 11 | 113 | 35 |  | Fixed | Roof
NJADRE1554812422 | Administratively Determined Incentive Program | UNION | 7083 | 10 | 8.8 | Residential | Behind the Meter | Yes | Net Metered Residential | Ad Energy |  | PSE&G | Accepted | 2023-10-13 | 2023-11-09 | 2024-11-09 | Solar Panels | SunPower | SPR-U-400-BLK-W-DC |  | 0.4 | 11 | 293 | 35 |  | Fixed | Roof
NJADRE1554812431 | Administratively Determined Incentive Program | RAHWAY | 7065 | 10 | 6.4 | Residential | Behind the Meter | Yes | Net Metered Residential | Freedom Forever New Jersey LLC |  | PSE&G | Accepted | 2023-10-13 | 2023-11-09 | 2024-11-09 | Inverters | Solar Edge | SE5000H-USRGM [SI1] | 5000 |  | 1 |  |  | 0.99 |  | Outdoor
NJADRE1554812431 | Administratively Determined Incentive Program | RAHWAY | 7065 | 10 | 6.4 | Residential | Behind the Meter | Yes | Net Metered Residential | Freedom Forever New Jersey LLC |  | PSE&G | Accepted | 2023-10-13 | 2023-11-09 | 2024-11-09 | Solar Panels | Freedom Forever | FF-MP-BBB-400 |  | 0.4 | 16 | 215 | 34 |  | Fixed | Roof
NJADRE1554812446 | Administratively Determined Incentive Program | BRIDGEWATER | 8807 | 5 | 21.6 | Residential | Behind the Meter | Yes | Net Metered Residential | SunnyMac LLC |  | PSE&G | Accepted | 2023-10-13 | 2023-11-09 | 2024-11-09 | Solar Panels | Q.PEAK DUO BLK ML-G10+400 | HANWHA |  | 0.4 | 15 | 174 | 29 |  | Fixed | Roof
NJADRE1554812446 | Administratively Determined Incentive Program | BRIDGEWATER | 8807 | 5 | 21.6 | Residential | Behind the Meter | Yes | Net Metered Residential | SunnyMac LLC |  | PSE&G | Accepted | 2023-10-13 | 2023-11-09 | 2024-11-09 | Solar Panels | Q.PEAK DUO BLK ML-G10+400 | HANWHA |  | 0.4 | 17 | 84 | 16 |  | Fixed | Roof
NJADRE1554812446 | Administratively Determined Incentive Program | BRIDGEWATER | 8807 | 5 | 21.6 | Residential | Behind the Meter | Yes | Net Metered Residential | SunnyMac LLC |  | PSE&G | Accepted | 2023-10-13 | 2023-11-09 | 2024-11-09 | Solar Panels | Q.PEAK DUO BLK ML-G10+400 | HANWHA |  | 0.4 | 15 | 354 | 29 |  | Fixed | Roof
NJADRE1554812446 | Administratively Determined Incentive Program | BRIDGEWATER | 8807 | 5 | 21.6 | Residential | Behind the Meter | Yes | Net Metered Residential | SunnyMac LLC |  | PSE&G | Accepted | 2023-10-13 | 2023-11-09 | 2024-11-09 | Solar Panels | Q.PEAK DUO BLK ML-G10+400 | HANWHA |  | 0.4 | 4 | 174 | 13 |  | Fixed | Roof
NJADRE1554812446 | Administratively Determined Incentive Program | BRIDGEWATER | 8807 | 5 | 21.6 | Residential | Behind the Meter | Yes | Net Metered Residential | SunnyMac LLC |  | PSE&G | Accepted | 2023-10-13 | 2023-11-09 | 2024-11-09 | Solar Panels | Q.PEAK DUO BLK ML-G10+400 | HANWHA |  | 0.4 | 3 | 354 | 14 |  | Fixed | Roof
NJADRE1554812446 | Administratively Determined Incentive Program | BRIDGEWATER | 8807 | 5 | 21.6 | Residential | Behind the Meter | Yes | Net Metered Residential | SunnyMac LLC |  | PSE&G | Accepted | 2023-10-13 | 2023-11-09 | 2024-11-09 | Inverters | SE 7600H-US | Solaredge | 7600 |  | 1 |  |  | 0.1 |  | Outdoor | NEXT TO METER
NJADRE1554812461 | Administratively Determined Incentive Program | BELLEVILLE | 7109 | 9 | 5.27 | Residential | Behind the Meter | No | Net Metered Residential | Powur, PBC |  | PSE&G | Accepted | 2023-10-13 | 2023-11-09 | 2024-11-09 | Solar Panels | Hanwha | Q.PEAK DUO BLK ML-G10+ (405W) |  | 0.405 | 8 | 107 | 37 |  | Fixed | Roof
NJADRE1554812461 | Administratively Determined Incentive Program | BELLEVILLE | 7109 | 9 | 5.27 | Residential | Behind the Meter | No | Net Metered Residential | Powur, PBC |  | PSE&G | Accepted | 2023-10-13 | 2023-11-09 | 2024-11-09 | Solar Panels | Hanwha | Q.PEAK DUO BLK ML-G10+ (405W) |  | 0.405 | 1 | 197 | 37 |  | Fixed | Roof
NJADRE1554812461 | Administratively Determined Incentive Program | BELLEVILLE | 7109 | 9 | 5.27 | Residential | Behind the Meter | No | Net Metered Residential | Powur, PBC |  | PSE&G | Accepted | 2023-10-13 | 2023-11-09 | 2024-11-09 | Solar Panels | Hanwha | Q.PEAK DUO BLK ML-G10+ (405W) |  | 0.405 | 3 | 197 | 23 |  | Fixed | Roof
NJADRE1554812461 | Administratively Determined Incentive Program | BELLEVILLE | 7109 | 9 | 5.27 | Residential | Behind the Meter | No | Net Metered Residential | Powur, PBC |  | PSE&G | Accepted | 2023-10-13 | 2023-11-09 | 2024-11-09 | Solar Panels | Hanwha | Q.PEAK DUO BLK ML-G10+ (405W) |  | 0.405 | 1 | 17 | 23 |  | Fixed | Roof
NJADRE1554812461 | Administratively Determined Incentive Program | BELLEVILLE | 7109 | 9 | 5.27 | Residential | Behind the Meter | No | Net Metered Residential | Powur, PBC |  | PSE&G | Accepted | 2023-10-13 | 2023-11-09 | 2024-11-09 | Inverters | Solaredge | SE3800H-US RGM | 3800 |  | 1 |  |  | 0.99 |  | Outside
NJADRE1554812478 | Administratively Determined Incentive Program | HILLSIDE | 7205 | 10 | 4.05 | Residential | Behind the Meter | Yes | Net Metered Residential | Sunrun Installation Services, Inc. |  | PSE&G | Accepted | 2023-10-13 | 2023-11-09 | 2024-11-09 | Inverters | SOLAREDGE TECHNOLOGIES | SE3800H-USSN | 3800 |  | 1 |  |  | 0.992 |  | Outdoor | next to meter
NJADRE1554812478 | Administratively Determined Incentive Program | HILLSIDE | 7205 | 10 | 4.05 | Residential | Behind the Meter | Yes | Net Metered Residential | Sunrun Installation Services, Inc. |  | PSE&G | Accepted | 2023-10-13 | 2023-11-09 | 2024-11-09 | Solar Panels | HANWHA Q-CELLS | Q.PEAK DUO BLK ML-G10+ 405 |  | 0.405 | 10 | 148 | 22 |  | Fixed | Roof
NJADRE1554812904 | Administratively Determined Incentive Program | Turnersville | 8012 | 14 | 15.2 | Residential | Behind the Meter | Yes | Net Metered Residential | Freedom Forever New Jersey LLC |  | AC Electric | Accepted | 2023-10-13 | 2023-11-09 | 2024-11-09 | Inverters | Solar Edge | SE11400H-USRGM | 11400 |  | 1 |  |  | 0.99 |  | Outdoor
NJADRE1554812904 | Administratively Determined Incentive Program | Turnersville | 8012 | 14 | 15.2 | Residential | Behind the Meter | Yes | Net Metered Residential | Freedom Forever New Jersey LLC |  | AC Electric | Accepted | 2023-10-13 | 2023-11-09 | 2024-11-09 | Solar Panels | Jinko Solar | JKM380M-6RL3-B |  | 0.38 | 14 | 83 | 30 |  | Fixed | Roof
NJADRE1554812904 | Administratively Determined Incentive Program | Turnersville | 8012 | 14 | 15.2 | Residential | Behind the Meter | Yes | Net Metered Residential | Freedom Forever New Jersey LLC |  | AC Electric | Accepted | 2023-10-13 | 2023-11-09 | 2024-11-09 | Solar Panels | Jinko Solar | JKM380M-6RL3-B |  | 0.38 | 17 | 263 | 30 |  | Fixed | Roof
NJADRE1554812904 | Administratively Determined Incentive Program | Turnersville | 8012 | 14 | 15.2 | Residential | Behind the Meter | Yes | Net Metered Residential | Freedom Forever New Jersey LLC |  | AC Electric | Accepted | 2023-10-13 | 2023-11-09 | 2024-11-09 | Solar Panels | Jinko Solar | JKM380M-6RL3-B |  | 0.38 | 9 | 83 | 30 |  | Fixed | Roof
NJADRE1554812925 | Administratively Determined Incentive Program | GALLOWAY | 8205 | 19 | 6.72 | Residential | Behind the Meter | No | Net Metered Residential | EMT Renewables |  | AC Electric | Accepted | 2023-10-13 | 2023-11-09 | 2024-11-09 | Inverters | ENPHASE | IQ7x | 315 |  | 16 |  |  | 0.98 |  | Other | UNDER EACH PANEL
NJADRE1554812925 | Administratively Determined Incentive Program | GALLOWAY | 8205 | 19 | 6.72 | Residential | Behind the Meter | No | Net Metered Residential | EMT Renewables |  | AC Electric | Accepted | 2023-10-13 | 2023-11-09 | 2024-11-09 | Solar Panels | REC ALPHA | REC 420 |  | 0.42 | 8 | 130 | 22 |  | Fixed | Roof
NJADRE1554812925 | Administratively Determined Incentive Program | GALLOWAY | 8205 | 19 | 6.72 | Residential | Behind the Meter | No | Net Metered Residential | EMT Renewables |  | AC Electric | Accepted | 2023-10-13 | 2023-11-09 | 2024-11-09 | Solar Panels | REC ALPHA | REC 420 |  | 0.42 | 8 | 220 | 30 |  | Fixed | Roof
NJADRE1554813161 | Administratively Determined Incentive Program | PATERSON | 7503 | 6 | 6.89 | Residential | Behind the Meter | Yes | Net Metered Residential | Trinity Solar |  | PSE&G | Accepted | 2023-10-13 | 2023-11-09 | 2024-11-09 | Inverters | Solar Edge | SE6000H-US | 6000 |  | 1 |  |  | 0.97 |  | Outdoor
NJADRE1554813161 | Administratively Determined Incentive Program | PATERSON | 7503 | 6 | 6.89 | Residential | Behind the Meter | Yes | Net Metered Residential | Trinity Solar |  | PSE&G | Accepted | 2023-10-13 | 2023-11-09 | 2024-11-09 | Solar Panels | HANWHA 405 ( Q.PEAK DUO BLK ML-G10+405) | HANWHA 405 ( Q.PEAK DUO BLK ML-G10+405) |  | 0.405 | 8 | 128 | 23 |  | Fixed | Roof
NJADRE1554813161 | Administratively Determined Incentive Program | PATERSON | 7503 | 6 | 6.89 | Residential | Behind the Meter | Yes | Net Metered Residential | Trinity Solar |  | PSE&G | Accepted | 2023-10-13 | 2023-11-09 | 2024-11-09 | Solar Panels | HANWHA 405 ( Q.PEAK DUO BLK ML-G10+405) | HANWHA 405 ( Q.PEAK DUO BLK ML-G10+405) |  | 0.405 | 5 | 218 | 30 |  | Fixed | Roof
NJADRE1554813161 | Administratively Determined Incentive Program | PATERSON | 7503 | 6 | 6.89 | Residential | Behind the Meter | Yes | Net Metered Residential | Trinity Solar |  | PSE&G | Accepted | 2023-10-13 | 2023-11-09 | 2024-11-09 | Solar Panels | HANWHA 405 ( Q.PEAK DUO BLK ML-G10+405) | HANWHA 405 ( Q.PEAK DUO BLK ML-G10+405) |  | 0.405 | 2 | 308 | 23 |  | Fixed | Roof
NJADRE1554813161 | Administratively Determined Incentive Program | PATERSON | 7503 | 6 | 6.89 | Residential | Behind the Meter | Yes | Net Metered Residential | Trinity Solar |  | PSE&G | Accepted | 2023-10-13 | 2023-11-09 | 2024-11-09 | Solar Panels | HANWHA 405 ( Q.PEAK DUO BLK ML-G10+405) | HANWHA 405 ( Q.PEAK DUO BLK ML-G10+405) |  | 0.405 | 2 | 308 | 23 |  | Fixed | Roof
NJADRE1554813169 | Administratively Determined Incentive Program | ORANGE | 7050 | 9 | 3.6 | Residential | Behind the Meter | Yes | Net Metered Residential | SunPower Corporation, Systems |  | PSE&G | Accepted | 2023-10-13 | 2023-11-09 | 2024-11-09 | Solar Panels | WAAREE ENERGIES LIMITED | WSMDI-400 |  | 0.4 | 9 | 186 | 36 |  | Fixed | Roof
NJADRE1554813169 | Administratively Determined Incentive Program | ORANGE | 7050 | 9 | 3.6 | Residential | Behind the Meter | Yes | Net Metered Residential | SunPower Corporation, Systems |  | PSE&G | Accepted | 2023-10-13 | 2023-11-09 | 2024-11-09 | Inverters | Enphase | IQ7HS-66-M-US | 384 |  | 9 |  |  | 0.97 |  | Other | Under Each Panel
NJADRE1554813173 | Administratively Determined Incentive Program | FAIR LAWN | 7410 | 7 | 7.2 | Residential | Behind the Meter | No | Net Metered Residential | Tesla Energy Operations Inc |  | PSE&G | Accepted | 2023-10-13 | 2023-11-09 | 2024-11-09 | Solar Panels | Hanwha | Q.PEAK DUO BLK ML-G10+/TS 400: |  | 0.4 | 10 | 149 | 23 |  | Fixed | Roof
NJADRE1554813173 | Administratively Determined Incentive Program | FAIR LAWN | 7410 | 7 | 7.2 | Residential | Behind the Meter | No | Net Metered Residential | Tesla Energy Operations Inc |  | PSE&G | Accepted | 2023-10-13 | 2023-11-09 | 2024-11-09 | Solar Panels | Hanwha | Q.PEAK DUO BLK ML-G10+/TS 400: |  | 0.4 | 8 | 149 | 23 |  | Fixed | Roof
NJADRE1554813173 | Administratively Determined Incentive Program | FAIR LAWN | 7410 | 7 | 7.2 | Residential | Behind the Meter | No | Net Metered Residential | Tesla Energy Operations Inc |  | PSE&G | Accepted | 2023-10-13 | 2023-11-09 | 2024-11-09 | Inverters | Tesla | 1538000-45-A | 7600 |  | 1 |  |  | 0.98 |  | Outdoor
NJADRE1554813185 | Administratively Determined Incentive Program | CARTERET | 7008 | 11 | 5.04 | Residential | Behind the Meter | Yes | Net Metered Residential | EMT Renewables |  | PSE&G | Accepted | 2023-10-13 | 2023-11-09 | 2024-11-09 | Inverters | ENPHASE | IQ7x | 315 |  | 12 |  |  | 0.98 |  | Other | UNDER EACH PANEL
NJADRE1554813185 | Administratively Determined Incentive Program | CARTERET | 7008 | 11 | 5.04 | Residential | Behind the Meter | Yes | Net Metered Residential | EMT Renewables |  | PSE&G | Accepted | 2023-10-13 | 2023-11-09 | 2024-11-09 | Solar Panels | REC ALPHA | REC 420 |  | 0.42 | 12 | 168 | 21 |  | Fixed | Roof
NJADRE1554813192 | Administratively Determined Incentive Program | GREENWICH | 8323 | 20 | 10 | Residential | Behind the Meter | No | Net Metered Residential | Castle Energy, LLC |  | AC Electric | Accepted | 2023-10-13 | 2023-11-09 | 2024-11-09 | Inverters | Enphase Energy | IQ7PLUS-72-2-US | 290 |  | 25 |  |  | 0.975 |  | Outdoor | Underneath each solar panel
NJADRE1554813192 | Administratively Determined Incentive Program | GREENWICH | 8323 | 20 | 10 | Residential | Behind the Meter | No | Net Metered Residential | Castle Energy, LLC |  | AC Electric | Accepted | 2023-10-13 | 2023-11-09 | 2024-11-09 | Solar Panels | Hanwha QCells | Q.PEAK DUO BLK ML G10+ 400 |  | 0.4 | 25 | 180 | 30 |  | Fixed | Ground
NJADRE1554813199 | Administratively Determined Incentive Program | VERONA | 7044 | 9 | 13.37 | Residential | Behind the Meter | Yes | Net Metered Residential | Sunrun Installation Services, Inc. |  | PSE&G | Accepted | 2023-10-13 | 2023-11-09 | 2024-11-09 | Inverters | SOLAREDGE TECHNOLOGIES | SE10000H-USSN | 10000 |  | 1 |  |  | 0.992 |  | Outdoor | next to meter
NJADRE1554813199 | Administratively Determined Incentive Program | VERONA | 7044 | 9 | 13.37 | Residential | Behind the Meter | Yes | Net Metered Residential | Sunrun Installation Services, Inc. |  | PSE&G | Accepted | 2023-10-13 | 2023-11-09 | 2024-11-09 | Solar Panels | HANWHA Q-CELLS | Q.PEAK DUO ML-G10+ 405 |  | 0.405 | 9 | 47 | 29 |  | Fixed | Roof
NJADRE1554813199 | Administratively Determined Incentive Program | VERONA | 7044 | 9 | 13.37 | Residential | Behind the Meter | Yes | Net Metered Residential | Sunrun Installation Services, Inc. |  | PSE&G | Accepted | 2023-10-13 | 2023-11-09 | 2024-11-09 | Solar Panels | HANWHA Q-CELLS | Q.PEAK DUO ML-G10+ 405 |  | 0.405 | 12 | 227 | 26 |  | Fixed | Roof
NJADRE1554813199 | Administratively Determined Incentive Program | VERONA | 7044 | 9 | 13.37 | Residential | Behind the Meter | Yes | Net Metered Residential | Sunrun Installation Services, Inc. |  | PSE&G | Accepted | 2023-10-13 | 2023-11-09 | 2024-11-09 | Solar Panels | HANWHA Q-CELLS | Q.PEAK DUO ML-G10+ 405 |  | 0.405 | 12 | 136 | 39 |  | Fixed | Roof
NJADRE1554813210 | Administratively Determined Incentive Program | SPARTA | 7871 | 1 | 443.52 | School Public K-12 | Behind the Meter | Yes | Small Net-Metered Non-Residential located on Rooftop, Carport, Canopy and Floating Solar-PUBLIC | Onyx Development Group LLC |  | JCP&L | Accepted | 2023-10-13 | 2024-01-03 | 2025-01-03 | Inverters | SMA | Sunny Tripower Core1 62-US | 62 |  | 5 |  |  | 0.975 |  | Outdoor
NJADRE1554813210 | Administratively Determined Incentive Program | SPARTA | 7871 | 1 | 443.52 | School Public K-12 | Behind the Meter | Yes | Small Net-Metered Non-Residential located on Rooftop, Carport, Canopy and Floating Solar-PUBLIC | Onyx Development Group LLC |  | JCP&L | Accepted | 2023-10-13 | 2024-01-03 | 2025-01-03 | Solar Panels | Trina Solar | Trina Solar DE-15H(ii) 385W |  | 0.385 | 1152 | 161, 341, 131, 311 | 10 |  | Fixed | Roof
NJADRE1554813216 | Administratively Determined Incentive Program | MARLTON | 8053 | 13 | 10.53 | Residential | Behind the Meter | Yes | Net Metered Residential | EMT Renewables |  | PSE&G | Accepted | 2023-10-13 | 2023-11-09 | 2024-11-09 | Inverters | ENPHASE | IQ8+ | 290 |  | 26 |  |  | 0.98 |  | Other | UNDER EACH PANEL
NJADRE1554813216 | Administratively Determined Incentive Program | MARLTON | 8053 | 13 | 10.53 | Residential | Behind the Meter | Yes | Net Metered Residential | EMT Renewables |  | PSE&G | Accepted | 2023-10-13 | 2023-11-09 | 2024-11-09 | Solar Panels | Q CELLS | Q PEAK DUO BLK |  | 0.405 | 13 | 141 | 31 |  | Fixed | Roof
NJADRE1554813216 | Administratively Determined Incentive Program | MARLTON | 8053 | 13 | 10.53 | Residential | Behind the Meter | Yes | Net Metered Residential | EMT Renewables |  | PSE&G | Accepted | 2023-10-13 | 2023-11-09 | 2024-11-09 | Solar Panels | Q CELLS | Q PEAK DUO BLK |  | 0.405 | 13 | 321 | 31 |  | Fixed | Roof
NJADRE1554813224 | Administratively Determined Incentive Program | TOTOWA | 7512 | 6 | 18.06 | Residential | Behind the Meter | No | Net Metered Residential | Harvest Power |  | PSE&G | Accepted | 2023-10-13 | 2023-11-09 | 2024-11-09 | Meters | Enphase | Combiner Box |  |  | 1 |  |  |  | Yes
NJADRE1554813224 | Administratively Determined Incentive Program | TOTOWA | 7512 | 6 | 18.06 | Residential | Behind the Meter | No | Net Metered Residential | Harvest Power |  | PSE&G | Accepted | 2023-10-13 | 2023-11-09 | 2024-11-09 | Inverters | Enphase | IQ7X-96-2-US | 315 |  | 43 |  |  | 0.975 |  | Other | Microinverter
NJADRE1554813224 | Administratively Determined Incentive Program | TOTOWA | 7512 | 6 | 18.06 | Residential | Behind the Meter | No | Net Metered Residential | Harvest Power |  | PSE&G | Accepted | 2023-10-13 | 2023-11-09 | 2024-11-09 | Solar Panels | REC | REC420AA |  | 0.42 | 12 | 113 | 27 |  | Fixed | Roof
NJADRE1554813224 | Administratively Determined Incentive Program | TOTOWA | 7512 | 6 | 18.06 | Residential | Behind the Meter | No | Net Metered Residential | Harvest Power |  | PSE&G | Accepted | 2023-10-13 | 2023-11-09 | 2024-11-09 | Solar Panels | REC | REC420AA |  | 0.42 | 22 | 203 | 27 |  | Fixed | Roof
NJADRE1554813224 | Administratively Determined Incentive Program | TOTOWA | 7512 | 6 | 18.06 | Residential | Behind the Meter | No | Net Metered Residential | Harvest Power |  | PSE&G | Accepted | 2023-10-13 | 2023-11-09 | 2024-11-09 | Solar Panels | REC | REC420AA |  | 0.42 | 9 | 203 | 27 |  | Fixed | Roof
NJADRE1554813287 | Administratively Determined Incentive Program | BERLIN | 8009 | 14 | 4.05 | Residential | Behind the Meter | Yes | Net Metered Residential | Sunrun Installation Services, Inc. |  | AC Electric | Accepted | 2023-10-13 | 2023-11-09 | 2024-11-09 | Inverters | SolarEdge Technologies | SE3800H-USMN | 3800 |  | 1 |  |  | 0.96 |  | Outdoor | Next To Meter
NJADRE1554813287 | Administratively Determined Incentive Program | BERLIN | 8009 | 14 | 4.05 | Residential | Behind the Meter | Yes | Net Metered Residential | Sunrun Installation Services, Inc. |  | AC Electric | Accepted | 2023-10-13 | 2023-11-09 | 2024-11-09 | Solar Panels | Hanwha Q Cells | Q.PEAK DUO BLK ML-G10+ 405 |  | 0.405 | 10 | 32 | 34 |  | Fixed | Roof
NJADRE1554814306 | Administratively Determined Incentive Program | ELIZABETHPORT | 7206 | 10 | 4.46 | Residential | Behind the Meter | No | Net Metered Residential | EMT Renewables |  | PSE&G | Accepted | 2023-10-13 | 2023-11-09 | 2024-11-09 | Inverters | ENPHASE | IQ8+ | 290 |  | 11 |  |  | 0.98 |  | Other | UNDER EACH PANEL
NJADRE1554814306 | Administratively Determined Incentive Program | ELIZABETHPORT | 7206 | 10 | 4.46 | Residential | Behind the Meter | No | Net Metered Residential | EMT Renewables |  | PSE&G | Accepted | 2023-10-13 | 2023-11-09 | 2024-11-09 | Solar Panels | Q CELLS | Q PEAK DUO BLK |  | 0.405 | 11 | 246 | 36 |  | Fixed | Roof
NJADRE1554816620 | Administratively Determined Incentive Program | LEBANON | 8833 | 4 | 999 | Commercial | Behind the Meter | No | Small Net-Metered Non-Residential located on Rooftop, Carport, Canopy and Floating Solar | IPPsolar Integration LLC |  | JCP&L | Accepted | 2023-11-09 | 2023-12-22 | 2024-12-22 | Inverters | SMA | STP-50-US-41 | 50000 |  | 14 |  |  | 0.975 |  | Outside | rooftop
NJADRE1554816620 | Administratively Determined Incentive Program | LEBANON | 8833 | 4 | 999 | Commercial | Behind the Meter | No | Small Net-Metered Non-Residential located on Rooftop, Carport, Canopy and Floating Solar | IPPsolar Integration LLC |  | JCP&L | Accepted | 2023-11-09 | 2023-12-22 | 2024-12-22 | Solar Panels | ZNSHINE | ZXM6-NH144 |  | 0.45 | 2220 | 205.14 | 5 |  | Fixed | Roof
NJADRE1554816621 | Administratively Determined Incentive Program | TRENTON | 8619 | 12 | 6.89 | Residential | Behind the Meter | Yes | Net Metered Residential | Sunny Mac LLC |  | PSE&G | Accepted | 2023-10-13 | 2023-11-09 | 2024-11-09 | Solar Panels | Q.PEAK DUO BLK ML-G10+ 405 | HANWHA |  | 0.405 | 6 | 130 | 34 |  | Fixed | Roof
NJADRE1554816621 | Administratively Determined Incentive Program | TRENTON | 8619 | 12 | 6.89 | Residential | Behind the Meter | Yes | Net Metered Residential | Sunny Mac LLC |  | PSE&G | Accepted | 2023-10-13 | 2023-11-09 | 2024-11-09 | Solar Panels | Q.PEAK DUO BLK ML-G10+ 405 | HANWHA |  | 0.405 | 8 | 130 | 17 |  | Fixed | Roof
NJADRE1554816621 | Administratively Determined Incentive Program | TRENTON | 8619 | 12 | 6.89 | Residential | Behind the Meter | Yes | Net Metered Residential | Sunny Mac LLC |  | PSE&G | Accepted | 2023-10-13 | 2023-11-09 | 2024-11-09 | Solar Panels | Q.PEAK DUO BLK ML-G10+ 405 | HANWHA |  | 0.405 | 3 | 130 | 34 |  | Fixed | Roof
NJADRE1554816621 | Administratively Determined Incentive Program | TRENTON | 8619 | 12 | 6.89 | Residential | Behind the Meter | Yes | Net Metered Residential | Sunny Mac LLC |  | PSE&G | Accepted | 2023-10-13 | 2023-11-09 | 2024-11-09 | Inverters | SE6000H -US | Solaredge | 6000 |  | 1 |  |  | 0.1 |  | Outdoor | NEXT TO METER
NJADRE1554816633 | Administratively Determined Incentive Program | ROSELLE | 7203 | 10 | 7.98 | Residential | Behind the Meter | No | Net Metered Residential | EMT Renewables |  | PSE&G | Accepted | 2023-10-13 | 2023-11-09 | 2024-11-09 | Inverters | ENPHASE | IQ7x | 315 |  | 19 |  |  | 0.98 |  | Other | UNDER EACH PANEL
NJADRE1554816633 | Administratively Determined Incentive Program | ROSELLE | 7203 | 10 | 7.98 | Residential | Behind the Meter | No | Net Metered Residential | EMT Renewables |  | PSE&G | Accepted | 2023-10-13 | 2023-11-09 | 2024-11-09 | Solar Panels | REC ALPHA | REC 420 |  | 0.42 | 12 | 260 | 35 |  | Fixed | Roof
NJADRE1554816633 | Administratively Determined Incentive Program | ROSELLE | 7203 | 10 | 7.98 | Residential | Behind the Meter | No | Net Metered Residential | EMT Renewables |  | PSE&G | Accepted | 2023-10-13 | 2023-11-09 | 2024-11-09 | Solar Panels | REC ALPHA | REC 420 |  | 0.42 | 7 | 80 | 35 |  | Fixed | Roof
NJADRE1554816667 | Administratively Determined Incentive Program | Upper Deerfield Twp | 8302 | 20 | 9.72 | Residential | Behind the Meter | Yes | Net Metered Residential | Sunrun Installation Services, Inc. |  | AC Electric | Accepted | 2023-10-13 | 2023-11-09 | 2024-11-09 | Inverters | SOLAREDGE TECHNOLOGIES | SE7600H-USSN | 7600 |  | 1 |  |  | 0.992 |  | Outdoor | next to meter
NJADRE1554816667 | Administratively Determined Incentive Program | Upper Deerfield Twp | 8302 | 20 | 9.72 | Residential | Behind the Meter | Yes | Net Metered Residential | Sunrun Installation Services, Inc. |  | AC Electric | Accepted | 2023-10-13 | 2023-11-09 | 2024-11-09 | Solar Panels | HANWHA Q-CELLS | Q.PEAK DUO BLK ML-G10+ 405 |  | 0.405 | 24 | 212 | 21 |  | Fixed | Roof
NJADRE1554816730 | Administratively Determined Incentive Program | HAZLET | 7730 | 17 | 9.63 | Residential | Behind the Meter | Yes | Net Metered Residential | Freedom Forever New Jersey LLC |  | JCP&L | Accepted | 2023-10-13 | 2023-11-09 | 2024-11-09 | Inverters | Solar Edge | SE7600H-USRGM | 6000 |  | 1 |  |  | 0.99 |  | Outdoor
NJADRE1554816730 | Administratively Determined Incentive Program | HAZLET | 7730 | 17 | 9.63 | Residential | Behind the Meter | Yes | Net Metered Residential | Freedom Forever New Jersey LLC |  | JCP&L | Accepted | 2023-10-13 | 2023-11-09 | 2024-11-09 | Solar Panels | Jinko Solar | JKM385M-6RL3-B |  | 0.385 | 11 | 188 | 10 |  | Fixed | Roof
NJADRE1554816730 | Administratively Determined Incentive Program | HAZLET | 7730 | 17 | 9.63 | Residential | Behind the Meter | Yes | Net Metered Residential | Freedom Forever New Jersey LLC |  | JCP&L | Accepted | 2023-10-13 | 2023-11-09 | 2024-11-09 | Solar Panels | Jinko Solar | JKM385M-6RL3-B |  | 0.385 | 4 | 188 | 10 |  | Fixed | Roof
NJADRE1554816730 | Administratively Determined Incentive Program | HAZLET | 7730 | 17 | 9.63 | Residential | Behind the Meter | Yes | Net Metered Residential | Freedom Forever New Jersey LLC |  | JCP&L | Accepted | 2023-10-13 | 2023-11-09 | 2024-11-09 | Solar Panels | Jinko Solar | JKM385M-6RL3-B |  | 0.385 | 10 | 188 | 14 |  | Fixed | Roof
NJADRE1554816752 | Administratively Determined Incentive Program | FAIR LAWN | 7410 | 7 | 5.39 | Residential | Behind the Meter | Yes | Net Metered Residential | Freedom Forever New Jersey LLC |  | PSE&G | Accepted | 2023-10-13 | 2023-11-09 | 2024-11-09 | Inverters | Solar Edge | SE5000H-USRGM | 5000 |  | 1 |  |  | 0.99 |  | Outdoor
NJADRE1554816752 | Administratively Determined Incentive Program | FAIR LAWN | 7410 | 7 | 5.39 | Residential | Behind the Meter | Yes | Net Metered Residential | Freedom Forever New Jersey LLC |  | PSE&G | Accepted | 2023-10-13 | 2023-11-09 | 2024-11-09 | Solar Panels | Jinko Solar | JKM385M-72HBL |  | 0.385 | 5 | 162 | 27 |  | Fixed | Roof
NJADRE1554816752 | Administratively Determined Incentive Program | FAIR LAWN | 7410 | 7 | 5.39 | Residential | Behind the Meter | Yes | Net Metered Residential | Freedom Forever New Jersey LLC |  | PSE&G | Accepted | 2023-10-13 | 2023-11-09 | 2024-11-09 | Solar Panels | Jinko Solar | JKM385M-72HBL |  | 0.385 | 9 | 162 | 27 |  | Fixed | Roof
NJADRE1554816818 | Administratively Determined Incentive Program | SICKLERVILLE | 8081 | 14 | 3.24 | Residential | Behind the Meter | Yes | Net Metered Residential | Sunrun Installation Services, Inc. |  | AC Electric | Accepted | 2023-10-13 | 2023-11-09 | 2024-11-09 | Inverters | SolarEdge Technologies | SE3800H-USSN | 3800 |  | 1 |  |  | 0.96 |  | Outdoor | Next To Meter
NJADRE1554816818 | Administratively Determined Incentive Program | SICKLERVILLE | 8081 | 14 | 3.24 | Residential | Behind the Meter | Yes | Net Metered Residential | Sunrun Installation Services, Inc. |  | AC Electric | Accepted | 2023-10-13 | 2023-11-09 | 2024-11-09 | Solar Panels | Hanwha Q Cells | Q.PEAK DUO BLK ML-G10+ 405 |  | 0.405 | 3 | 132 | 22 |  | Fixed | Roof
NJADRE1554816818 | Administratively Determined Incentive Program | SICKLERVILLE | 8081 | 14 | 3.24 | Residential | Behind the Meter | Yes | Net Metered Residential | Sunrun Installation Services, Inc. |  | AC Electric | Accepted | 2023-10-13 | 2023-11-09 | 2024-11-09 | Solar Panels | Hanwha Q Cells | Q.PEAK DUO BLK ML-G10+ 405 |  | 0.405 | 5 | 312 | 22 |  | Fixed | Roof
NJADRE1554816822 | Administratively Determined Incentive Program | Sparta | 7871 | 1 | 11.75 | Residential | Behind the Meter | Yes | Net Metered Residential | Sunrun Installation Services, Inc. |  | JCP&L | Accepted | 2023-10-13 | 2023-11-09 | 2024-11-09 | Inverters | SolarEdge Technologies | SE3800H-USMN | 3800 |  | 1 |  |  | 0.96 |  | Outdoor | Next To Meter
NJADRE1554816822 | Administratively Determined Incentive Program | Sparta | 7871 | 1 | 11.75 | Residential | Behind the Meter | Yes | Net Metered Residential | Sunrun Installation Services, Inc. |  | JCP&L | Accepted | 2023-10-13 | 2023-11-09 | 2024-11-09 | Inverters | SolarEdge Technologies | SE6000H-USSN | 6000 |  | 1 |  |  | 0.96 |  | Outdoor | Next To Meter
NJADRE1554816822 | Administratively Determined Incentive Program | Sparta | 7871 | 1 | 11.75 | Residential | Behind the Meter | Yes | Net Metered Residential | Sunrun Installation Services, Inc. |  | JCP&L | Accepted | 2023-10-13 | 2023-11-09 | 2024-11-09 | Electric Storage Battery | Tesla | Powerwall 2 AC |  |  | 1 |  |  |  | Lithium Ion |  | inside
NJADRE1554816822 | Administratively Determined Incentive Program | Sparta | 7871 | 1 | 11.75 | Residential | Behind the Meter | Yes | Net Metered Residential | Sunrun Installation Services, Inc. |  | JCP&L | Accepted | 2023-10-13 | 2023-11-09 | 2024-11-09 | Solar Panels | Hanwha Q Cells | Q.PEAK DUO BLK ML-G10+ 405 |  | 0.405 | 6 | 230 | 39 |  | Fixed | Roof
NJADRE1554816822 | Administratively Determined Incentive Program | Sparta | 7871 | 1 | 11.75 | Residential | Behind the Meter | Yes | Net Metered Residential | Sunrun Installation Services, Inc. |  | JCP&L | Accepted | 2023-10-13 | 2023-11-09 | 2024-11-09 | Solar Panels | Hanwha Q Cells | Q.PEAK DUO BLK ML-G10+ 405 |  | 0.405 | 2 | 321 | 40 |  | Fixed | Roof
NJADRE1554816822 | Administratively Determined Incentive Program | Sparta | 7871 | 1 | 11.75 | Residential | Behind the Meter | Yes | Net Metered Residential | Sunrun Installation Services, Inc. |  | JCP&L | Accepted | 2023-10-13 | 2023-11-09 | 2024-11-09 | Solar Panels | Hanwha Q Cells | Q.PEAK DUO BLK ML-G10+ 405 |  | 0.405 | 11 | 321 | 40 |  | Fixed | Roof
NJADRE1554816822 | Administratively Determined Incentive Program | Sparta | 7871 | 1 | 11.75 | Residential | Behind the Meter | Yes | Net Metered Residential | Sunrun Installation Services, Inc. |  | JCP&L | Accepted | 2023-10-13 | 2023-11-09 | 2024-11-09 | Solar Panels | Hanwha Q Cells | Q.PEAK DUO BLK ML-G10+ 405 |  | 0.405 | 10 | 141 | 41 |  | Fixed | Roof
NJADRE1554817577 | Administratively Determined Incentive Program | MANCHESTER | 8759 | 18 | 3.65 | Residential | Behind the Meter | Yes | Net Metered Residential | Sunrun Installation Services, Inc. |  | JCP&L | Accepted | 2023-10-14 | 2023-11-09 | 2024-11-09 | Electric Storage Battery | Tesla | Powerwall 2 AC |  |  | 1 |  |  |  | Lithium Ion |  | outside
NJADRE1554817577 | Administratively Determined Incentive Program | MANCHESTER | 8759 | 18 | 3.65 | Residential | Behind the Meter | Yes | Net Metered Residential | Sunrun Installation Services, Inc. |  | JCP&L | Accepted | 2023-10-14 | 2023-11-09 | 2024-11-09 | Inverters | Delta Electronics | E4-TL-US | 3840 |  | 1 |  |  | 0.96 |  | Outdoor | Next To Meter
NJADRE1554817577 | Administratively Determined Incentive Program | MANCHESTER | 8759 | 18 | 3.65 | Residential | Behind the Meter | Yes | Net Metered Residential | Sunrun Installation Services, Inc. |  | JCP&L | Accepted | 2023-10-14 | 2023-11-09 | 2024-11-09 | Solar Panels | Hanwha Q Cells | Q.PEAK DUO BLK ML-G10+ 405 |  | 0.405 | 9 | 282 | 27 |  | Fixed | Roof
NJADRE1554818020 | Administratively Determined Incentive Program | PLAINFIELD | 7062 | 10 | 4 | Residential | Behind the Meter | Yes | Net Metered Residential | Solar Mite Solutions |  | PSE&G | Accepted | 2023-10-14 | 2023-11-09 | 2024-11-09 | Inverters | Enphase | IQ8PLUS-72-2 | 290 |  | 10 |  |  | 0.98 |  | Outdoor | under modules
NJADRE1554818020 | Administratively Determined Incentive Program | PLAINFIELD | 7062 | 10 | 4 | Residential | Behind the Meter | Yes | Net Metered Residential | Solar Mite Solutions |  | PSE&G | Accepted | 2023-10-14 | 2023-11-09 | 2024-11-09 | Solar Panels | Canadian Solar | CS6R |  | 0.4 | 10 | 128 | 34 |  | Fixed | Roof | Array 1
NJADRE1554818217 | Administratively Determined Incentive Program | SOMERDALE | 8083 | 14 | 10 | Residential | Behind the Meter | No | Net Metered Residential | Solar Solutions LLC |  | PSE&G | Accepted | 2023-10-15 | 2023-11-13 | 2024-11-13 | Solar Panels | Hanwha | Q.Peak Duo Blk ML-G10+ |  | 0.4 | 17 | 115 | 25 |  | Fixed | Roof
NJADRE1554818217 | Administratively Determined Incentive Program | SOMERDALE | 8083 | 14 | 10 | Residential | Behind the Meter | No | Net Metered Residential | Solar Solutions LLC |  | PSE&G | Accepted | 2023-10-15 | 2023-11-13 | 2024-11-13 | Solar Panels | Hanwha | Q.Peak Duo Blk ML-G10+ |  | 0.4 | 8 | 205 | 25 |  | Fixed | Roof
NJADRE1554818217 | Administratively Determined Incentive Program | SOMERDALE | 8083 | 14 | 10 | Residential | Behind the Meter | No | Net Metered Residential | Solar Solutions LLC |  | PSE&G | Accepted | 2023-10-15 | 2023-11-13 | 2024-11-13 | Inverters | Generac | XVT076A03 | 7600 |  | 1 |  |  | 0.973 |  | Indoor
NJADRE1554818217 | Administratively Determined Incentive Program | SOMERDALE | 8083 | 14 | 10 | Residential | Behind the Meter | No | Net Metered Residential | Solar Solutions LLC |  | PSE&G | Accepted | 2023-10-15 | 2023-11-13 | 2024-11-13 | Electric Storage Battery | Generac | G0080004 PWRcell 3.0 kWh |  |  | 6 |  |  |  | Lithium Ion |  | Inside
NJADRE1554818482 | Administratively Determined Incentive Program | UNION | 7083 | 10 | 7.6 | Residential | Behind the Meter | Yes | Net Metered Residential | Solar Mite Solutions |  | PSE&G | Accepted | 2023-10-15 | 2023-11-09 | 2024-11-09 | Inverters | Enphase | IQ8PLUS-72-2 | 290 |  | 19 |  |  | 0.98 |  | Outdoor | under modules
NJADRE1554818482 | Administratively Determined Incentive Program | UNION | 7083 | 10 | 7.6 | Residential | Behind the Meter | Yes | Net Metered Residential | Solar Mite Solutions |  | PSE&G | Accepted | 2023-10-15 | 2023-11-09 | 2024-11-09 | Solar Panels | Canadian Solar | CS6R |  | 0.4 | 6 | 212 | 30 |  | Fixed | Roof | Array 1
NJADRE1554818482 | Administratively Determined Incentive Program | UNION | 7083 | 10 | 7.6 | Residential | Behind the Meter | Yes | Net Metered Residential | Solar Mite Solutions |  | PSE&G | Accepted | 2023-10-15 | 2023-11-09 | 2024-11-09 | Solar Panels | Canadian Solar | CS6R |  | 0.4 | 9 | 32 | 30 |  | Fixed | Roof | Array 2
NJADRE1554818482 | Administratively Determined Incentive Program | UNION | 7083 | 10 | 7.6 | Residential | Behind the Meter | Yes | Net Metered Residential | Solar Mite Solutions |  | PSE&G | Accepted | 2023-10-15 | 2023-11-09 | 2024-11-09 | Solar Panels | Canadian Solar | CS6R |  | 0.4 | 4 | 212 | 18 |  | Fixed | Roof | Array 3
NJADRE1554818591 | Administratively Determined Incentive Program | RED BANK | 7701 | 17 | 10.8 | Residential | Behind the Meter | Yes | Net Metered Residential | Suntuity Solar LLC |  | JCP&L | Accepted | 2023-10-16 | 2023-11-09 | 2024-11-09 | Inverters | ENPHASE | IQ8PLUS-72-2-US | 290 |  | 27 |  |  | 0.97 |  | Outdoor | Behind the PV modules
NJADRE1554818591 | Administratively Determined Incentive Program | RED BANK | 7701 | 17 | 10.8 | Residential | Behind the Meter | Yes | Net Metered Residential | Suntuity Solar LLC |  | JCP&L | Accepted | 2023-10-16 | 2023-11-09 | 2024-11-09 | Solar Panels | CANADIANSOLAR | CS6R-400MS-HL |  | 0.4 | 6 | 352 | 30 |  | Fixed | Roof
NJADRE1554818591 | Administratively Determined Incentive Program | RED BANK | 7701 | 17 | 10.8 | Residential | Behind the Meter | Yes | Net Metered Residential | Suntuity Solar LLC |  | JCP&L | Accepted | 2023-10-16 | 2023-11-09 | 2024-11-09 | Solar Panels | CANADIANSOLAR | CS6R-400MS-HL |  | 0.4 | 11 | 83 | 30 |  | Fixed | Roof
NJADRE1554818591 | Administratively Determined Incentive Program | RED BANK | 7701 | 17 | 10.8 | Residential | Behind the Meter | Yes | Net Metered Residential | Suntuity Solar LLC |  | JCP&L | Accepted | 2023-10-16 | 2023-11-09 | 2024-11-09 | Solar Panels | CANADIANSOLAR | CS6R-400MS-HL |  | 0.4 | 10 | 263 | 30 |  | Fixed | Roof
NJADRE1554818598 | Administratively Determined Incentive Program | SEWELL | 8080 | 15 | 16.4 | Residential | Behind the Meter | No | Net Metered Residential | Suntuity Solar LLC |  | AC Electric | Accepted | 2023-10-16 | 2023-11-09 | 2024-11-09 | Inverters | (41) ENPHASE | IQ8PLUS-72-2-US | 290 |  | 41 |  |  | 0.97 |  | Outdoor | Behind the PV modules
NJADRE1554818598 | Administratively Determined Incentive Program | SEWELL | 8080 | 15 | 16.4 | Residential | Behind the Meter | No | Net Metered Residential | Suntuity Solar LLC |  | AC Electric | Accepted | 2023-10-16 | 2023-11-09 | 2024-11-09 | Solar Panels | (41) CANADIAN SOLAR | CS6R-400MS-HL |  | 0.4 | 12 | 219 | 22 |  | Fixed | Roof
NJADRE1554818598 | Administratively Determined Incentive Program | SEWELL | 8080 | 15 | 16.4 | Residential | Behind the Meter | No | Net Metered Residential | Suntuity Solar LLC |  | AC Electric | Accepted | 2023-10-16 | 2023-11-09 | 2024-11-09 | Solar Panels | (41) CANADIAN SOLAR | CS6R-400MS-HL |  | 0.4 | 4 | 130 | 14 |  | Fixed | Roof
NJADRE1554818598 | Administratively Determined Incentive Program | SEWELL | 8080 | 15 | 16.4 | Residential | Behind the Meter | No | Net Metered Residential | Suntuity Solar LLC |  | AC Electric | Accepted | 2023-10-16 | 2023-11-09 | 2024-11-09 | Solar Panels | (41) CANADIAN SOLAR | CS6R-400MS-HL |  | 0.4 | 25 | 39 | 22 |  | Fixed | Roof
NJADRE1554818610 | Administratively Determined Incentive Program | ELMWOOD PARK | 7407 | 7 | 8.4 | Residential | Behind the Meter | Yes | Net Metered Residential | Suntuity Solar LLC |  | PSE&G | Accepted | 2023-10-16 | 2023-11-09 | 2024-11-09 | Inverters | (21) ENPHASE | IQ8PLUS-72-2-US | 290 |  | 21 |  |  | 0.97 |  | Outdoor | Behind the PV modules
NJADRE1554818610 | Administratively Determined Incentive Program | ELMWOOD PARK | 7407 | 7 | 8.4 | Residential | Behind the Meter | Yes | Net Metered Residential | Suntuity Solar LLC |  | PSE&G | Accepted | 2023-10-16 | 2023-11-09 | 2024-11-09 | Solar Panels | (21) CANADIANSOLAR | CS6R-400MS-HL |  | 0.4 | 15 | 340 | 13 |  | Fixed | Roof
NJADRE1554818610 | Administratively Determined Incentive Program | ELMWOOD PARK | 7407 | 7 | 8.4 | Residential | Behind the Meter | Yes | Net Metered Residential | Suntuity Solar LLC |  | PSE&G | Accepted | 2023-10-16 | 2023-11-09 | 2024-11-09 | Solar Panels | (21) CANADIANSOLAR | CS6R-400MS-HL |  | 0.4 | 6 | 160 | 14 |  | Fixed | Roof
NJADRE1554818620 | Administratively Determined Incentive Program | VERONA | 7044 | 9 | 3.24 | Residential | Behind the Meter | Yes | Net Metered Residential | Sunrun Installation Services, Inc. |  | PSE&G | Accepted | 2023-10-16 | 2023-11-09 | 2024-11-09 | Inverters | SOLAREDGE TECHNOLOGIES | SE3800H-USMN | 3800 |  | 1 |  |  | 0.992 |  | Outdoor | next to meter
NJADRE1554818620 | Administratively Determined Incentive Program | VERONA | 7044 | 9 | 3.24 | Residential | Behind the Meter | Yes | Net Metered Residential | Sunrun Installation Services, Inc. |  | PSE&G | Accepted | 2023-10-16 | 2023-11-09 | 2024-11-09 | Solar Panels | HANWHA Q-CELLS | Q.PEAK DUO BLK ML-G10+ 405 |  | 0.405 | 8 | 202 | 32 |  | Fixed | Roof
NJADRE1554818634 | Administratively Determined Incentive Program | BELLE MEAD | 8502 | 5 | 10.8 | Residential | Behind the Meter | Yes | Net Metered Residential | SunnyMac LLC |  | PSE&G | Accepted | 2023-10-16 | 2023-11-09 | 2024-11-09 | Solar Panels | Q.PEAK DUO BLK ML-G10+ 400W | HANWHA |  | 0.4 | 8 | 257 | 45 |  | Fixed | Roof
NJADRE1554818634 | Administratively Determined Incentive Program | BELLE MEAD | 8502 | 5 | 10.8 | Residential | Behind the Meter | Yes | Net Metered Residential | SunnyMac LLC |  | PSE&G | Accepted | 2023-10-16 | 2023-11-09 | 2024-11-09 | Solar Panels | Q.PEAK DUO BLK ML-G10+ 400W | HANWHA |  | 0.4 | 5 | 257 | 42 |  | Fixed | Roof
NJADRE1554818634 | Administratively Determined Incentive Program | BELLE MEAD | 8502 | 5 | 10.8 | Residential | Behind the Meter | Yes | Net Metered Residential | SunnyMac LLC |  | PSE&G | Accepted | 2023-10-16 | 2023-11-09 | 2024-11-09 | Solar Panels | Q.PEAK DUO BLK ML-G10+ 400W | HANWHA |  | 0.4 | 6 | 167 | 32 |  | Fixed | Roof
NJADRE1554818634 | Administratively Determined Incentive Program | BELLE MEAD | 8502 | 5 | 10.8 | Residential | Behind the Meter | Yes | Net Metered Residential | SunnyMac LLC |  | PSE&G | Accepted | 2023-10-16 | 2023-11-09 | 2024-11-09 | Solar Panels | Q.PEAK DUO BLK ML-G10+ 400W | HANWHA |  | 0.4 | 3 | 257 | 41 |  | Fixed | Roof
NJADRE1554818634 | Administratively Determined Incentive Program | BELLE MEAD | 8502 | 5 | 10.8 | Residential | Behind the Meter | Yes | Net Metered Residential | SunnyMac LLC |  | PSE&G | Accepted | 2023-10-16 | 2023-11-09 | 2024-11-09 | Solar Panels | Q.PEAK DUO BLK ML-G10+ 400W | HANWHA |  | 0.4 | 5 | 167 | 31 |  | Fixed | Roof
NJADRE1554818634 | Administratively Determined Incentive Program | BELLE MEAD | 8502 | 5 | 10.8 | Residential | Behind the Meter | Yes | Net Metered Residential | SunnyMac LLC |  | PSE&G | Accepted | 2023-10-16 | 2023-11-09 | 2024-11-09 | Inverters | SE10000H-US | Solaredge | 10000 |  | 1 |  |  | 0.1 |  | Outdoor | NEXT TO METER
NJADRE1554818634 | Administratively Determined Incentive Program | BELLE MEAD | 8502 | 5 | 10.8 | Residential | Behind the Meter | Yes | Net Metered Residential | SunnyMac LLC |  | PSE&G | Accepted | 2023-10-16 | 2023-11-09 | 2024-11-09 | Meters | SE-RGMTR-1D-240C-B | Solaredge |  |  | 1 |  |  |  | Yes | Outdoor
NJADRE1554818635 | Administratively Determined Incentive Program | EAST WINDSOR | 8520 | 12 | 13.77 | Residential | Behind the Meter | No | Net Metered Residential | Tesla Energy Operations Inc |  | JCP&L | Accepted | 2023-10-16 | 2023-11-09 | 2024-11-09 | Inverters | Tesla | 1538000-45-A | 3800 |  | 1 |  |  | 0.98 |  | Outside
NJADRE1554818635 | Administratively Determined Incentive Program | EAST WINDSOR | 8520 | 12 | 13.77 | Residential | Behind the Meter | No | Net Metered Residential | Tesla Energy Operations Inc |  | JCP&L | Accepted | 2023-10-16 | 2023-11-09 | 2024-11-09 | Inverters | Tesla | 1538000-45-A | 7600 |  | 1 |  |  | 0.98 |  | Outside
NJADRE1554818635 | Administratively Determined Incentive Program | EAST WINDSOR | 8520 | 12 | 13.77 | Residential | Behind the Meter | No | Net Metered Residential | Tesla Energy Operations Inc |  | JCP&L | Accepted | 2023-10-16 | 2023-11-09 | 2024-11-09 | Solar Panels | Hanwha | # Q.PEAK DUO BLK ML-G10+/TS 405 |  | 0.405 | 17 | 318 | 30 |  | Fixed | Roof
NJADRE1554818635 | Administratively Determined Incentive Program | EAST WINDSOR | 8520 | 12 | 13.77 | Residential | Behind the Meter | No | Net Metered Residential | Tesla Energy Operations Inc |  | JCP&L | Accepted | 2023-10-16 | 2023-11-09 | 2024-11-09 | Solar Panels | Hanwha | # Q.PEAK DUO BLK ML-G10+/TS 405 |  | 0.405 | 15 | 138 | 30 |  | Fixed | Roof
NJADRE1554818635 | Administratively Determined Incentive Program | EAST WINDSOR | 8520 | 12 | 13.77 | Residential | Behind the Meter | No | Net Metered Residential | Tesla Energy Operations Inc |  | JCP&L | Accepted | 2023-10-16 | 2023-11-09 | 2024-11-09 | Solar Panels | Hanwha | # Q.PEAK DUO BLK ML-G10+/TS 405 |  | 0.405 | 2 | 138 | 30 |  | Fixed | Roof
NJADRE1554818647 | Administratively Determined Incentive Program | BURLNGTN TWP | 8016 | 13 | 6.3 | Residential | Behind the Meter | Yes | Net Metered Residential | EMT Renewables |  | PSE&G | Accepted | 2023-10-16 | 2023-11-09 | 2024-11-09 | Inverters | ENPHASE | IQ7x | 315 |  | 15 |  |  | 0.98 |  | Other | UNDER EACH PANEL
NJADRE1554818647 | Administratively Determined Incentive Program | BURLNGTN TWP | 8016 | 13 | 6.3 | Residential | Behind the Meter | Yes | Net Metered Residential | EMT Renewables |  | PSE&G | Accepted | 2023-10-16 | 2023-11-09 | 2024-11-09 | Solar Panels | REC ALPHA | REC 420 |  | 0.42 | 9 | 176 | 15 |  | Fixed | Roof
NJADRE1554818647 | Administratively Determined Incentive Program | BURLNGTN TWP | 8016 | 13 | 6.3 | Residential | Behind the Meter | Yes | Net Metered Residential | EMT Renewables |  | PSE&G | Accepted | 2023-10-16 | 2023-11-09 | 2024-11-09 | Solar Panels | REC ALPHA | REC 420 |  | 0.42 | 6 | 176 | 2 |  | Fixed | Roof
NJADRE1554818650 | Administratively Determined Incentive Program | VOORHEES | 8043 | 14 | 7.29 | Residential | Behind the Meter | Yes | Net Metered Residential | Sunrun Installation Services, Inc. |  | PSE&G | Accepted | 2023-10-16 | 2023-11-09 | 2024-11-09 | Inverters | Delta Electronics | E6-TL-US | 6000 |  | 1 |  |  | 0.975 |  | Outdoor | next to meter
NJADRE1554818650 | Administratively Determined Incentive Program | VOORHEES | 8043 | 14 | 7.29 | Residential | Behind the Meter | Yes | Net Metered Residential | Sunrun Installation Services, Inc. |  | PSE&G | Accepted | 2023-10-16 | 2023-11-09 | 2024-11-09 | Solar Panels | HANWHA Q-CELLS | Q.PEAK DUO BLK ML-G10+ 405 |  | 0.405 | 18 | 94 | 22 |  | Fixed | Roof
NJADRE1554818683 | Administratively Determined Incentive Program | BELLMAWR | 8031 | 14 | 5.27 | Residential | Behind the Meter | Yes | Net Metered Residential | Sunny Mac LLC |  | PSE&G | Accepted | 2023-10-16 | 2023-11-09 | 2024-11-09 | Solar Panels | Q.PEAK DUO BLK ML-G10+ 405 | HANWHA |  | 0.405 | 13 | 166 | 27 |  | Fixed | Roof
NJADRE1554818683 | Administratively Determined Incentive Program | BELLMAWR | 8031 | 14 | 5.27 | Residential | Behind the Meter | Yes | Net Metered Residential | Sunny Mac LLC |  | PSE&G | Accepted | 2023-10-16 | 2023-11-09 | 2024-11-09 | Inverters | SE5000H-US | Solaredge | 5000 |  | 1 |  |  | 0.1 |  | Outdoor | NEXT TO METER
NJADRE1554818683 | Administratively Determined Incentive Program | BELLMAWR | 8031 | 14 | 5.27 | Residential | Behind the Meter | Yes | Net Metered Residential | Sunny Mac LLC |  | PSE&G | Accepted | 2023-10-16 | 2023-11-09 | 2024-11-09 | Meters | SE-RGMTR-1D-240C-B | Solaredge |  |  | 1 |  |  |  | Yes | Outdoor
NJADRE1554818686 | Administratively Determined Incentive Program | LODI | 7644 | 7 | 6.72 | Residential | Behind the Meter | No | Net Metered Residential | EMT Renewables |  | PSE&G | Accepted | 2023-10-16 | 2023-11-09 | 2024-11-09 | Inverters | ENPHASE | IQ7x | 315 |  | 16 |  |  | 0.98 |  | Other | UNDER EACH PANEL
NJADRE1554818686 | Administratively Determined Incentive Program | LODI | 7644 | 7 | 6.72 | Residential | Behind the Meter | No | Net Metered Residential | EMT Renewables |  | PSE&G | Accepted | 2023-10-16 | 2023-11-09 | 2024-11-09 | Solar Panels | REC ALPHA | REC 420 |  | 0.42 | 7 | 164 | 38 |  | Fixed | Roof
NJADRE1554818686 | Administratively Determined Incentive Program | LODI | 7644 | 7 | 6.72 | Residential | Behind the Meter | No | Net Metered Residential | EMT Renewables |  | PSE&G | Accepted | 2023-10-16 | 2023-11-09 | 2024-11-09 | Solar Panels | REC ALPHA | REC 420 |  | 0.42 | 2 | 164 | 24 |  | Fixed | Roof
NJADRE1554818686 | Administratively Determined Incentive Program | LODI | 7644 | 7 | 6.72 | Residential | Behind the Meter | No | Net Metered Residential | EMT Renewables |  | PSE&G | Accepted | 2023-10-16 | 2023-11-09 | 2024-11-09 | Solar Panels | REC ALPHA | REC 420 |  | 0.42 | 2 | 344 | 24 |  | Fixed | Roof
NJADRE1554818686 | Administratively Determined Incentive Program | LODI | 7644 | 7 | 6.72 | Residential | Behind the Meter | No | Net Metered Residential | EMT Renewables |  | PSE&G | Accepted | 2023-10-16 | 2023-11-09 | 2024-11-09 | Solar Panels | REC ALPHA | REC 420 |  | 0.42 | 4 | 344 | 24 |  | Fixed | Roof
NJADRE1554818686 | Administratively Determined Incentive Program | LODI | 7644 | 7 | 6.72 | Residential | Behind the Meter | No | Net Metered Residential | EMT Renewables |  | PSE&G | Accepted | 2023-10-16 | 2023-11-09 | 2024-11-09 | Solar Panels | REC ALPHA | REC 420 |  | 0.42 | 1 | 254 | 24 |  | Fixed | Roof
NJADRE1554818734 | Administratively Determined Incentive Program | WHITING | 8759 | 18 | 12.15 | Residential | Behind the Meter | Yes | Net Metered Residential | EMT Renewables |  | JCP&L | Accepted | 2023-10-16 | 2023-11-09 | 2024-11-09 | Inverters | ENPHASE | IQ8+ | 290 |  | 30 |  |  | 0.98 |  | Other | UNDER EACH PANEL
NJADRE1554818734 | Administratively Determined Incentive Program | WHITING | 8759 | 18 | 12.15 | Residential | Behind the Meter | Yes | Net Metered Residential | EMT Renewables |  | JCP&L | Accepted | 2023-10-16 | 2023-11-09 | 2024-11-09 | Solar Panels | Q CELLS | Q PEAK DUO BLK |  | 0.405 | 5 | 254 | 16 |  | Fixed | Roof
NJADRE1554818734 | Administratively Determined Incentive Program | WHITING | 8759 | 18 | 12.15 | Residential | Behind the Meter | Yes | Net Metered Residential | EMT Renewables |  | JCP&L | Accepted | 2023-10-16 | 2023-11-09 | 2024-11-09 | Solar Panels | Q CELLS | Q PEAK DUO BLK |  | 0.405 | 9 | 74 | 16 |  | Fixed | Roof
NJADRE1554818734 | Administratively Determined Incentive Program | WHITING | 8759 | 18 | 12.15 | Residential | Behind the Meter | Yes | Net Metered Residential | EMT Renewables |  | JCP&L | Accepted | 2023-10-16 | 2023-11-09 | 2024-11-09 | Solar Panels | Q CELLS | Q PEAK DUO BLK |  | 0.405 | 16 | 254 | 16 |  | Fixed | Roof
NJADRE1554818761 | Administratively Determined Incentive Program | MONROE TOWNSHIP | 8831 | 11 | 14 | Residential | Behind the Meter | No | Net Metered Residential | Tesla Energy Operations Inc |  | JCP&L | Accepted | 2023-10-16 | 2023-11-09 | 2024-11-09 | Inverters | Tesla | 1538000-45-A | 7600 |  | 2 |  |  | 0.98 |  | Outside
NJADRE1554818761 | Administratively Determined Incentive Program | MONROE TOWNSHIP | 8831 | 11 | 14 | Residential | Behind the Meter | No | Net Metered Residential | Tesla Energy Operations Inc |  | JCP&L | Accepted | 2023-10-16 | 2023-11-09 | 2024-11-09 | Solar Panels | Hanwha | # Q.PEAK DUO BLK ML-G10+/TS 400 |  | 0.4 | 23 | 270 | 34 |  | Fixed | Roof
NJADRE1554818761 | Administratively Determined Incentive Program | MONROE TOWNSHIP | 8831 | 11 | 14 | Residential | Behind the Meter | No | Net Metered Residential | Tesla Energy Operations Inc |  | JCP&L | Accepted | 2023-10-16 | 2023-11-09 | 2024-11-09 | Solar Panels | Hanwha | # Q.PEAK DUO BLK ML-G10+/TS 400 |  | 0.4 | 6 | 90 | 34 |  | Fixed | Roof
NJADRE1554818761 | Administratively Determined Incentive Program | MONROE TOWNSHIP | 8831 | 11 | 14 | Residential | Behind the Meter | No | Net Metered Residential | Tesla Energy Operations Inc |  | JCP&L | Accepted | 2023-10-16 | 2023-11-09 | 2024-11-09 | Solar Panels | Hanwha | # Q.PEAK DUO BLK ML-G10+/TS 400 |  | 0.4 | 6 | 90 | 34 |  | Fixed | Roof
NJADRE1554818806 | Administratively Determined Incentive Program | IRVINGTON | 7111 | 9 | 8.51 | Residential | Behind the Meter | No | Net Metered Residential | Vision Solar LLC |  | PSE&G | Accepted | 2023-10-16 | 2023-11-09 | 2024-11-09 | Inverters | Solar Edge | SE6000H-USRGM | 6 |  | 1 |  |  | 0.97 |  | Outdoor
NJADRE1554818806 | Administratively Determined Incentive Program | IRVINGTON | 7111 | 9 | 8.51 | Residential | Behind the Meter | No | Net Metered Residential | Vision Solar LLC |  | PSE&G | Accepted | 2023-10-16 | 2023-11-09 | 2024-11-09 | Solar Panels | ZNSHINE | ZXM6-NH120-370/M |  | 0.37 | 23 | 21 | 2 |  | Fixed | Roof
NJADRE1554818840 | Administratively Determined Incentive Program | MATAWAN | 7747 | 17 | 11.34 | Residential | Behind the Meter | Yes | Net Metered Residential | EMT Renewables |  | JCP&L | Accepted | 2023-10-16 | 2023-11-13 | 2024-11-13 | Inverters | ENPHASE | IQ8+ | 290 |  | 28 |  |  | 0.98 |  | Other | UNDER EACH PANEL
NJADRE1554818840 | Administratively Determined Incentive Program | MATAWAN | 7747 | 17 | 11.34 | Residential | Behind the Meter | Yes | Net Metered Residential | EMT Renewables |  | JCP&L | Accepted | 2023-10-16 | 2023-11-13 | 2024-11-13 | Solar Panels | Q CELLS | Q PEAK DUO BLK |  | 0.405 | 20 | 139 | 22 |  | Fixed | Roof
NJADRE1554818840 | Administratively Determined Incentive Program | MATAWAN | 7747 | 17 | 11.34 | Residential | Behind the Meter | Yes | Net Metered Residential | EMT Renewables |  | JCP&L | Accepted | 2023-10-16 | 2023-11-13 | 2024-11-13 | Solar Panels | Q CELLS | Q PEAK DUO BLK |  | 0.405 | 8 | 139 | 20 |  | Fixed | Roof
NJADRE1554818860 | Administratively Determined Incentive Program | EDISON | 8820 | 11 | 4.05 | Residential | Behind the Meter | No | Net Metered Residential | Tesla Energy Operations Inc |  | PSE&G | Accepted | 2023-10-16 | 2023-11-09 | 2024-11-09 | Solar Panels | Hanwha | # Q.PEAK DUO BLK ML-G10+/TS 405 |  | 0.405 | 10 | 189 | 27 |  | Fixed | Roof
NJADRE1554818860 | Administratively Determined Incentive Program | EDISON | 8820 | 11 | 4.05 | Residential | Behind the Meter | No | Net Metered Residential | Tesla Energy Operations Inc |  | PSE&G | Accepted | 2023-10-16 | 2023-11-09 | 2024-11-09 | Inverters | Tesla | 1538000-45-A | 3800 |  | 1 |  |  | 0.98 |  | Indoor
NJADRE1554818881 | Administratively Determined Incentive Program | FAIRFIELD | 7004 | 9 | 15.39 | Residential | Behind the Meter | Yes | Net Metered Residential | Pro Custom Solar dba Momentum Solar |  | PSE&G | Accepted | 2023-10-16 | 2023-11-09 | 2024-11-09 | Solar Panels | Â Q. PEAK DUO BLK-G10+405 | hawnha |  | 0.405 | 10 | 171 | 34 |  | Fixed | Roof
NJADRE1554818881 | Administratively Determined Incentive Program | FAIRFIELD | 7004 | 9 | 15.39 | Residential | Behind the Meter | Yes | Net Metered Residential | Pro Custom Solar dba Momentum Solar |  | PSE&G | Accepted | 2023-10-16 | 2023-11-09 | 2024-11-09 | Solar Panels | Â Q. PEAK DUO BLK-G10+405 | hanwha |  | 0.405 | 7 | 171 | 34 |  | Fixed | Roof
NJADRE1554818881 | Administratively Determined Incentive Program | FAIRFIELD | 7004 | 9 | 15.39 | Residential | Behind the Meter | Yes | Net Metered Residential | Pro Custom Solar dba Momentum Solar |  | PSE&G | Accepted | 2023-10-16 | 2023-11-09 | 2024-11-09 | Solar Panels | Â Q. PEAK DUO BLK-G10+405 | hanwha |  | 0.405 | 11 | 81 | 40 |  | Fixed | Roof
NJADRE1554818881 | Administratively Determined Incentive Program | FAIRFIELD | 7004 | 9 | 15.39 | Residential | Behind the Meter | Yes | Net Metered Residential | Pro Custom Solar dba Momentum Solar |  | PSE&G | Accepted | 2023-10-16 | 2023-11-09 | 2024-11-09 | Solar Panels | Â Q. PEAK DUO BLK-G10+405 | hawnha |  | 0.405 | 10 | 261 | 40 |  | Fixed | Roof
NJADRE1554818881 | Administratively Determined Incentive Program | FAIRFIELD | 7004 | 9 | 15.39 | Residential | Behind the Meter | Yes | Net Metered Residential | Pro Custom Solar dba Momentum Solar |  | PSE&G | Accepted | 2023-10-16 | 2023-11-09 | 2024-11-09 | Inverters | IQ8PLUS-72-2-US | enphase | 290 |  | 38 |  |  | 0.97 |  | Outdoor
NJADRE1554818889 | Administratively Determined Incentive Program | EAST BRUNSWICK | 8816 | 11 | 4.46 | Residential | Behind the Meter | Yes | Net Metered Residential | Sunrun Installation Services, Inc. |  | PSE&G | Accepted | 2023-10-16 | 2023-11-09 | 2024-11-09 | Inverters | SOLAREDGE TECHNOLOGIES | SE3800H-USMN | 3800 |  | 1 |  |  | 0.992 |  | Outdoor | next to meter
NJADRE1554818889 | Administratively Determined Incentive Program | EAST BRUNSWICK | 8816 | 11 | 4.46 | Residential | Behind the Meter | Yes | Net Metered Residential | Sunrun Installation Services, Inc. |  | PSE&G | Accepted | 2023-10-16 | 2023-11-09 | 2024-11-09 | Solar Panels | HANWHA Q-CELLS | Q.PEAK DUO BLK ML-G10+ 405 |  | 0.405 | 6 | 310 | 21 |  | Fixed | Roof
NJADRE1554818889 | Administratively Determined Incentive Program | EAST BRUNSWICK | 8816 | 11 | 4.46 | Residential | Behind the Meter | Yes | Net Metered Residential | Sunrun Installation Services, Inc. |  | PSE&G | Accepted | 2023-10-16 | 2023-11-09 | 2024-11-09 | Solar Panels | HANWHA Q-CELLS | Q.PEAK DUO BLK ML-G10+ 405 |  | 0.405 | 5 | 130 | 23 |  | Fixed | Roof
NJADRE1554818891 | Administratively Determined Incentive Program | EAST ORANGE | 7017 | 9 | 8.14 | Residential | Behind the Meter | No | Net Metered Residential | Vision Solar LLC |  | PSE&G | Accepted | 2023-10-16 | 2023-11-09 | 2024-11-09 | Inverters | SOLAR EDGE | SE6000H-USRGM | 6000 |  | 1 |  |  | 0.97 |  | Outside
NJADRE1554818891 | Administratively Determined Incentive Program | EAST ORANGE | 7017 | 9 | 8.14 | Residential | Behind the Meter | No | Net Metered Residential | Vision Solar LLC |  | PSE&G | Accepted | 2023-10-16 | 2023-11-09 | 2024-11-09 | Solar Panels | ZNSHINE | ZXM6-NH120-370/M |  | 0.37 | 18 | 170 | 0 |  | Fixed | Roof
NJADRE1554818891 | Administratively Determined Incentive Program | EAST ORANGE | 7017 | 9 | 8.14 | Residential | Behind the Meter | No | Net Metered Residential | Vision Solar LLC |  | PSE&G | Accepted | 2023-10-16 | 2023-11-09 | 2024-11-09 | Solar Panels | ZNSHINE | ZXM6-NH120-370/M |  | 0.37 | 4 | 169 | 0 |  | Fixed | Roof
NJADRE1554818902 | Administratively Determined Incentive Program | WILLIAMSTOWN | 8094 | 15 | 9.2 | Residential | Behind the Meter | Yes | Net Metered Residential | SunnyMac LLC |  | AC Electric | Accepted | 2023-10-16 | 2023-11-09 | 2024-11-09 | Solar Panels | Q.PEAK DUO BLK ML-G10+400 | HANWHA |  | 0.4 | 18 | 222 | 21 |  | Fixed | Roof
NJADRE1554818902 | Administratively Determined Incentive Program | WILLIAMSTOWN | 8094 | 15 | 9.2 | Residential | Behind the Meter | Yes | Net Metered Residential | SunnyMac LLC |  | AC Electric | Accepted | 2023-10-16 | 2023-11-09 | 2024-11-09 | Solar Panels | Q.PEAK DUO BLK ML-G10+400 | HANWHA |  | 0.4 | 3 | 42 | 21 |  | Fixed | Roof
NJADRE1554818902 | Administratively Determined Incentive Program | WILLIAMSTOWN | 8094 | 15 | 9.2 | Residential | Behind the Meter | Yes | Net Metered Residential | SunnyMac LLC |  | AC Electric | Accepted | 2023-10-16 | 2023-11-09 | 2024-11-09 | Solar Panels | Q.PEAK DUO BLK ML-G10+400 | HANWHA |  | 0.4 | 2 | 132 | 19 |  | Fixed | Roof
NJADRE1554818902 | Administratively Determined Incentive Program | WILLIAMSTOWN | 8094 | 15 | 9.2 | Residential | Behind the Meter | Yes | Net Metered Residential | SunnyMac LLC |  | AC Electric | Accepted | 2023-10-16 | 2023-11-09 | 2024-11-09 | Inverters | SE7600H-US | Solaredge | 7600 |  | 1 |  |  | 0.1 |  | Outdoor | NEXT TO METER
NJADRE1554818902 | Administratively Determined Incentive Program | WILLIAMSTOWN | 8094 | 15 | 9.2 | Residential | Behind the Meter | Yes | Net Metered Residential | SunnyMac LLC |  | AC Electric | Accepted | 2023-10-16 | 2023-11-09 | 2024-11-09 | Meters | SE-RGMTR-1D-240C-B | Solaredge |  |  | 1 |  |  |  | Yes | Outdoor
NJADRE1554818932 | Administratively Determined Incentive Program | UNION | 7083 | 10 | 8.8 | Residential | Behind the Meter | No | Net Metered Residential | Power Energy Solutions |  | PSE&G | Accepted | 2023-10-16 | 2023-11-10 | 2024-11-10 | Inverters | SE6000H-US | SOLAREDGE | 6000 |  | 1 |  |  | 0.99 |  | Outside | ROOFTOP
NJADRE1554818932 | Administratively Determined Incentive Program | UNION | 7083 | 10 | 8.8 | Residential | Behind the Meter | No | Net Metered Residential | Power Energy Solutions |  | PSE&G | Accepted | 2023-10-16 | 2023-11-10 | 2024-11-10 | Solar Panels | SIL-400 HC+ | SILFAB SOLAR |  | 0.4 | 5 | 266 | 27 |  | Fixed | Roof | ROOFTOP
NJADRE1554818932 | Administratively Determined Incentive Program | UNION | 7083 | 10 | 8.8 | Residential | Behind the Meter | No | Net Metered Residential | Power Energy Solutions |  | PSE&G | Accepted | 2023-10-16 | 2023-11-10 | 2024-11-10 | Solar Panels | SIL-400 HC+ | SILFAB SOLAR |  | 0.4 | 3 | 86 | 16 |  | Fixed | Roof | ROOFTOP
NJADRE1554818932 | Administratively Determined Incentive Program | UNION | 7083 | 10 | 8.8 | Residential | Behind the Meter | No | Net Metered Residential | Power Energy Solutions |  | PSE&G | Accepted | 2023-10-16 | 2023-11-10 | 2024-11-10 | Solar Panels | SIL-400 HC+ | SILFAB SOLAR |  | 0.4 | 1 | 179 | 27 |  | Fixed | Roof | ROOFTOP
NJADRE1554818932 | Administratively Determined Incentive Program | UNION | 7083 | 10 | 8.8 | Residential | Behind the Meter | No | Net Metered Residential | Power Energy Solutions |  | PSE&G | Accepted | 2023-10-16 | 2023-11-10 | 2024-11-10 | Solar Panels | SIL-400 HC+ | SILFAB SOLAR |  | 0.4 | 13 | 86 | 27 |  | Fixed | Roof | ROOFTOP
NJADRE1554818941 | Administratively Determined Incentive Program | WILLIAMSTOWN | 8094 | 15 | 5.04 | Residential | Behind the Meter | No | Net Metered Residential | EMT Renewables |  | AC Electric | Accepted | 2023-10-16 | 2023-11-09 | 2024-11-09 | Inverters | ENPHASE | IQ7x | 315 |  | 12 |  |  | 0.98 |  | Other | UNDER EACH PANEL
NJADRE1554818941 | Administratively Determined Incentive Program | WILLIAMSTOWN | 8094 | 15 | 5.04 | Residential | Behind the Meter | No | Net Metered Residential | EMT Renewables |  | AC Electric | Accepted | 2023-10-16 | 2023-11-09 | 2024-11-09 | Solar Panels | REC ALPHA | REC 420 |  | 0.42 | 10 | 82 | 27 |  | Fixed | Roof
NJADRE1554818941 | Administratively Determined Incentive Program | WILLIAMSTOWN | 8094 | 15 | 5.04 | Residential | Behind the Meter | No | Net Metered Residential | EMT Renewables |  | AC Electric | Accepted | 2023-10-16 | 2023-11-09 | 2024-11-09 | Solar Panels | REC ALPHA | REC 420 |  | 0.42 | 2 | 82 | 34 |  | Fixed | Roof
NJADRE1554818960 | Administratively Determined Incentive Program | HIGHLAND PARK | 8904 | 11 | 5.67 | Residential | Behind the Meter | No | Net Metered Residential | Tesla Energy Operations Inc |  | PSE&G | Accepted | 2023-10-16 | 2023-11-10 | 2024-11-10 | Inverters | Tesla | 1538000-45-A | 5000 |  | 1 |  |  | 0.98 |  | Outside
NJADRE1554818960 | Administratively Determined Incentive Program | HIGHLAND PARK | 8904 | 11 | 5.67 | Residential | Behind the Meter | No | Net Metered Residential | Tesla Energy Operations Inc |  | PSE&G | Accepted | 2023-10-16 | 2023-11-10 | 2024-11-10 | Solar Panels | Hanwha | # Q.PEAK DUO BLK ML-G10+/TS 405 |  | 0.405 | 9 | 163 | 40 |  | Fixed | Roof
NJADRE1554818960 | Administratively Determined Incentive Program | HIGHLAND PARK | 8904 | 11 | 5.67 | Residential | Behind the Meter | No | Net Metered Residential | Tesla Energy Operations Inc |  | PSE&G | Accepted | 2023-10-16 | 2023-11-10 | 2024-11-10 | Solar Panels | # Q.PEAK DUO BLK ML-G10+/TS 405 | Hanwha |  | 0.405 | 5 | 343 | 40 |  | Fixed | Roof
NJADRE1554818973 | Administratively Determined Incentive Program | PINE HILL | 8021 | 14 | 12.8 | Residential | Behind the Meter | No | Net Metered Residential | Sunny Mac LLC |  | AC Electric | Accepted | 2023-10-16 | 2023-11-10 | 2024-11-10 | Solar Panels | Q.PEAK DUO BLK ML-G10+400 | HANWHA |  | 0.4 | 16 | 192 | 19 |  | Fixed | Roof
NJADRE1554818973 | Administratively Determined Incentive Program | PINE HILL | 8021 | 14 | 12.8 | Residential | Behind the Meter | No | Net Metered Residential | Sunny Mac LLC |  | AC Electric | Accepted | 2023-10-16 | 2023-11-10 | 2024-11-10 | Solar Panels | Q.PEAK DUO BLK ML-G10+400 | HANWHA |  | 0.4 | 14 | 12 | 19 |  | Fixed | Roof
NJADRE1554818973 | Administratively Determined Incentive Program | PINE HILL | 8021 | 14 | 12.8 | Residential | Behind the Meter | No | Net Metered Residential | Sunny Mac LLC |  | AC Electric | Accepted | 2023-10-16 | 2023-11-10 | 2024-11-10 | Solar Panels | Q.PEAK DUO BLK ML-G10+400 | HANWHA |  | 0.4 | 2 | 192 | 19 |  | Fixed | Roof
NJADRE1554818973 | Administratively Determined Incentive Program | PINE HILL | 8021 | 14 | 12.8 | Residential | Behind the Meter | No | Net Metered Residential | Sunny Mac LLC |  | AC Electric | Accepted | 2023-10-16 | 2023-11-10 | 2024-11-10 | Inverters | SE 10000H-US | Solaredge | 10000 |  | 1 |  |  | 0.1 |  | Outdoor | NEXT TO METER
NJADRE1554819001 | Administratively Determined Incentive Program | EDISON | 8837 | 11 | 5.67 | Residential | Behind the Meter | No | Net Metered Residential | Tesla Energy Operations Inc |  | PSE&G | Accepted | 2023-10-16 | 2023-11-10 | 2024-11-10 | Solar Panels | Q.PEAK DUO BLK ML-G10+/TS 405 | Hanwha |  | 0.405 | 10 | 17 | 35 |  | Fixed | Roof
NJADRE1554819001 | Administratively Determined Incentive Program | EDISON | 8837 | 11 | 5.67 | Residential | Behind the Meter | No | Net Metered Residential | Tesla Energy Operations Inc |  | PSE&G | Accepted | 2023-10-16 | 2023-11-10 | 2024-11-10 | Solar Panels | Q.PEAK DUO BLK ML-G10+/TS 405 | Hanwha |  | 0.405 | 4 | 197 | 35 |  | Fixed | Roof
NJADRE1554819001 | Administratively Determined Incentive Program | EDISON | 8837 | 11 | 5.67 | Residential | Behind the Meter | No | Net Metered Residential | Tesla Energy Operations Inc |  | PSE&G | Accepted | 2023-10-16 | 2023-11-10 | 2024-11-10 | Inverters | Tesla | 1538000-45-A | 7600 |  | 1 |  |  | 0.98 |  | Outdoor
NJADRE1554819003 | Administratively Determined Incentive Program | TOTOWA | 7512 | 6 | 5.18 | Residential | Behind the Meter | Yes | Net Metered Residential | Vision Solar LLC |  | PSE&G | Accepted | 2023-10-16 | 2023-11-10 | 2024-11-10 | Inverters | SOLAR EDGE | SE3800H-USRGM | 4 |  | 1 |  |  | 0.97 |  | Outside
NJADRE1554819003 | Administratively Determined Incentive Program | TOTOWA | 7512 | 6 | 5.18 | Residential | Behind the Meter | Yes | Net Metered Residential | Vision Solar LLC |  | PSE&G | Accepted | 2023-10-16 | 2023-11-10 | 2024-11-10 | Solar Panels | ZNSHINE | ZXM6-NH120-370/M |  | 0.37 | 6 | 228 | 19 |  | Double Axis | Roof
NJADRE1554819003 | Administratively Determined Incentive Program | TOTOWA | 7512 | 6 | 5.18 | Residential | Behind the Meter | Yes | Net Metered Residential | Vision Solar LLC |  | PSE&G | Accepted | 2023-10-16 | 2023-11-10 | 2024-11-10 | Solar Panels | znshine | ZXM6-NH120-370/M |  | 0.37 | 4 | 48 | 16 |  | Fixed | Roof
NJADRE1554819003 | Administratively Determined Incentive Program | TOTOWA | 7512 | 6 | 5.18 | Residential | Behind the Meter | Yes | Net Metered Residential | Vision Solar LLC |  | PSE&G | Accepted | 2023-10-16 | 2023-11-10 | 2024-11-10 | Solar Panels | ZNSHINE | ZXM6-NH120-370/M |  | 0.37 | 2 | 228 | 37 |  | Fixed | Pole
NJADRE1554819003 | Administratively Determined Incentive Program | TOTOWA | 7512 | 6 | 5.18 | Residential | Behind the Meter | Yes | Net Metered Residential | Vision Solar LLC |  | PSE&G | Accepted | 2023-10-16 | 2023-11-10 | 2024-11-10 | Solar Panels | ZNSHINE | ZXM6-NH120-370/M |  | 0.37 | 2 | 48 | 37 |  | Fixed | Roof
NJADRE1554819057 | Administratively Determined Incentive Program | GREENWICH | 8323 | 20 | 6.08 | Residential | Behind the Meter | No | Net Metered Residential | Whitman Construction, LLC |  | AC Electric | Accepted | 2023-10-16 | 2023-11-10 | 2024-11-10 | Solar Panels | 405AA | REC |  | 0.405 | 15 | 174 | 18 |  | Fixed | Roof
NJADRE1554819057 | Administratively Determined Incentive Program | GREENWICH | 8323 | 20 | 6.08 | Residential | Behind the Meter | No | Net Metered Residential | Whitman Construction, LLC |  | AC Electric | Accepted | 2023-10-16 | 2023-11-10 | 2024-11-10 | Inverters | iq8plus-72-2-us | ENPHASE | 290 |  | 15 |  |  | 0.975 |  | Outdoor
NJADRE1554819063 | Administratively Determined Incentive Program | SOUTH PLAINFIELD | 7080 | 11 | 6.57 | Residential | Behind the Meter | No | Net Metered Residential | Pro Custom Solar dba Momentum Solar |  | PSE&G | Accepted | 2023-10-16 | 2023-11-10 | 2024-11-10 | Solar Panels | Â Q. PEAK DUO BLK-G10+365 | hawnha |  | 0.365 | 8 | 162 | 2 |  | Double Axis | Roof
NJADRE1554819063 | Administratively Determined Incentive Program | SOUTH PLAINFIELD | 7080 | 11 | 6.57 | Residential | Behind the Meter | No | Net Metered Residential | Pro Custom Solar dba Momentum Solar |  | PSE&G | Accepted | 2023-10-16 | 2023-11-10 | 2024-11-10 | Solar Panels | Â Q. PEAK DUO BLK-G10+365 | hanwha |  | 0.365 | 4 | 162 | 23 |  | Fixed | Roof
NJADRE1554819063 | Administratively Determined Incentive Program | SOUTH PLAINFIELD | 7080 | 11 | 6.57 | Residential | Behind the Meter | No | Net Metered Residential | Pro Custom Solar dba Momentum Solar |  | PSE&G | Accepted | 2023-10-16 | 2023-11-10 | 2024-11-10 | Solar Panels | Â Q. PEAK DUO BLK-G10+365 | hawnha |  | 0.365 | 4 | 72 | 23 |  | Fixed | Roof
NJADRE1554819063 | Administratively Determined Incentive Program | SOUTH PLAINFIELD | 7080 | 11 | 6.57 | Residential | Behind the Meter | No | Net Metered Residential | Pro Custom Solar dba Momentum Solar |  | PSE&G | Accepted | 2023-10-16 | 2023-11-10 | 2024-11-10 | Solar Panels | Â Q. PEAK DUO BLK-G10+365 | hanwha |  | 0.365 | 2 | 252 | 24 |  | Fixed | Roof
NJADRE1554819063 | Administratively Determined Incentive Program | SOUTH PLAINFIELD | 7080 | 11 | 6.57 | Residential | Behind the Meter | No | Net Metered Residential | Pro Custom Solar dba Momentum Solar |  | PSE&G | Accepted | 2023-10-16 | 2023-11-10 | 2024-11-10 | Inverters | IQ8PLUS-72-2-US | ENPHASE | 290 |  | 18 |  |  | 0.97 |  | Outdoor
NJADRE1554819065 | Administratively Determined Incentive Program | SEWAREN | 7077 | 11 | 6.48 | Residential | Behind the Meter | No | Net Metered Residential | Tesla Energy Operations Inc |  | PSE&G | Accepted | 2023-10-16 | 2023-11-10 | 2024-11-10 | Inverters | Tesla | 1538000-45-A | 5700 |  | 1 |  |  | 0.98 |  | Indoor
NJADRE1554819065 | Administratively Determined Incentive Program | SEWAREN | 7077 | 11 | 6.48 | Residential | Behind the Meter | No | Net Metered Residential | Tesla Energy Operations Inc |  | PSE&G | Accepted | 2023-10-16 | 2023-11-10 | 2024-11-10 | Solar Panels | # Q.PEAK DUO BLK ML-G10+/TS 405 | Hanwha |  | 0.405 | 7 | 284 | 23 |  | Fixed | Roof
NJADRE1554819065 | Administratively Determined Incentive Program | SEWAREN | 7077 | 11 | 6.48 | Residential | Behind the Meter | No | Net Metered Residential | Tesla Energy Operations Inc |  | PSE&G | Accepted | 2023-10-16 | 2023-11-10 | 2024-11-10 | Solar Panels | Hanwha | # Q.PEAK DUO BLK ML-G10+/TS 405 |  | 0.405 | 2 | 104 | 23 |  | Fixed | Roof
NJADRE1554819065 | Administratively Determined Incentive Program | SEWAREN | 7077 | 11 | 6.48 | Residential | Behind the Meter | No | Net Metered Residential | Tesla Energy Operations Inc |  | PSE&G | Accepted | 2023-10-16 | 2023-11-10 | 2024-11-10 | Solar Panels | Hanwha | # Q.PEAK DUO BLK ML-G10+/TS 405 |  | 0.405 | 4 | 194 | 23 |  | Fixed | Roof
NJADRE1554819065 | Administratively Determined Incentive Program | SEWAREN | 7077 | 11 | 6.48 | Residential | Behind the Meter | No | Net Metered Residential | Tesla Energy Operations Inc |  | PSE&G | Accepted | 2023-10-16 | 2023-11-10 | 2024-11-10 | Solar Panels | Hanwha | # Q.PEAK DUO BLK ML-G10+/TS 405 |  | 0.405 | 3 | 14 | 23 |  | Fixed | Roof
NJADRE1554819091 | Administratively Determined Incentive Program | WESTAMPTON TWP | 8060 | 13 | 4.05 | Residential | Behind the Meter | Yes | Net Metered Residential | Sunrun Installation Services, Inc. |  | PSE&G | Accepted | 2023-10-16 | 2023-11-10 | 2024-11-10 | Inverters | SOLAREDGE TECHNOLOGIES | SE3800H-USMN | 3800 |  | 1 |  |  | 0.992 |  | Outdoor | next to meter
NJADRE1554819091 | Administratively Determined Incentive Program | WESTAMPTON TWP | 8060 | 13 | 4.05 | Residential | Behind the Meter | Yes | Net Metered Residential | Sunrun Installation Services, Inc. |  | PSE&G | Accepted | 2023-10-16 | 2023-11-10 | 2024-11-10 | Solar Panels | HANWHA Q-CELLS | Q.PEAK DUO BLK ML-G10+ 405 |  | 0.405 | 2 | 287 | 29 |  | Fixed | Roof
NJADRE1554819091 | Administratively Determined Incentive Program | WESTAMPTON TWP | 8060 | 13 | 4.05 | Residential | Behind the Meter | Yes | Net Metered Residential | Sunrun Installation Services, Inc. |  | PSE&G | Accepted | 2023-10-16 | 2023-11-10 | 2024-11-10 | Solar Panels | HANWHA Q-CELLS | Q.PEAK DUO BLK ML-G10+ 405 |  | 0.405 | 8 | 107 | 25 |  | Fixed | Roof
NJADRE1554819110 | Administratively Determined Incentive Program | MILFORD | 8848 | 4 | 10.53 | Residential | Behind the Meter | Yes | Net Metered Residential | Trinity Solar |  | JCP&L | Accepted | 2023-10-16 | 2023-11-10 | 2024-11-10 | Inverters | Solar Edge | SE10000H-US | 10000 |  | 1 |  |  | 0.97 |  | Outdoor
NJADRE1554819110 | Administratively Determined Incentive Program | MILFORD | 8848 | 4 | 10.53 | Residential | Behind the Meter | Yes | Net Metered Residential | Trinity Solar |  | JCP&L | Accepted | 2023-10-16 | 2023-11-10 | 2024-11-10 | Electric Storage Battery | Tesla powerwall | Tesla powerwall |  |  | 2 |  |  |  | Lithium Ion |  | Inside
NJADRE1554819110 | Administratively Determined Incentive Program | MILFORD | 8848 | 4 | 10.53 | Residential | Behind the Meter | Yes | Net Metered Residential | Trinity Solar |  | JCP&L | Accepted | 2023-10-16 | 2023-11-10 | 2024-11-10 | Solar Panels | HANWHA 405 (Q.PEAK DUO BLK ML-G10+ 405) | HANWHA 405 (Q.PEAK DUO BLK ML-G10+ 405) |  | 0.405 | 26 | 143 | 34 |  | Fixed | Roof
NJADRE1554819141 | Administratively Determined Incentive Program | Deptford Twp | 8096 | 15 | 6.08 | Residential | Behind the Meter | Yes | Net Metered Residential | EMT Renewables |  | PSE&G | Accepted | 2023-10-16 | 2023-11-10 | 2024-11-10 | Inverters | ENPHASE | IQ8+ | 290 |  | 15 |  |  | 0.98 |  | Other | UNDER EACH PANEL
NJADRE1554819141 | Administratively Determined Incentive Program | Deptford Twp | 8096 | 15 | 6.08 | Residential | Behind the Meter | Yes | Net Metered Residential | EMT Renewables |  | PSE&G | Accepted | 2023-10-16 | 2023-11-10 | 2024-11-10 | Solar Panels | Q CELLS | Q PEAK DUO BLK |  | 0.405 | 3 | 200 | 41 |  | Fixed | Roof
NJADRE1554819141 | Administratively Determined Incentive Program | Deptford Twp | 8096 | 15 | 6.08 | Residential | Behind the Meter | Yes | Net Metered Residential | EMT Renewables |  | PSE&G | Accepted | 2023-10-16 | 2023-11-10 | 2024-11-10 | Solar Panels | Q CELLS | Q PEAK DUO BLK |  | 0.405 | 12 | 20 | 17 |  | Fixed | Roof
NJADRE1554819171 | Administratively Determined Incentive Program | EMERSON | 7630 | 7 | 11.75 | Residential | Behind the Meter | No | Net Metered Residential | Tesla Energy Operations Inc |  | PSE&G | Accepted | 2023-10-16 | 2023-11-10 | 2024-11-10 | Inverters | Tesla | 1538000-45-A | 5000 |  | 2 |  |  | 0.98 |  | Outside
NJADRE1554819171 | Administratively Determined Incentive Program | EMERSON | 7630 | 7 | 11.75 | Residential | Behind the Meter | No | Net Metered Residential | Tesla Energy Operations Inc |  | PSE&G | Accepted | 2023-10-16 | 2023-11-10 | 2024-11-10 | Solar Panels | Hanwha | # Q.PEAK DUO BLK ML-G10+/TS 405 |  | 0.405 | 2 | 283 | 37 |  | Fixed | Roof
NJADRE1554819171 | Administratively Determined Incentive Program | EMERSON | 7630 | 7 | 11.75 | Residential | Behind the Meter | No | Net Metered Residential | Tesla Energy Operations Inc |  | PSE&G | Accepted | 2023-10-16 | 2023-11-10 | 2024-11-10 | Solar Panels | Hanwha | # Q.PEAK DUO BLK ML-G10+/TS 405 |  | 0.405 | 12 | 14 | 30 |  | Fixed | Roof
NJADRE1554819171 | Administratively Determined Incentive Program | EMERSON | 7630 | 7 | 11.75 | Residential | Behind the Meter | No | Net Metered Residential | Tesla Energy Operations Inc |  | PSE&G | Accepted | 2023-10-16 | 2023-11-10 | 2024-11-10 | Solar Panels | Hanwha | # Q.PEAK DUO BLK ML-G10+/TS 405 |  | 0.405 | 15 | 193 | 30 |  | Fixed | Roof
NJADRE1554819174 | Administratively Determined Incentive Program | TOMS RIVER | 8757 | 18 | 6.55 | Residential | Behind the Meter | Yes | Net Metered Residential | Freedom Forever New Jersey LLC |  | JCP&L | Accepted | 2023-10-16 | 2023-11-10 | 2024-11-10 | Inverters | Solar Edge | SE5000H-USRGM | 5000 |  | 1 |  |  | 0.99 |  | Outdoor
NJADRE1554819174 | Administratively Determined Incentive Program | TOMS RIVER | 8757 | 18 | 6.55 | Residential | Behind the Meter | Yes | Net Metered Residential | Freedom Forever New Jersey LLC |  | JCP&L | Accepted | 2023-10-16 | 2023-11-10 | 2024-11-10 | Solar Panels | Jinko Solar | JKM385M-6RL3-B |  | 0.385 | 17 | 202 | 18 |  | Fixed | Roof
NJADRE1554819208 | Administratively Determined Incentive Program | PITMAN | 8071 | 15 | 8.51 | Residential | Behind the Meter | Yes | Net Metered Residential | EMT Renewables |  | AC Electric | Accepted | 2023-10-16 | 2023-11-10 | 2024-11-10 | Inverters | ENPHASE | IQ8+ | 290 |  | 21 |  |  | 0.98 |  | Other | UNDER EACH PANEL
NJADRE1554819208 | Administratively Determined Incentive Program | PITMAN | 8071 | 15 | 8.51 | Residential | Behind the Meter | Yes | Net Metered Residential | EMT Renewables |  | AC Electric | Accepted | 2023-10-16 | 2023-11-10 | 2024-11-10 | Solar Panels | Q CELLS | Q PEAK DUO BLK |  | 0.405 | 18 | 314 | 4 |  | Fixed | Roof
NJADRE1554819208 | Administratively Determined Incentive Program | PITMAN | 8071 | 15 | 8.51 | Residential | Behind the Meter | Yes | Net Metered Residential | EMT Renewables |  | AC Electric | Accepted | 2023-10-16 | 2023-11-10 | 2024-11-10 | Solar Panels | Q CELLS | Q PEAK DUO BLK |  | 0.405 | 3 | 134 | 22 |  | Fixed | Roof
NJADRE1554819225 | Administratively Determined Incentive Program | LINWOOD | 8221 | 19 | 657.6 | Commercial | Behind the Meter | No | Small Net-Metered Non-Residential located on Rooftop, Carport, Canopy and Floating Solar | EVERGREEN ENERGY |  | AC Electric | Accepted | 2023-10-16 | 2023-11-13 | 2024-11-13 | Inverters | SolarEdge | SE120KUS | 120000 |  | 4 |  |  | 0.98 |  | Outdoor | NearSE
NJADRE1554819225 | Administratively Determined Incentive Program | LINWOOD | 8221 | 19 | 657.6 | Commercial | Behind the Meter | No | Small Net-Metered Non-Residential located on Rooftop, Carport, Canopy and Floating Solar | EVERGREEN ENERGY |  | AC Electric | Accepted | 2023-10-16 | 2023-11-13 | 2024-11-13 | Inverters | Solar Edge | SE40KUS | 40000 |  | 1 |  |  | 0.98 |  | Outdoor | Near Se
NJADRE1554819225 | Administratively Determined Incentive Program | LINWOOD | 8221 | 19 | 657.6 | Commercial | Behind the Meter | No | Small Net-Metered Non-Residential located on Rooftop, Carport, Canopy and Floating Solar | EVERGREEN ENERGY |  | AC Electric | Accepted | 2023-10-16 | 2023-11-13 | 2024-11-13 | Solar Panels | Hanwha | Q.Peak Duo XL-G10.3 |  | 0.48 | 1370 | 211 | 10 |  | Fixed | Roof
NJADRE1554819254 | Administratively Determined Incentive Program | WILLIAMSTOWN | 8094 | 15 | 8.4 | Residential | Behind the Meter | No | Net Metered Residential | Power Energy Solutions |  | AC Electric | Accepted | 2023-10-17 | 2023-11-17 | 2024-11-17 | Inverters | SE6000H-US | SOLAREDGE | 6000 |  | 1 |  |  | 0.99 |  | Outside | ROOFTOP
NJADRE1554819254 | Administratively Determined Incentive Program | WILLIAMSTOWN | 8094 | 15 | 8.4 | Residential | Behind the Meter | No | Net Metered Residential | Power Energy Solutions |  | AC Electric | Accepted | 2023-10-17 | 2023-11-17 | 2024-11-17 | Solar Panels | SIL-400 HC+ | SILFAB SOLAR |  | 0.4 | 8 | 89 | 21 |  | Fixed | Roof | ROOFROP
NJADRE1554819254 | Administratively Determined Incentive Program | WILLIAMSTOWN | 8094 | 15 | 8.4 | Residential | Behind the Meter | No | Net Metered Residential | Power Energy Solutions |  | AC Electric | Accepted | 2023-10-17 | 2023-11-17 | 2024-11-17 | Solar Panels | SIL-400 HC+ | SILFAB SOLAR |  | 0.4 | 7 | 269 | 21 |  | Fixed | Roof | ROOFTOP
NJADRE1554819254 | Administratively Determined Incentive Program | WILLIAMSTOWN | 8094 | 15 | 8.4 | Residential | Behind the Meter | No | Net Metered Residential | Power Energy Solutions |  | AC Electric | Accepted | 2023-10-17 | 2023-11-17 | 2024-11-17 | Solar Panels | SIL-400 HC+ | SILFAB SOLAR |  | 0.4 | 3 | 89 | 21 |  | Fixed | Roof | ROOFTOP
NJADRE1554819254 | Administratively Determined Incentive Program | WILLIAMSTOWN | 8094 | 15 | 8.4 | Residential | Behind the Meter | No | Net Metered Residential | Power Energy Solutions |  | AC Electric | Accepted | 2023-10-17 | 2023-11-17 | 2024-11-17 | Solar Panels | SIL-400 HC+ | SILFAB SOLAR |  | 0.4 | 3 | 269 | 21 |  | Fixed | Roof | ROOFTOP
NJADRE1554819278 | Administratively Determined Incentive Program | ROEBLING | 8554 | 13 | 3.85 | Residential | Behind the Meter | Yes | Net Metered Residential | Freedom Forever New Jersey LLC |  | PSE&G | Accepted | 2023-10-16 | 2023-11-10 | 2024-11-10 | Inverters | Solar Edge | SE3800H-USRGM | 3800 |  | 1 |  |  | 0.99 |  | Outdoor
NJADRE1554819278 | Administratively Determined Incentive Program | ROEBLING | 8554 | 13 | 3.85 | Residential | Behind the Meter | Yes | Net Metered Residential | Freedom Forever New Jersey LLC |  | PSE&G | Accepted | 2023-10-16 | 2023-11-10 | 2024-11-10 | Solar Panels | Jinko Solar | JKM385M-6RL3-B |  | 0.385 | 10 | 238 | 26 |  | Fixed | Roof
NJADRE1554819300 | Administratively Determined Incentive Program | UNION | 7083 | 10 | 4.05 | Residential | Behind the Meter | Yes | Net Metered Residential | Sunrun Installation Services, Inc. |  | PSE&G | Accepted | 2023-10-16 | 2023-11-10 | 2024-11-10 | Inverters | SOLAREDGE TECHNOLOGIES | SE3800H-USMN | 3800 |  | 1 |  |  | 0.992 |  | Outdoor | next to meter
NJADRE1554819300 | Administratively Determined Incentive Program | UNION | 7083 | 10 | 4.05 | Residential | Behind the Meter | Yes | Net Metered Residential | Sunrun Installation Services, Inc. |  | PSE&G | Accepted | 2023-10-16 | 2023-11-10 | 2024-11-10 | Solar Panels | HANWHA Q-CELLS | Q.PEAK DUO BLK ML-G10+ 405 |  | 0.405 | 3 | 199 | 23 |  | Fixed | Roof
NJADRE1554819300 | Administratively Determined Incentive Program | UNION | 7083 | 10 | 4.05 | Residential | Behind the Meter | Yes | Net Metered Residential | Sunrun Installation Services, Inc. |  | PSE&G | Accepted | 2023-10-16 | 2023-11-10 | 2024-11-10 | Solar Panels | HANWHA Q-CELLS | Q.PEAK DUO BLK ML-G10+ 405 |  | 0.405 | 7 | 18 | 37 |  | Fixed | Roof
NJADRE1554819314 | Administratively Determined Incentive Program | Clinton | 8809 | 4 | 5.27 | Residential | Behind the Meter | Yes | Net Metered Residential | Sunrun Installation Services, Inc. |  | JCP&L | Accepted | 2023-10-16 | 2023-11-10 | 2024-11-10 | Solar Panels | Hanwha Q Cells | Q.PEAK DUO BLK ML-G10+ 405 |  | 0.405 | 5 | 70 | 44 |  | Fixed | Roof
NJADRE1554819314 | Administratively Determined Incentive Program | Clinton | 8809 | 4 | 5.27 | Residential | Behind the Meter | Yes | Net Metered Residential | Sunrun Installation Services, Inc. |  | JCP&L | Accepted | 2023-10-16 | 2023-11-10 | 2024-11-10 | Solar Panels | Hanwha Q Cells | Q.PEAK DUO BLK ML-G10+ 405 |  | 0.405 | 8 | 249 | 45 |  | Fixed | Roof
NJADRE1554819314 | Administratively Determined Incentive Program | Clinton | 8809 | 4 | 5.27 | Residential | Behind the Meter | Yes | Net Metered Residential | Sunrun Installation Services, Inc. |  | JCP&L | Accepted | 2023-10-16 | 2023-11-10 | 2024-11-10 | Inverters | SolarEdge Technologies | SE3800H-USMN | 3800 |  | 1 |  |  | 0.99 |  | Outdoor | next to meter
NJADRE1554819597 | Administratively Determined Incentive Program | JERSEY CITY | 7307 | 8 | 7.29 | Residential | Behind the Meter | Yes | Net Metered Residential | Trinity Solar |  | PSE&G | Accepted | 2023-10-16 | 2023-11-10 | 2024-11-10 | Inverters | Solar edge | SE6000H-US | 6000 |  | 1 |  |  | 0.97 |  | Outdoor
NJADRE1554819597 | Administratively Determined Incentive Program | JERSEY CITY | 7307 | 8 | 7.29 | Residential | Behind the Meter | Yes | Net Metered Residential | Trinity Solar |  | PSE&G | Accepted | 2023-10-16 | 2023-11-10 | 2024-11-10 | Solar Panels | Hanwha 405 Watt Model #Q.PEAK DUO BLK ML-G10+ 405 | Hanwha 405 Watt Model #Q.PEAK DUO BLK ML-G10+ 405 |  | 0.405 | 10 | 28 | 5 |  | Fixed | Roof
NJADRE1554819597 | Administratively Determined Incentive Program | JERSEY CITY | 7307 | 8 | 7.29 | Residential | Behind the Meter | Yes | Net Metered Residential | Trinity Solar |  | PSE&G | Accepted | 2023-10-16 | 2023-11-10 | 2024-11-10 | Solar Panels | Hanwha 405 Watt Model #Q.PEAK DUO BLK ML-G10+ 405 | Hanwha 405 Watt Model #Q.PEAK DUO BLK ML-G10+ 405 |  | 0.405 | 8 | 27 | 18 |  | Fixed | Roof
NJADRE1554819613 | Administratively Determined Incentive Program | ELIZABETHPORT | 7206 | 10 | 3.36 | Residential | Behind the Meter | No | Net Metered Residential | EMT Renewables |  | PSE&G | Accepted | 2023-10-16 | 2023-11-10 | 2024-11-10 | Inverters | ENPHASE | IQ7x | 315 |  | 8 |  |  | 0.98 |  | Other | UNDER EACH PANEL
NJADRE1554819613 | Administratively Determined Incentive Program | ELIZABETHPORT | 7206 | 10 | 3.36 | Residential | Behind the Meter | No | Net Metered Residential | EMT Renewables |  | PSE&G | Accepted | 2023-10-16 | 2023-11-10 | 2024-11-10 | Solar Panels | REC ALPHA | REC 420 |  | 0.42 | 6 | 235 | 19 |  | Fixed | Roof
NJADRE1554819613 | Administratively Determined Incentive Program | ELIZABETHPORT | 7206 | 10 | 3.36 | Residential | Behind the Meter | No | Net Metered Residential | EMT Renewables |  | PSE&G | Accepted | 2023-10-16 | 2023-11-10 | 2024-11-10 | Solar Panels | REC ALPHA | REC 420 |  | 0.42 | 2 | 55 | 19 |  | Fixed | Roof
NJADRE1554820768 | Administratively Determined Incentive Program | Hopatcong | 7843 | 1 | 4 | Residential | Behind the Meter | No | Net Metered Residential | Solar Bear Energy, LLC. |  | JCP&L | Accepted | 2023-10-18 | 2023-11-14 | 2024-11-14 | Solar Panels | HANWHA Q-CELLS | Q-PEAK DUO BLK ML-G10+-400 |  | 0.4 | 5 | 193 | 16 |  | Fixed | Roof | N/A
NJADRE1554820768 | Administratively Determined Incentive Program | Hopatcong | 7843 | 1 | 4 | Residential | Behind the Meter | No | Net Metered Residential | Solar Bear Energy, LLC. |  | JCP&L | Accepted | 2023-10-18 | 2023-11-14 | 2024-11-14 | Solar Panels | HANWHA Q-CELLS | Q-PEAK DUO BLK ML-G10+-400 |  | 0.4 | 5 | 103 | 29 |  | Fixed | Roof | N/A
NJADRE1554820768 | Administratively Determined Incentive Program | Hopatcong | 7843 | 1 | 4 | Residential | Behind the Meter | No | Net Metered Residential | Solar Bear Energy, LLC. |  | JCP&L | Accepted | 2023-10-18 | 2023-11-14 | 2024-11-14 | Inverters | Sol-Ark | 12K-P | 9 |  | 1 |  |  | 0.97 |  | Indoor | Located in the Utility Room
NJADRE1554820768 | Administratively Determined Incentive Program | Hopatcong | 7843 | 1 | 4 | Residential | Behind the Meter | No | Net Metered Residential | Solar Bear Energy, LLC. |  | JCP&L | Accepted | 2023-10-18 | 2023-11-14 | 2024-11-14 | Electric Storage Battery | EG4 ELECTRONICS | EG4-LL |  |  | 2 |  |  |  | Lithium Ion |  | Located in the Utility Room adjacent to the Inverter
NJADRE1554820935 | Administratively Determined Incentive Program | WILLINGBORO | 8046 | 13 | 6.08 | Residential | Behind the Meter | Yes | Net Metered Residential | EMT Renewables |  | PSE&G | Accepted | 2023-10-16 | 2023-11-10 | 2024-11-10 | Inverters | ENPHASE | IQ8+ | 290 |  | 15 |  |  | 0.98 |  | Other | UNDER EACH PANEL
NJADRE1554820935 | Administratively Determined Incentive Program | WILLINGBORO | 8046 | 13 | 6.08 | Residential | Behind the Meter | Yes | Net Metered Residential | EMT Renewables |  | PSE&G | Accepted | 2023-10-16 | 2023-11-10 | 2024-11-10 | Solar Panels | Q CELLS | Q PEAK DUO BLK |  | 0.405 | 3 | 108 | 19 |  | Fixed | Roof
NJADRE1554820935 | Administratively Determined Incentive Program | WILLINGBORO | 8046 | 13 | 6.08 | Residential | Behind the Meter | Yes | Net Metered Residential | EMT Renewables |  | PSE&G | Accepted | 2023-10-16 | 2023-11-10 | 2024-11-10 | Solar Panels | Q CELLS | Q PEAK DUO BLK |  | 0.405 | 12 | 198 | 20 |  | Fixed | Roof
NJADRE1554821720 | Administratively Determined Incentive Program | ORADELL | 7649 | 7 | 7.29 | Residential | Behind the Meter | Yes | Net Metered Residential | Sunrun Installation Services, Inc. |  | PSE&G | Accepted | 2023-10-16 | 2023-11-10 | 2024-11-10 | Inverters | SOLAREDGE TECHNOLOGIES | SE6000H-USSN | 6000 |  | 1 |  |  | 0.992 |  | Outdoor | next to meter
NJADRE1554821720 | Administratively Determined Incentive Program | ORADELL | 7649 | 7 | 7.29 | Residential | Behind the Meter | Yes | Net Metered Residential | Sunrun Installation Services, Inc. |  | PSE&G | Accepted | 2023-10-16 | 2023-11-10 | 2024-11-10 | Solar Panels | HANWHA Q-CELLS | Q.PEAK DUO BLK ML-G10+ 405 |  | 0.405 | 2 | 110 | 33 |  | Fixed | Roof
NJADRE1554821720 | Administratively Determined Incentive Program | ORADELL | 7649 | 7 | 7.29 | Residential | Behind the Meter | Yes | Net Metered Residential | Sunrun Installation Services, Inc. |  | PSE&G | Accepted | 2023-10-16 | 2023-11-10 | 2024-11-10 | Solar Panels | HANWHA Q-CELLS | Q.PEAK DUO BLK ML-G10+ 405 |  | 0.405 | 3 | 19 | 23 |  | Fixed | Roof
NJADRE1554821720 | Administratively Determined Incentive Program | ORADELL | 7649 | 7 | 7.29 | Residential | Behind the Meter | Yes | Net Metered Residential | Sunrun Installation Services, Inc. |  | PSE&G | Accepted | 2023-10-16 | 2023-11-10 | 2024-11-10 | Solar Panels | HANWHA Q-CELLS | Q.PEAK DUO BLK ML-G10+ 405 |  | 0.405 | 4 | 290 | 34 |  | Fixed | Roof
NJADRE1554821720 | Administratively Determined Incentive Program | ORADELL | 7649 | 7 | 7.29 | Residential | Behind the Meter | Yes | Net Metered Residential | Sunrun Installation Services, Inc. |  | PSE&G | Accepted | 2023-10-16 | 2023-11-10 | 2024-11-10 | Solar Panels | HANWHA Q-CELLS | Q.PEAK DUO BLK ML-G10+ 405 |  | 0.405 | 9 | 199 | 40 |  | Fixed | Roof
NJADRE1554821732 | Administratively Determined Incentive Program | ELIZABETH | 7206 | 10 | 6.48 | Residential | Behind the Meter | No | Net Metered Residential | Pro Custom Solar dba Momentum Solar |  | PSE&G | Accepted | 2023-10-16 | 2023-11-10 | 2024-11-10 | Solar Panels | Â Q. PEAK DUO BLK-G10+405 | HANWHA |  | 0.405 | 8 | 145 | 39 |  | Fixed | Roof
NJADRE1554821732 | Administratively Determined Incentive Program | ELIZABETH | 7206 | 10 | 6.48 | Residential | Behind the Meter | No | Net Metered Residential | Pro Custom Solar dba Momentum Solar |  | PSE&G | Accepted | 2023-10-16 | 2023-11-10 | 2024-11-10 | Solar Panels | Â Q. PEAK DUO BLK-G10+405 | HANWHA |  | 0.405 | 8 | 325 | 37 |  | Fixed | Roof
NJADRE1554821732 | Administratively Determined Incentive Program | ELIZABETH | 7206 | 10 | 6.48 | Residential | Behind the Meter | No | Net Metered Residential | Pro Custom Solar dba Momentum Solar |  | PSE&G | Accepted | 2023-10-16 | 2023-11-10 | 2024-11-10 | Inverters | IQ8PLUS-72-2-US | ENPHASE | 290 |  | 16 |  |  | 0.97 |  | Outdoor
NJADRE1554822645 | Administratively Determined Incentive Program | Hammonton | 8037 | 19 | 71.69 | Commercial | Behind the Meter | Yes | Small Net-Metered Non-Residential located on Rooftop, Carport, Canopy and Floating Solar | SolareAmerica |  | AC Electric | Accepted | 2023-10-16 | 2023-11-13 | 2024-11-13 | Solar Panels | Hanwa - Qcells- USA - GA | QCELLS-ML-G10-405 |  | 0.405 | 177 | 35 | 10 |  | Fixed | Roof
NJADRE1554822645 | Administratively Determined Incentive Program | Hammonton | 8037 | 19 | 71.69 | Commercial | Behind the Meter | Yes | Small Net-Metered Non-Residential located on Rooftop, Carport, Canopy and Floating Solar | SolareAmerica |  | AC Electric | Accepted | 2023-10-16 | 2023-11-13 | 2024-11-13 | Inverters | APSystems | QS1-3phase- 208 | 1100 |  | 45 |  |  | 0.97 |  | Outdoor
NJADRE1554823974 | Administratively Determined Incentive Program | LONG VALLEY | 7853 | 3 | 13.13 | Residential | Behind the Meter | Yes | Net Metered Residential | Sunrun Installation Services, Inc. |  | JCP&L | Accepted | 2023-10-16 | 2023-11-10 | 2024-11-10 | Inverters | Delta Electronics | E10-TL-US | 9600 |  | 1 |  |  | 0.96 |  | Outdoor | Next To Meter
NJADRE1554823974 | Administratively Determined Incentive Program | LONG VALLEY | 7853 | 3 | 13.13 | Residential | Behind the Meter | Yes | Net Metered Residential | Sunrun Installation Services, Inc. |  | JCP&L | Accepted | 2023-10-16 | 2023-11-10 | 2024-11-10 | Solar Panels | Vikram Solar | VSMDHT.60.375.05 |  | 0.375 | 29 | 8 | 19 |  | Fixed | Roof
NJADRE1554823974 | Administratively Determined Incentive Program | LONG VALLEY | 7853 | 3 | 13.13 | Residential | Behind the Meter | Yes | Net Metered Residential | Sunrun Installation Services, Inc. |  | JCP&L | Accepted | 2023-10-16 | 2023-11-10 | 2024-11-10 | Solar Panels | Vikram Solar | VSMDHT.60.375.05 |  | 0.375 | 6 | 188 | 19 |  | Fixed | Roof
NJADRE1554824178 | Administratively Determined Incentive Program | CRANFORD | 7016 | 10 | 6.08 | Residential | Behind the Meter | No | Net Metered Residential | Powur, PBC |  | PSE&G | Accepted | 2023-10-16 | 2023-11-10 | 2024-11-10 | Solar Panels | Hanwha | Q.PEAK DUO BLK-ML-G10+ (405W) |  | 0.405 | 5 | 250 | 30 |  | Fixed | Roof
NJADRE1554824178 | Administratively Determined Incentive Program | CRANFORD | 7016 | 10 | 6.08 | Residential | Behind the Meter | No | Net Metered Residential | Powur, PBC |  | PSE&G | Accepted | 2023-10-16 | 2023-11-10 | 2024-11-10 | Solar Panels | Hanwha | Q.PEAK DUO BLK-ML-G10+ (405W) |  | 0.405 | 10 | 70 | 30 |  | Fixed | Roof
NJADRE1554824178 | Administratively Determined Incentive Program | CRANFORD | 7016 | 10 | 6.08 | Residential | Behind the Meter | No | Net Metered Residential | Powur, PBC |  | PSE&G | Accepted | 2023-10-16 | 2023-11-10 | 2024-11-10 | Inverters | Enphase | IQ8PLUS-72-2-US | 290 |  | 15 |  |  | 0.99 |  | Outside
NJADRE1554824178 | Administratively Determined Incentive Program | CRANFORD | 7016 | 10 | 6.08 | Residential | Behind the Meter | No | Net Metered Residential | Powur, PBC |  | PSE&G | Accepted | 2023-10-16 | 2023-11-10 | 2024-11-10 | Meters | "Enphase Integrated Production Meter Single-Phase (L-L) | X2-IQ-AM1-240-4 |  |  | 1 |  |  |  | Yes | Outdoor
NJADRE1554824182 | Administratively Determined Incentive Program | PISCATAWAY | 8854 | 11 | 6.75 | Residential | Behind the Meter | Yes | Net Metered Residential | Sunrun Installation Services, Inc. |  | PSE&G | Accepted | 2023-10-16 | 2023-11-10 | 2024-11-10 | Inverters | SolarEdge Technologies | SE6000H-USSN | 6000 |  | 1 |  |  | 0.96 |  | Outdoor | Next To Meter
NJADRE1554824182 | Administratively Determined Incentive Program | PISCATAWAY | 8854 | 11 | 6.75 | Residential | Behind the Meter | Yes | Net Metered Residential | Sunrun Installation Services, Inc. |  | PSE&G | Accepted | 2023-10-16 | 2023-11-10 | 2024-11-10 | Solar Panels | Vikram Solar | VSMDHT.60.375.05 |  | 0.375 | 18 | 213 | 17 |  | Fixed | Roof
NJADRE1554824185 | Administratively Determined Incentive Program | BAYONNE | 7002 | 8 | 3.24 | Residential | Behind the Meter | No | Net Metered Residential | Bright Planet Solar |  | PSE&G | Accepted | 2023-10-16 | 2023-11-14 | 2024-11-14 | Inverters | Solar Edge | SE3000H-USRGM | 3000 |  | 1 |  |  | 0.98 |  | Outdoor | OUTSIDE
NJADRE1554824185 | Administratively Determined Incentive Program | BAYONNE | 7002 | 8 | 3.24 | Residential | Behind the Meter | No | Net Metered Residential | Bright Planet Solar |  | PSE&G | Accepted | 2023-10-16 | 2023-11-14 | 2024-11-14 | Solar Panels | LONGI | LR4-60HPB-360M |  | 0.36 | 2 | 148 | 23 |  | Fixed | Roof
NJADRE1554824185 | Administratively Determined Incentive Program | BAYONNE | 7002 | 8 | 3.24 | Residential | Behind the Meter | No | Net Metered Residential | Bright Planet Solar |  | PSE&G | Accepted | 2023-10-16 | 2023-11-14 | 2024-11-14 | Solar Panels | LONGI | LR4-60HPB-360M |  | 0.36 | 3 | 59 | 34 |  | Fixed | Roof
NJADRE1554824185 | Administratively Determined Incentive Program | BAYONNE | 7002 | 8 | 3.24 | Residential | Behind the Meter | No | Net Metered Residential | Bright Planet Solar |  | PSE&G | Accepted | 2023-10-16 | 2023-11-14 | 2024-11-14 | Solar Panels | LONGI | LR4-60HPB-360M |  | 0.36 | 2 | 155 | 14 |  | Fixed | Roof
NJADRE1554824185 | Administratively Determined Incentive Program | BAYONNE | 7002 | 8 | 3.24 | Residential | Behind the Meter | No | Net Metered Residential | Bright Planet Solar |  | PSE&G | Accepted | 2023-10-16 | 2023-11-14 | 2024-11-14 | Solar Panels | LONGI | LR4-60HPB-360M |  | 0.36 | 2 | 324 | 18 |  | Fixed | Roof
NJADRE1554824192 | Administratively Determined Incentive Program | CLIFTON | 7011 | 6 | 5.78 | Residential | Behind the Meter | No | Net Metered Residential | Powur, PBC |  | PSE&G | Accepted | 2023-10-16 | 2023-11-10 | 2024-11-10 | Solar Panels | Jinko Solar | JKM390M-72HL-V |  | 0.385 | 15 | 70 | 39 |  | Fixed | Roof
NJADRE1554824192 | Administratively Determined Incentive Program | CLIFTON | 7011 | 6 | 5.78 | Residential | Behind the Meter | No | Net Metered Residential | Powur, PBC |  | PSE&G | Accepted | 2023-10-16 | 2023-11-10 | 2024-11-10 | Inverters | Enphase | IQ8PLUS-72-2-US | 290 |  | 15 |  |  | 0.99 |  | Outside
NJADRE1554824212 | Administratively Determined Incentive Program | NEWARK | 7108 | 9 | 4.74 | Residential | Behind the Meter | No | Net Metered Residential | Bright Planet Solar |  | PSE&G | Accepted | 2023-10-16 | 2023-11-10 | 2024-11-10 | Inverters | Solar Edge | SE3800H-USRGM | 3800 |  | 1 |  |  | 0.98 |  | Outdoor | OUTSIDE
NJADRE1554824212 | Administratively Determined Incentive Program | NEWARK | 7108 | 9 | 4.74 | Residential | Behind the Meter | No | Net Metered Residential | Bright Planet Solar |  | PSE&G | Accepted | 2023-10-16 | 2023-11-10 | 2024-11-10 | Solar Panels | HANWHA Q-CELLS | Q.PEAK DUO BLK ML-G10+395 |  | 0.395 | 2 | 197 | 30 |  | Fixed | Roof
NJADRE1554824212 | Administratively Determined Incentive Program | NEWARK | 7108 | 9 | 4.74 | Residential | Behind the Meter | No | Net Metered Residential | Bright Planet Solar |  | PSE&G | Accepted | 2023-10-16 | 2023-11-10 | 2024-11-10 | Solar Panels | HANWHA Q-CELLS | Q.PEAK DUO BLK ML-G10+395 |  | 0.395 | 2 | 16 | 30 |  | Fixed | Roof
NJADRE1554824212 | Administratively Determined Incentive Program | NEWARK | 7108 | 9 | 4.74 | Residential | Behind the Meter | No | Net Metered Residential | Bright Planet Solar |  | PSE&G | Accepted | 2023-10-16 | 2023-11-10 | 2024-11-10 | Solar Panels | HANWHA Q-CELLS | Q.PEAK DUO BLK ML-G10+395 |  | 0.395 | 3 | 288 | 14 |  | Fixed | Roof
NJADRE1554824212 | Administratively Determined Incentive Program | NEWARK | 7108 | 9 | 4.74 | Residential | Behind the Meter | No | Net Metered Residential | Bright Planet Solar |  | PSE&G | Accepted | 2023-10-16 | 2023-11-10 | 2024-11-10 | Solar Panels | HANWHA Q-CELLS | Q.PEAK DUO BLK ML-G10+395 |  | 0.395 | 2 | 107 | 34 |  | Fixed | Roof
NJADRE1554824212 | Administratively Determined Incentive Program | NEWARK | 7108 | 9 | 4.74 | Residential | Behind the Meter | No | Net Metered Residential | Bright Planet Solar |  | PSE&G | Accepted | 2023-10-16 | 2023-11-10 | 2024-11-10 | Solar Panels | HANWHA Q-CELLS | Q.PEAK DUO BLK ML-G10+395 |  | 0.395 | 3 | 286 | 30 |  | Fixed | Roof
NJADRE1554824215 | Administratively Determined Incentive Program | CLIFTON | 7011 | 6 | 5.07 | Residential | Behind the Meter | No | Net Metered Residential | Powur, PBC |  | PSE&G | Accepted | 2023-10-16 | 2023-11-14 | 2024-11-14 | Solar Panels | Jinko Solar | JKM390M-72HL-V |  | 0.39 | 13 | 250 | 39 |  | Fixed | Roof
NJADRE1554824215 | Administratively Determined Incentive Program | CLIFTON | 7011 | 6 | 5.07 | Residential | Behind the Meter | No | Net Metered Residential | Powur, PBC |  | PSE&G | Accepted | 2023-10-16 | 2023-11-14 | 2024-11-14 | Inverters | Enphase | IQ8PLUS-72-2-US | 290 |  | 13 |  |  | 0.99 |  | Outside
NJADRE1554824417 | Administratively Determined Incentive Program | HAMILTON TOWNSHIP | 8610 | 12 | 4.35 | Residential | Behind the Meter | No | Net Metered Residential | Ad Energy LLC |  | PSE&G | Accepted | 2023-10-16 | 2023-11-10 | 2024-11-10 | Inverters | SunPower | IQ7HS | 384 |  | 10 |  |  | 0.97 |  | Outdoor | At each panel
NJADRE1554824417 | Administratively Determined Incentive Program | HAMILTON TOWNSHIP | 8610 | 12 | 4.35 | Residential | Behind the Meter | No | Net Metered Residential | Ad Energy LLC |  | PSE&G | Accepted | 2023-10-16 | 2023-11-10 | 2024-11-10 | Solar Panels | SunPower | SPR-M435-H-AC-MODULES |  | 0.435 | 10 | 111 | 30 |  | Fixed | Roof
NJADRE1554824615 | Administratively Determined Incentive Program | BERGENFIELD | 7621 | 7 | 8.74 | Residential | Behind the Meter | Yes | Net Metered Residential | Freedom Forever New Jersey LLC |  | PSE&G | Accepted | 2023-10-16 | 2023-11-10 | 2024-11-10 | Inverters | Solar Edge | SE7600H-USRGM | 7600 |  | 1 |  |  | 0.99 |  | Outdoor
NJADRE1554824615 | Administratively Determined Incentive Program | BERGENFIELD | 7621 | 7 | 8.74 | Residential | Behind the Meter | Yes | Net Metered Residential | Freedom Forever New Jersey LLC |  | PSE&G | Accepted | 2023-10-16 | 2023-11-10 | 2024-11-10 | Solar Panels | Jinko Sola | JKM380M-6RL3-B |  | 0.38 | 7 | 176 | 23 |  | Fixed | Roof
NJADRE1554824615 | Administratively Determined Incentive Program | BERGENFIELD | 7621 | 7 | 8.74 | Residential | Behind the Meter | Yes | Net Metered Residential | Freedom Forever New Jersey LLC |  | PSE&G | Accepted | 2023-10-16 | 2023-11-10 | 2024-11-10 | Solar Panels | Jinko Solar | JKM380M-6RL3-B |  | 0.38 | 8 | 266 | 23 |  | Fixed | Roof
NJADRE1554824615 | Administratively Determined Incentive Program | BERGENFIELD | 7621 | 7 | 8.74 | Residential | Behind the Meter | Yes | Net Metered Residential | Freedom Forever New Jersey LLC |  | PSE&G | Accepted | 2023-10-16 | 2023-11-10 | 2024-11-10 | Solar Panels | Jinko Solar | JKM380M-6RL3-B |  | 0.38 | 8 | 86 | 23 |  | Fixed | Roof
NJADRE1554824640 | Administratively Determined Incentive Program | TOMS RIVER | 8757 | 18 | 4.8 | Residential | Behind the Meter | Yes | Net Metered Residential | Solar Mite Solutions |  | JCP&L | Accepted | 2023-10-16 | 2023-11-10 | 2024-11-10 | Inverters | Enphase | IQ8PLUS-72-2 | 290 |  | 12 |  |  | 0.98 |  | Outdoor | under modules
NJADRE1554824640 | Administratively Determined Incentive Program | TOMS RIVER | 8757 | 18 | 4.8 | Residential | Behind the Meter | Yes | Net Metered Residential | Solar Mite Solutions |  | JCP&L | Accepted | 2023-10-16 | 2023-11-10 | 2024-11-10 | Solar Panels | Canadian Solar | CS6R |  | 0.4 | 12 | 281 | 18 |  | Fixed | Roof | Array 1
NJADRE1554825806 | Administratively Determined Incentive Program | COLUMBUS | 8022 | 13 | 24.4 | Residential | Behind the Meter | Yes | Net Metered Residential | Suntuity Solar LLC |  | PSE&G | Accepted | 2023-10-17 | 2023-11-13 | 2024-11-13 | Inverters | (61) ENPHASE | IQ8PLUS-72-2-US | 290 |  | 61 |  |  | 0.97 |  | Outdoor | Behind the PV modules
NJADRE1554825806 | Administratively Determined Incentive Program | COLUMBUS | 8022 | 13 | 24.4 | Residential | Behind the Meter | Yes | Net Metered Residential | Suntuity Solar LLC |  | PSE&G | Accepted | 2023-10-17 | 2023-11-13 | 2024-11-13 | Solar Panels | (61) CANADIANSOLAR | CS6R-400MS-HL |  | 0.4 | 6 | 178 | 45 |  | Fixed | Roof
NJADRE1554825806 | Administratively Determined Incentive Program | COLUMBUS | 8022 | 13 | 24.4 | Residential | Behind the Meter | Yes | Net Metered Residential | Suntuity Solar LLC |  | PSE&G | Accepted | 2023-10-17 | 2023-11-13 | 2024-11-13 | Solar Panels | (61) CANADIANSOLAR | CS6R-400MS-HL |  | 0.4 | 18 | 88 | 34 |  | Fixed | Roof
NJADRE1554825806 | Administratively Determined Incentive Program | COLUMBUS | 8022 | 13 | 24.4 | Residential | Behind the Meter | Yes | Net Metered Residential | Suntuity Solar LLC |  | PSE&G | Accepted | 2023-10-17 | 2023-11-13 | 2024-11-13 | Solar Panels | (61) CANADIANSOLAR | CS6R-400MS-HL |  | 0.4 | 4 | 88 | 34 |  | Fixed | Roof
NJADRE1554825806 | Administratively Determined Incentive Program | COLUMBUS | 8022 | 13 | 24.4 | Residential | Behind the Meter | Yes | Net Metered Residential | Suntuity Solar LLC |  | PSE&G | Accepted | 2023-10-17 | 2023-11-13 | 2024-11-13 | Solar Panels | (61) CANADIANSOLAR | CS6R-400MS-HL |  | 0.4 | 33 | 268 | 34 |  | Fixed | Roof
NJADRE1554825807 | Administratively Determined Incentive Program | OLD BRIDGE | 8857 | 11 | 9.2 | Residential | Behind the Meter | Yes | Net Metered Residential | Suntuity Solar LLC |  | JCP&L | Accepted | 2023-10-17 | 2023-11-10 | 2024-11-10 | Inverters | ENPHASE | IQ8PLUS-72-2-US | 290 |  | 23 |  |  | 0.97 |  | Outdoor | Behind the PV modules
NJADRE1554825807 | Administratively Determined Incentive Program | OLD BRIDGE | 8857 | 11 | 9.2 | Residential | Behind the Meter | Yes | Net Metered Residential | Suntuity Solar LLC |  | JCP&L | Accepted | 2023-10-17 | 2023-11-10 | 2024-11-10 | Solar Panels | CANADIANSOLAR | CS6R-400MS-HL |  | 0.4 | 10 | 171 | 34 |  | Fixed | Roof
NJADRE1554825807 | Administratively Determined Incentive Program | OLD BRIDGE | 8857 | 11 | 9.2 | Residential | Behind the Meter | Yes | Net Metered Residential | Suntuity Solar LLC |  | JCP&L | Accepted | 2023-10-17 | 2023-11-10 | 2024-11-10 | Solar Panels | CANADIANSOLAR | CS6R-400MS-HL |  | 0.4 | 8 | 81 | 29 |  | Fixed | Roof
NJADRE1554825807 | Administratively Determined Incentive Program | OLD BRIDGE | 8857 | 11 | 9.2 | Residential | Behind the Meter | Yes | Net Metered Residential | Suntuity Solar LLC |  | JCP&L | Accepted | 2023-10-17 | 2023-11-10 | 2024-11-10 | Solar Panels | CANADIANSOLAR | CS6R-400MS-HL |  | 0.4 | 5 | 261 | 29 |  | Fixed | Roof
NJADRE1554825808 | Administratively Determined Incentive Program | LITTLE EGG HARBOR TWP | 8087 | 18 | 7.6 | Residential | Behind the Meter | Yes | Net Metered Residential | Suntuity Solar LLC |  | AC Electric | Accepted | 2023-10-17 | 2023-11-10 | 2024-11-10 | Inverters | (19) ENPHASE | IQ8PLUS-72-2-US | 290 |  | 19 |  |  | 0.97 |  | Outdoor | Behind the PV modules
NJADRE1554825808 | Administratively Determined Incentive Program | LITTLE EGG HARBOR TWP | 8087 | 18 | 7.6 | Residential | Behind the Meter | Yes | Net Metered Residential | Suntuity Solar LLC |  | AC Electric | Accepted | 2023-10-17 | 2023-11-10 | 2024-11-10 | Solar Panels | (19) CANADIAN SOLAR | CS6R-400MS-HL |  | 0.4 | 19 | 223 | 34 |  | Fixed | Roof
NJADRE1554825809 | Administratively Determined Incentive Program | UNION | 7083 | 10 | 6 | Residential | Behind the Meter | No | Net Metered Residential | Suntuity Solar LLC |  | PSE&G | Accepted | 2023-10-17 | 2023-11-10 | 2024-11-10 | Solar Panels | CANADIANSOLAR | CS6R-400MS-HL |  | 0.4 | 7 | 96 | 34 |  | Fixed | Roof
NJADRE1554825809 | Administratively Determined Incentive Program | UNION | 7083 | 10 | 6 | Residential | Behind the Meter | No | Net Metered Residential | Suntuity Solar LLC |  | PSE&G | Accepted | 2023-10-17 | 2023-11-10 | 2024-11-10 | Solar Panels | CANADIANSOLAR | CS6R-400MS-HL |  | 0.4 | 3 | 96 | 34 |  | Fixed | Roof
NJADRE1554825809 | Administratively Determined Incentive Program | UNION | 7083 | 10 | 6 | Residential | Behind the Meter | No | Net Metered Residential | Suntuity Solar LLC |  | PSE&G | Accepted | 2023-10-17 | 2023-11-10 | 2024-11-10 | Solar Panels | CANADIANSOLAR | CS6R-400MS-HL |  | 0.4 | 5 | 276 | 34 |  | Fixed | Roof
NJADRE1554825809 | Administratively Determined Incentive Program | UNION | 7083 | 10 | 6 | Residential | Behind the Meter | No | Net Metered Residential | Suntuity Solar LLC |  | PSE&G | Accepted | 2023-10-17 | 2023-11-10 | 2024-11-10 | Inverters | HOYMILES | HM-300NT | 290 |  | 15 |  |  | 0.97 |  | Outdoor | Behind the PV modules
NJADRE1554825812 | Administratively Determined Incentive Program | EDISON | 8837 | 11 | 10 | Residential | Behind the Meter | Yes | Net Metered Residential | Suntuity Solar LLC |  | PSE&G | Accepted | 2023-10-17 | 2023-11-17 | 2024-11-17 | Inverters | (25) ENPHASE | IQ8PLUS-72-2-US | 290 |  | 25 |  |  | 0.97 |  | Outdoor | Behind the PV modules
NJADRE1554825812 | Administratively Determined Incentive Program | EDISON | 8837 | 11 | 10 | Residential | Behind the Meter | Yes | Net Metered Residential | Suntuity Solar LLC |  | PSE&G | Accepted | 2023-10-17 | 2023-11-17 | 2024-11-17 | Solar Panels | (25) CANADIANSOLAR | CS6R-400MS-HL |  | 0.4 | 8 | 282 | 23 |  | Fixed | Roof
NJADRE1554825812 | Administratively Determined Incentive Program | EDISON | 8837 | 11 | 10 | Residential | Behind the Meter | Yes | Net Metered Residential | Suntuity Solar LLC |  | PSE&G | Accepted | 2023-10-17 | 2023-11-17 | 2024-11-17 | Solar Panels | (25) CANADIANSOLAR | CS6R-400MS-HL |  | 0.4 | 11 | 102 | 23 |  | Fixed | Roof
NJADRE1554825812 | Administratively Determined Incentive Program | EDISON | 8837 | 11 | 10 | Residential | Behind the Meter | Yes | Net Metered Residential | Suntuity Solar LLC |  | PSE&G | Accepted | 2023-10-17 | 2023-11-17 | 2024-11-17 | Solar Panels | (25) CANADIANSOLAR | CS6R-400MS-HL |  | 0.4 | 6 | 192 | 23 |  | Fixed | Roof
NJADRE1554825831 | Administratively Determined Incentive Program | PARSIPPANY | 7054 | 3 | 4.88 | Residential | Behind the Meter | Yes | Net Metered Residential | Sunrun Installation Services, Inc. |  | JCP&L | Accepted | 2023-10-17 | 2023-11-10 | 2024-11-10 | Electric Storage Battery | LG Chem | RESU 10H Prime |  |  | 1 |  |  |  | Lithium Ion |  | outside
NJADRE1554825831 | Administratively Determined Incentive Program | PARSIPPANY | 7054 | 3 | 4.88 | Residential | Behind the Meter | Yes | Net Metered Residential | Sunrun Installation Services, Inc. |  | JCP&L | Accepted | 2023-10-17 | 2023-11-10 | 2024-11-10 | Inverters | SolarEdge Technologies | SE3800H-USMN | 3800 |  | 1 |  |  | 0.96 |  | Outdoor | Next To Meter
NJADRE1554825831 | Administratively Determined Incentive Program | PARSIPPANY | 7054 | 3 | 4.88 | Residential | Behind the Meter | Yes | Net Metered Residential | Sunrun Installation Services, Inc. |  | JCP&L | Accepted | 2023-10-17 | 2023-11-10 | 2024-11-10 | Solar Panels | Vikram Solar | VSMDHT.60.375.05 |  | 0.375 | 3 | 343 | 37 |  | Fixed | Roof
NJADRE1554825831 | Administratively Determined Incentive Program | PARSIPPANY | 7054 | 3 | 4.88 | Residential | Behind the Meter | Yes | Net Metered Residential | Sunrun Installation Services, Inc. |  | JCP&L | Accepted | 2023-10-17 | 2023-11-10 | 2024-11-10 | Solar Panels | Vikram Solar | VSMDHT.60.375.05 |  | 0.375 | 10 | 165 | 37 |  | Fixed | Roof
NJADRE1554825847 | Administratively Determined Incentive Program | Turnersville | 8012 | 14 | 6.89 | Residential | Behind the Meter | Yes | Net Metered Residential | SunnyMac LLC |  | AC Electric | Accepted | 2023-10-17 | 2023-11-13 | 2024-11-13 | Solar Panels | Q.PEAK DUO BLK ML-G10+ 405 | HANWHA |  | 0.405 | 17 | 103 | 27 |  | Fixed | Roof
NJADRE1554825847 | Administratively Determined Incentive Program | Turnersville | 8012 | 14 | 6.89 | Residential | Behind the Meter | Yes | Net Metered Residential | SunnyMac LLC |  | AC Electric | Accepted | 2023-10-17 | 2023-11-13 | 2024-11-13 | Inverters | SE5000H-US | Solaredge | 5000 |  | 1 |  |  | 0.1 |  | Outdoor | NEXT TO METER
NJADRE1554825847 | Administratively Determined Incentive Program | Turnersville | 8012 | 14 | 6.89 | Residential | Behind the Meter | Yes | Net Metered Residential | SunnyMac LLC |  | AC Electric | Accepted | 2023-10-17 | 2023-11-13 | 2024-11-13 | Meters | SE-RGMTR-1D-240C-B | Solaredge |  |  | 1 |  |  |  | Yes | Outdoor
NJADRE1554825850 | Administratively Determined Incentive Program | NORTH BERGEN | 7047 | 8 | 7.7 | Residential | Behind the Meter | No | Net Metered Residential | Tesla Energy Operations Inc |  | PSE&G | Accepted | 2023-10-17 | 2023-11-10 | 2024-11-10 | Solar Panels | Q.PEAK DUO BLK ML-G10+/TS 405 | Hanwha |  | 0.405 | 3 | 300 | 18 |  | Fixed | Roof
NJADRE1554825850 | Administratively Determined Incentive Program | NORTH BERGEN | 7047 | 8 | 7.7 | Residential | Behind the Meter | No | Net Metered Residential | Tesla Energy Operations Inc |  | PSE&G | Accepted | 2023-10-17 | 2023-11-10 | 2024-11-10 | Solar Panels | Hanwha | Q.PEAK DUO BLK ML-G10+/TS 405 |  | 0.405 | 16 | 120 | 18 |  | Fixed | Roof
NJADRE1554825850 | Administratively Determined Incentive Program | NORTH BERGEN | 7047 | 8 | 7.7 | Residential | Behind the Meter | No | Net Metered Residential | Tesla Energy Operations Inc |  | PSE&G | Accepted | 2023-10-17 | 2023-11-10 | 2024-11-10 | Inverters | Tesla Inc | 1538000-45-A | 7600 |  | 1 |  |  | 0.986 |  | Outdoor
NJADRE1554825879 | Administratively Determined Incentive Program | MONMOUTH JUNCTION | 8852 | 11 | 8.51 | Residential | Behind the Meter | Yes | Net Metered Residential | Pro Custom Solar dba Momentum Solar |  | PSE&G | Accepted | 2023-10-17 | 2023-11-14 | 2024-11-14 | Inverters | Enphase | IQ8PLUS-72-2-US | 290 |  | 21 |  |  | 0.97 |  | Outdoor
NJADRE1554825879 | Administratively Determined Incentive Program | MONMOUTH JUNCTION | 8852 | 11 | 8.51 | Residential | Behind the Meter | Yes | Net Metered Residential | Pro Custom Solar dba Momentum Solar |  | PSE&G | Accepted | 2023-10-17 | 2023-11-14 | 2024-11-14 | Solar Panels | Hanwha | q.peak duo blk ML-g10+405 |  | 0.405 | 3 | 224 | 35 |  | Fixed | Roof
NJADRE1554825879 | Administratively Determined Incentive Program | MONMOUTH JUNCTION | 8852 | 11 | 8.51 | Residential | Behind the Meter | Yes | Net Metered Residential | Pro Custom Solar dba Momentum Solar |  | PSE&G | Accepted | 2023-10-17 | 2023-11-14 | 2024-11-14 | Solar Panels | Hanwha | q.peak duo blk ML-g10+405 |  | 0.405 | 4 | 134 | 32 |  | Fixed | Roof
NJADRE1554825879 | Administratively Determined Incentive Program | MONMOUTH JUNCTION | 8852 | 11 | 8.51 | Residential | Behind the Meter | Yes | Net Metered Residential | Pro Custom Solar dba Momentum Solar |  | PSE&G | Accepted | 2023-10-17 | 2023-11-14 | 2024-11-14 | Solar Panels | Hanwha | q.peak duo blk ML-g10+405 |  | 0.405 | 10 | 314 | 35 |  | Fixed | Roof
NJADRE1554825879 | Administratively Determined Incentive Program | MONMOUTH JUNCTION | 8852 | 11 | 8.51 | Residential | Behind the Meter | Yes | Net Metered Residential | Pro Custom Solar dba Momentum Solar |  | PSE&G | Accepted | 2023-10-17 | 2023-11-14 | 2024-11-14 | Solar Panels | Hanwha | q.peak duo blk ML-g10+405 |  | 0.405 | 4 | 134 | 35 |  | Fixed | Roof
NJADRE1554825913 | Administratively Determined Incentive Program | MAPLEWOOD | 7040 | 9 | 7.56 | Residential | Behind the Meter | No | Net Metered Residential | EMT Renewables |  | PSE&G | Accepted | 2023-10-17 | 2023-11-13 | 2024-11-13 | Inverters | ENPHASE | IQ7x | 315 |  | 18 |  |  | 0.98 |  | Other | UNDER EACH PANEL
NJADRE1554825913 | Administratively Determined Incentive Program | MAPLEWOOD | 7040 | 9 | 7.56 | Residential | Behind the Meter | No | Net Metered Residential | EMT Renewables |  | PSE&G | Accepted | 2023-10-17 | 2023-11-13 | 2024-11-13 | Solar Panels | REC ALPHA | REC 420 |  | 0.42 | 2 | 208 | 36 |  | Fixed | Roof
NJADRE1554825913 | Administratively Determined Incentive Program | MAPLEWOOD | 7040 | 9 | 7.56 | Residential | Behind the Meter | No | Net Metered Residential | EMT Renewables |  | PSE&G | Accepted | 2023-10-17 | 2023-11-13 | 2024-11-13 | Solar Panels | REC ALPHA | REC 420 |  | 0.42 | 2 | 28 | 26 |  | Fixed | Roof
NJADRE1554825913 | Administratively Determined Incentive Program | MAPLEWOOD | 7040 | 9 | 7.56 | Residential | Behind the Meter | No | Net Metered Residential | EMT Renewables |  | PSE&G | Accepted | 2023-10-17 | 2023-11-13 | 2024-11-13 | Solar Panels | REC ALPHA | REC 420 |  | 0.42 | 14 | 208 | 26 |  | Fixed | Roof
NJADRE1554825922 | Administratively Determined Incentive Program | HILLSIDE | 7205 | 10 | 5.92 | Residential | Behind the Meter | Yes | Net Metered Residential | Vision Solar LLC |  | PSE&G | Accepted | 2023-10-17 | 2023-11-14 | 2024-11-14 | Inverters | SE6000H-USRGM | Solaredge | 6 |  | 1 |  |  | 0.97 |  | Outdoor | side of house
NJADRE1554825922 | Administratively Determined Incentive Program | HILLSIDE | 7205 | 10 | 5.92 | Residential | Behind the Meter | Yes | Net Metered Residential | Vision Solar LLC |  | PSE&G | Accepted | 2023-10-17 | 2023-11-14 | 2024-11-14 | Solar Panels | ZXM6-NH120-370/M | ZNSHINE |  | 0.37 | 8 | 37 | 2 |  | Fixed | Roof
NJADRE1554825922 | Administratively Determined Incentive Program | HILLSIDE | 7205 | 10 | 5.92 | Residential | Behind the Meter | Yes | Net Metered Residential | Vision Solar LLC |  | PSE&G | Accepted | 2023-10-17 | 2023-11-14 | 2024-11-14 | Solar Panels | ZXM6-NH120-370/M | ZNSHINE |  | 0.37 | 8 | 37 | 36 |  | Fixed | Roof
NJADRE1554825925 | Administratively Determined Incentive Program | CLIFTON | 7011 | 6 | 5.48 | Residential | Behind the Meter | No | Net Metered Residential | Power Home Remodeling |  | PSE&G | Accepted | 2023-10-17 | 2023-11-13 | 2024-11-13 | Inverters | SolarEdge | SE3800H-US | 3800 |  | 1 |  |  | 0.99 |  | Outdoor
NJADRE1554825925 | Administratively Determined Incentive Program | CLIFTON | 7011 | 6 | 5.48 | Residential | Behind the Meter | No | Net Metered Residential | Power Home Remodeling |  | PSE&G | Accepted | 2023-10-17 | 2023-11-13 | 2024-11-13 | Meters | SolarEdge | Revenue Grade Data Ansi C12.20 |  |  | 1 |  |  |  | Yes | Outdoor
NJADRE1554825925 | Administratively Determined Incentive Program | CLIFTON | 7011 | 6 | 5.48 | Residential | Behind the Meter | No | Net Metered Residential | Power Home Remodeling |  | PSE&G | Accepted | 2023-10-17 | 2023-11-13 | 2024-11-13 | Solar Panels | QCell | Q.PEAKDUOBLK-G10+365 |  | 0.365 | 9 | 168 | 40 |  | Fixed | Roof
NJADRE1554825925 | Administratively Determined Incentive Program | CLIFTON | 7011 | 6 | 5.48 | Residential | Behind the Meter | No | Net Metered Residential | Power Home Remodeling |  | PSE&G | Accepted | 2023-10-17 | 2023-11-13 | 2024-11-13 | Solar Panels | QCell | Q.PEAKDUOBLK-G10+365 |  | 0.365 | 6 | 348 | 18 |  | Fixed | Roof
NJADRE1554825991 | Administratively Determined Incentive Program | WILLIAMSTOWN | 8094 | 15 | 3.7 | Residential | Behind the Meter | Yes | Net Metered Residential | Vision Solar LLC |  | AC Electric | Accepted | 2023-10-17 | 2023-11-14 | 2024-11-14 | Inverters | SE3800H-USRGM | Solaredge | 4 |  | 1 |  |  | 0.97 |  | Outdoor | side
NJADRE1554825991 | Administratively Determined Incentive Program | WILLIAMSTOWN | 8094 | 15 | 3.7 | Residential | Behind the Meter | Yes | Net Metered Residential | Vision Solar LLC |  | AC Electric | Accepted | 2023-10-17 | 2023-11-14 | 2024-11-14 | Solar Panels | ZXM6-NH120-370/M | ZNSHINE |  | 0.37 | 5 | 135 | 16 |  | Fixed | Roof
NJADRE1554825991 | Administratively Determined Incentive Program | WILLIAMSTOWN | 8094 | 15 | 3.7 | Residential | Behind the Meter | Yes | Net Metered Residential | Vision Solar LLC |  | AC Electric | Accepted | 2023-10-17 | 2023-11-14 | 2024-11-14 | Solar Panels | ZXM6-NH120-370/M | ZNSHINE |  | 0.37 | 2 | 225 | 34 |  | Fixed | Roof
NJADRE1554825991 | Administratively Determined Incentive Program | WILLIAMSTOWN | 8094 | 15 | 3.7 | Residential | Behind the Meter | Yes | Net Metered Residential | Vision Solar LLC |  | AC Electric | Accepted | 2023-10-17 | 2023-11-14 | 2024-11-14 | Solar Panels | ZXM6-NH120-370/M | ZNSHINE |  | 0.37 | 3 | 45 | 34 |  | Fixed | Roof
NJADRE1554826071 | Administratively Determined Incentive Program | BLOOMFIELD | 7003 | 9 | 8.91 | Residential | Behind the Meter | No | Net Metered Residential | Green Power Energy |  | PSE&G | Accepted | 2023-10-17 | 2023-11-13 | 2024-11-13 | Inverters | Enphase Energy | IQ8PLUS-72-2-US [240V] | 290 |  | 22 |  |  | 0.975 |  | Outside | Roof
NJADRE1554826071 | Administratively Determined Incentive Program | BLOOMFIELD | 7003 | 9 | 8.91 | Residential | Behind the Meter | No | Net Metered Residential | Green Power Energy |  | PSE&G | Accepted | 2023-10-17 | 2023-11-13 | 2024-11-13 | Solar Panels | Hanwha Q-Cells | Q.PEAK DUO BLK ML-G10+ 405 |  | 0.405 | 11 | 122 | 34 |  | Fixed | Roof
NJADRE1554826071 | Administratively Determined Incentive Program | BLOOMFIELD | 7003 | 9 | 8.91 | Residential | Behind the Meter | No | Net Metered Residential | Green Power Energy |  | PSE&G | Accepted | 2023-10-17 | 2023-11-13 | 2024-11-13 | Solar Panels | Hanwha Q-Cells | Q.PEAK DUO BLK ML-G10+ 405 |  | 0.405 | 11 | 302 | 34 |  | Fixed | Roof
NJADRE1554826092 | Administratively Determined Incentive Program | JERSEY CITY | 7306 | 8 | 4.86 | Residential | Behind the Meter | Yes | Net Metered Residential | Pro Custom Solar dba Momentum Solar |  | PSE&G | Accepted | 2023-10-17 | 2023-11-14 | 2024-11-14 | Solar Panels | Q. PEAK DUO BLK ML-G10+405 | hanwha |  | 0.405 | 12 | 208 | 3 |  | Fixed | Roof
NJADRE1554826092 | Administratively Determined Incentive Program | JERSEY CITY | 7306 | 8 | 4.86 | Residential | Behind the Meter | Yes | Net Metered Residential | Pro Custom Solar dba Momentum Solar |  | PSE&G | Accepted | 2023-10-17 | 2023-11-14 | 2024-11-14 | Inverters | IQ8PLUS-72-2-US | enphase | 290 |  | 12 |  |  | 0.97 |  | Outdoor
NJADRE1554826092 | Administratively Determined Incentive Program | JERSEY CITY | 7306 | 8 | 4.86 | Residential | Behind the Meter | Yes | Net Metered Residential | Pro Custom Solar dba Momentum Solar |  | PSE&G | Accepted | 2023-10-17 | 2023-11-14 | 2024-11-14 | Meters | ENPHASE | Envoy s Cellular |  |  | 1 |  |  |  | Yes | Outdoor
NJADRE1554826140 | Administratively Determined Incentive Program | PATERSON | 7504 | 6 | 6.08 | Residential | Behind the Meter | Yes | Net Metered Residential | Pro Custom Solar dba Momentum Solar |  | PSE&G | Accepted | 2023-10-17 | 2023-11-13 | 2024-11-13 | Solar Panels | Â Q. PEAK DUO BLK-G10+405 | hawnha |  | 0.405 | 12 | 99 | 27 |  | Fixed | Roof
NJADRE1554826140 | Administratively Determined Incentive Program | PATERSON | 7504 | 6 | 6.08 | Residential | Behind the Meter | Yes | Net Metered Residential | Pro Custom Solar dba Momentum Solar |  | PSE&G | Accepted | 2023-10-17 | 2023-11-13 | 2024-11-13 | Solar Panels | Â Q. PEAK DUO BLK-G10+405 | hanwha |  | 0.405 | 3 | 279 | 27 |  | Fixed | Roof
NJADRE1554826140 | Administratively Determined Incentive Program | PATERSON | 7504 | 6 | 6.08 | Residential | Behind the Meter | Yes | Net Metered Residential | Pro Custom Solar dba Momentum Solar |  | PSE&G | Accepted | 2023-10-17 | 2023-11-13 | 2024-11-13 | Inverters | IQ8PLUS-72-2-US | enphase | 290 |  | 15 |  |  | 0.97 |  | Outdoor
NJADRE1554826142 | Administratively Determined Incentive Program | PENNSVILLE | 8070 | 16 | 6.89 | Residential | Behind the Meter | Yes | Net Metered Residential | SunnyMac LLC |  | AC Electric | Accepted | 2023-10-17 | 2023-11-13 | 2024-11-13 | Solar Panels | Q.PEAK DUO BLK ML-G10+ 405 | HANWHA |  | 0.405 | 10 | 218 | 26 |  | Fixed | Roof
NJADRE1554826142 | Administratively Determined Incentive Program | PENNSVILLE | 8070 | 16 | 6.89 | Residential | Behind the Meter | Yes | Net Metered Residential | SunnyMac LLC |  | AC Electric | Accepted | 2023-10-17 | 2023-11-13 | 2024-11-13 | Solar Panels | Q.PEAK DUO BLK ML-G10+ 405 | HANWHA |  | 0.405 | 7 | 218 | 10 |  | Fixed | Roof
NJADRE1554826142 | Administratively Determined Incentive Program | PENNSVILLE | 8070 | 16 | 6.89 | Residential | Behind the Meter | Yes | Net Metered Residential | SunnyMac LLC |  | AC Electric | Accepted | 2023-10-17 | 2023-11-13 | 2024-11-13 | Inverters | SE 6000H -US | SOLAREDGE | 6000 |  | 1 |  |  | 0.1 |  | Outdoor | NEXT TO METER
NJADRE1554826142 | Administratively Determined Incentive Program | PENNSVILLE | 8070 | 16 | 6.89 | Residential | Behind the Meter | Yes | Net Metered Residential | SunnyMac LLC |  | AC Electric | Accepted | 2023-10-17 | 2023-11-13 | 2024-11-13 | Meters | SE-RGMTR-1D-240C-B | Solaredge |  |  | 1 |  |  |  | Yes | Outdoor
NJADRE1554826664 | Administratively Determined Incentive Program | LITTLE FERRY | 7643 | 7 | 8.91 | Residential | Behind the Meter | No | Net Metered Residential | Tesla Energy Operations Inc |  | PSE&G | Accepted | 2023-10-17 | 2023-11-13 | 2024-11-13 | Electric Storage Battery | Tesla | Powerwall3 |  |  | 1 |  |  |  | Lithium Ion |  | Outside
NJADRE1554826664 | Administratively Determined Incentive Program | LITTLE FERRY | 7643 | 7 | 8.91 | Residential | Behind the Meter | No | Net Metered Residential | Tesla Energy Operations Inc |  | PSE&G | Accepted | 2023-10-17 | 2023-11-13 | 2024-11-13 | Inverters | Tesla | 1707000-20-G | 11500 |  | 1 |  |  | 0.97 |  | Outside
NJADRE1554826664 | Administratively Determined Incentive Program | LITTLE FERRY | 7643 | 7 | 8.91 | Residential | Behind the Meter | No | Net Metered Residential | Tesla Energy Operations Inc |  | PSE&G | Accepted | 2023-10-17 | 2023-11-13 | 2024-11-13 | Solar Panels | Hanwha | # Q.PEAK DUO BLK ML-G10+/TS 405 |  | 0.405 | 12 | 67 | 11 |  | Fixed | Roof
NJADRE1554826664 | Administratively Determined Incentive Program | LITTLE FERRY | 7643 | 7 | 8.91 | Residential | Behind the Meter | No | Net Metered Residential | Tesla Energy Operations Inc |  | PSE&G | Accepted | 2023-10-17 | 2023-11-13 | 2024-11-13 | Solar Panels | Hanwha | # Q.PEAK DUO BLK ML-G10+/TS 405 |  | 0.405 | 10 | 247 | 11 |  | Fixed | Roof
NJADRE1554826668 | Administratively Determined Incentive Program | NEWFIELD | 8344 | 15 | 8 | Residential | Behind the Meter | Yes | Net Metered Residential | Venture Home Solar, LLC |  | AC Electric | Accepted | 2023-10-17 | 2023-11-20 | 2024-11-20 | Solar Panels | Hanwha | Q.PEAK DUO BLK ML-G10+ 400 |  | 0.4 | 20 | 184 | 23 |  | Fixed | Roof
NJADRE1554826668 | Administratively Determined Incentive Program | NEWFIELD | 8344 | 15 | 8 | Residential | Behind the Meter | Yes | Net Metered Residential | Venture Home Solar, LLC |  | AC Electric | Accepted | 2023-10-17 | 2023-11-20 | 2024-11-20 | Inverters | Enphase | IQ8PLUS-72-2-US (240V) | 290 |  | 20 |  |  | 0.98 |  | Outside | Roof
NJADRE1554826701 | Administratively Determined Incentive Program | CRANBURY | 8512 | 11 | 8.16 | Residential | Behind the Meter | No | Net Metered Residential | Tesla Energy Operations Inc |  | PSE&G | Accepted | 2023-10-17 | 2023-11-20 | 2024-11-20 | Inverters | Tesla Inc | 1850000-00-B | 7600 |  | 1 |  |  | 0.98 |  | Indoor
NJADRE1554826701 | Administratively Determined Incentive Program | CRANBURY | 8512 | 11 | 8.16 | Residential | Behind the Meter | No | Net Metered Residential | Tesla Energy Operations Inc |  | PSE&G | Accepted | 2023-10-17 | 2023-11-20 | 2024-11-20 | Solar Panels | Hanwha Q-CELLS | Q.Peak DUO BLK-G6+ 340 |  | 0.34 | 24 | 94 | 23 |  | Fixed | Roof
NJADRE1554826701 | Administratively Determined Incentive Program | CRANBURY | 8512 | 11 | 8.16 | Residential | Behind the Meter | No | Net Metered Residential | Tesla Energy Operations Inc |  | PSE&G | Accepted | 2023-10-17 | 2023-11-20 | 2024-11-20 | Electric Storage Battery | Tesla | AC Powerwall 2.0 |  |  | 2 |  |  |  | Lithium Ion |  | Inside
NJADRE1554826763 | Administratively Determined Incentive Program | MORGANVILLE | 7751 | 17 | 9.32 | Residential | Behind the Meter | No | Net Metered Residential | Tesla Energy Operations Inc |  | JCP&L | Accepted | 2023-10-17 | 2023-11-13 | 2024-11-13 | Electric Storage Battery | AC Powerwall 2.0 | Tesla |  |  | 1 |  |  |  | Lithium Ion |  | Outside
NJADRE1554826763 | Administratively Determined Incentive Program | MORGANVILLE | 7751 | 17 | 9.32 | Residential | Behind the Meter | No | Net Metered Residential | Tesla Energy Operations Inc |  | JCP&L | Accepted | 2023-10-17 | 2023-11-13 | 2024-11-13 | Inverters | Tesla | #1850000-00-C | 7800 |  | 1 |  |  | 0.98 |  | Outside
NJADRE1554826763 | Administratively Determined Incentive Program | MORGANVILLE | 7751 | 17 | 9.32 | Residential | Behind the Meter | No | Net Metered Residential | Tesla Energy Operations Inc |  | JCP&L | Accepted | 2023-10-17 | 2023-11-13 | 2024-11-13 | Solar Panels | Hanwha | # Q.PEAK DUO BLK ML-G10+/TS 405 |  | 0.405 | 13 | 291 | 30 |  | Fixed | Roof
NJADRE1554826763 | Administratively Determined Incentive Program | MORGANVILLE | 7751 | 17 | 9.32 | Residential | Behind the Meter | No | Net Metered Residential | Tesla Energy Operations Inc |  | JCP&L | Accepted | 2023-10-17 | 2023-11-13 | 2024-11-13 | Solar Panels | Hanwha | # Q.PEAK DUO BLK ML-G10+/TS 405 |  | 0.405 | 10 | 111 | 30 |  | Fixed | Roof
NJADRE1554826789 | Administratively Determined Incentive Program | TRENTON | 8690 | 12 | 21.09 | Residential | Behind the Meter | Yes | Net Metered Residential | Vision Solar LLC |  | PSE&G | Accepted | 2023-10-17 | 2023-11-14 | 2024-11-14 | Inverters | Solar Edge | SE7400H-USRGM | 15 |  | 2 |  |  | 0.97 |  | Outside
NJADRE1554826789 | Administratively Determined Incentive Program | TRENTON | 8690 | 12 | 21.09 | Residential | Behind the Meter | Yes | Net Metered Residential | Vision Solar LLC |  | PSE&G | Accepted | 2023-10-17 | 2023-11-14 | 2024-11-14 | Solar Panels | ZNSHINE | ZXM6-NH120-370/M |  | 0.37 | 32 | 123 | 21 |  | Fixed | Roof
NJADRE1554826789 | Administratively Determined Incentive Program | TRENTON | 8690 | 12 | 21.09 | Residential | Behind the Meter | Yes | Net Metered Residential | Vision Solar LLC |  | PSE&G | Accepted | 2023-10-17 | 2023-11-14 | 2024-11-14 | Solar Panels | ZNSHINE | ZXM6-NH120-370/M |  | 0.37 | 25 | 303 | 21 |  | Fixed | Roof
NJADRE1554826830 | Administratively Determined Incentive Program | BAYONNE | 7002 | 8 | 6.48 | Residential | Behind the Meter | Yes | Net Metered Residential | Pro Custom Solar dba Momentum Solar |  | PSE&G | Accepted | 2023-10-17 | 2023-11-14 | 2024-11-14 | Solar Panels | Â Q. PEAK DUO BLK-G10+405 | hawnha |  | 0.405 | 9 | 123 | 14 |  | Fixed | Roof
NJADRE1554826830 | Administratively Determined Incentive Program | BAYONNE | 7002 | 8 | 6.48 | Residential | Behind the Meter | Yes | Net Metered Residential | Pro Custom Solar dba Momentum Solar |  | PSE&G | Accepted | 2023-10-17 | 2023-11-14 | 2024-11-14 | Solar Panels | Â Q. PEAK DUO BLK-G10+405 | hanwha |  | 0.405 | 7 | 303 | 15 |  | Fixed | Roof
NJADRE1554826830 | Administratively Determined Incentive Program | BAYONNE | 7002 | 8 | 6.48 | Residential | Behind the Meter | Yes | Net Metered Residential | Pro Custom Solar dba Momentum Solar |  | PSE&G | Accepted | 2023-10-17 | 2023-11-14 | 2024-11-14 | Inverters | IQ8PLUS-72-2-US | enphase | 290 |  | 16 |  |  | 0.97 |  | Outdoor
NJADRE1554827071 | Administratively Determined Incentive Program | UNION CITY | 7087 | 8 | 19.25 | Non Profit | Behind the Meter | Yes | Small Net-Metered Non-Residential located on Rooftop, Carport, Canopy and Floating Solar | All Season Solar |  | PSE&G | Accepted | 2023-10-17 | 2023-11-14 | 2024-11-14 | Inverters | Enphase | IQ8 Plus | 290 |  | 50 |  |  | 0.97 |  | Outside
NJADRE1554827071 | Administratively Determined Incentive Program | UNION CITY | 7087 | 8 | 19.25 | Non Profit | Behind the Meter | Yes | Small Net-Metered Non-Residential located on Rooftop, Carport, Canopy and Floating Solar | All Season Solar |  | PSE&G | Accepted | 2023-10-17 | 2023-11-14 | 2024-11-14 | Solar Panels | Trina | TSMDE09.05 |  | 0.385 | 9 | 205 | 14 |  | Fixed | Roof
NJADRE1554827071 | Administratively Determined Incentive Program | UNION CITY | 7087 | 8 | 19.25 | Non Profit | Behind the Meter | Yes | Small Net-Metered Non-Residential located on Rooftop, Carport, Canopy and Floating Solar | All Season Solar |  | PSE&G | Accepted | 2023-10-17 | 2023-11-14 | 2024-11-14 | Solar Panels | Trina | TSMDE09.05 |  | 0.385 | 17 | 115 | 14 |  | Fixed | Roof
NJADRE1554827071 | Administratively Determined Incentive Program | UNION CITY | 7087 | 8 | 19.25 | Non Profit | Behind the Meter | Yes | Small Net-Metered Non-Residential located on Rooftop, Carport, Canopy and Floating Solar | All Season Solar |  | PSE&G | Accepted | 2023-10-17 | 2023-11-14 | 2024-11-14 | Solar Panels | Trina | TSMDE09.05 |  | 0.385 | 14 | 295 | 14 |  | Fixed | Roof
NJADRE1554827071 | Administratively Determined Incentive Program | UNION CITY | 7087 | 8 | 19.25 | Non Profit | Behind the Meter | Yes | Small Net-Metered Non-Residential located on Rooftop, Carport, Canopy and Floating Solar | All Season Solar |  | PSE&G | Accepted | 2023-10-17 | 2023-11-14 | 2024-11-14 | Solar Panels | Trina | TSMDE09.05 |  | 0.385 | 10 | 295 | 14 |  | Fixed | Roof
NJADRE1554827159 | Administratively Determined Incentive Program | SOMERSET | 8873 | 5 | 8.91 | Residential | Behind the Meter | No | Net Metered Residential | Tesla Energy Operations Inc |  | PSE&G | Accepted | 2023-10-17 | 2023-11-13 | 2024-11-13 | Inverters | Tesla | #1850000-00-C | 7600 |  | 1 |  |  | 0.98 |  | Outside
NJADRE1554827159 | Administratively Determined Incentive Program | SOMERSET | 8873 | 5 | 8.91 | Residential | Behind the Meter | No | Net Metered Residential | Tesla Energy Operations Inc |  | PSE&G | Accepted | 2023-10-17 | 2023-11-13 | 2024-11-13 | Electric Storage Battery | Tesla | AC Powerwall 2.0 |  |  | 1 |  |  |  | Lithium Ion |  | Outside
NJADRE1554827159 | Administratively Determined Incentive Program | SOMERSET | 8873 | 5 | 8.91 | Residential | Behind the Meter | No | Net Metered Residential | Tesla Energy Operations Inc |  | PSE&G | Accepted | 2023-10-17 | 2023-11-13 | 2024-11-13 | Solar Panels | Hanwha | # Q.PEAK DUO BLK ML-G10+/TS 405 |  | 0.405 | 11 | 183 | 40 |  | Fixed | Roof
NJADRE1554827159 | Administratively Determined Incentive Program | SOMERSET | 8873 | 5 | 8.91 | Residential | Behind the Meter | No | Net Metered Residential | Tesla Energy Operations Inc |  | PSE&G | Accepted | 2023-10-17 | 2023-11-13 | 2024-11-13 | Solar Panels | Hanwha | # Q.PEAK DUO BLK ML-G10+/TS 405 |  | 0.405 | 11 | 93 | 30 |  | Fixed | Roof
NJADRE1554827166 | Administratively Determined Incentive Program | WILLINGBORO | 8046 | 13 | 8.14 | Residential | Behind the Meter | Yes | Net Metered Residential | Vision Solar LLC |  | PSE&G | Accepted | 2023-10-17 | 2023-11-14 | 2024-11-14 | Inverters | SOLAR EDGE | SE6000H-USRGM | 6 |  | 1 |  |  | 0.97 |  | Outside
NJADRE1554827166 | Administratively Determined Incentive Program | WILLINGBORO | 8046 | 13 | 8.14 | Residential | Behind the Meter | Yes | Net Metered Residential | Vision Solar LLC |  | PSE&G | Accepted | 2023-10-17 | 2023-11-14 | 2024-11-14 | Solar Panels | ZNSHINE | ZXM6-NH120-370/M |  | 0.37 | 10 | 171 | 18 |  | Fixed | Roof
NJADRE1554827166 | Administratively Determined Incentive Program | WILLINGBORO | 8046 | 13 | 8.14 | Residential | Behind the Meter | Yes | Net Metered Residential | Vision Solar LLC |  | PSE&G | Accepted | 2023-10-17 | 2023-11-14 | 2024-11-14 | Solar Panels | ZNSHINE | ZXM6-NH120-370/M |  | 0.37 | 8 | 351 | 18 |  | Fixed | Roof
NJADRE1554827166 | Administratively Determined Incentive Program | WILLINGBORO | 8046 | 13 | 8.14 | Residential | Behind the Meter | Yes | Net Metered Residential | Vision Solar LLC |  | PSE&G | Accepted | 2023-10-17 | 2023-11-14 | 2024-11-14 | Solar Panels | ZNSHINE | ZXM6-NH120-370/M |  | 0.37 | 4 | 171 | 23 |  | Fixed | Roof
NJADRE1554827204 | Administratively Determined Incentive Program | FLEMINGTON | 8822 | 4 | 13.6 | Residential | Behind the Meter | No | Net Metered Residential | Seabright Solar |  | JCP&L | Accepted | 2023-10-17 | 2023-11-13 | 2024-11-13 | Solar Panels | Sunpower | SPR-U-400 |  | 0.4 | 21 | 310 | 33 |  | Fixed | Roof
NJADRE1554827204 | Administratively Determined Incentive Program | FLEMINGTON | 8822 | 4 | 13.6 | Residential | Behind the Meter | No | Net Metered Residential | Seabright Solar |  | JCP&L | Accepted | 2023-10-17 | 2023-11-13 | 2024-11-13 | Solar Panels | Sunpower | SPR-U-400 |  | 0.4 | 8 | 130 | 33 |  | Fixed | Roof
NJADRE1554827204 | Administratively Determined Incentive Program | FLEMINGTON | 8822 | 4 | 13.6 | Residential | Behind the Meter | No | Net Metered Residential | Seabright Solar |  | JCP&L | Accepted | 2023-10-17 | 2023-11-13 | 2024-11-13 | Solar Panels | Sunpower | SPR-U-400 |  | 0.4 | 3 | 130 | 33 |  | Fixed | Roof
NJADRE1554827204 | Administratively Determined Incentive Program | FLEMINGTON | 8822 | 4 | 13.6 | Residential | Behind the Meter | No | Net Metered Residential | Seabright Solar |  | JCP&L | Accepted | 2023-10-17 | 2023-11-13 | 2024-11-13 | Solar Panels | Sunpower | SPR-U-400 |  | 0.4 | 2 | 220 | 45 |  | Fixed | Roof
NJADRE1554827204 | Administratively Determined Incentive Program | FLEMINGTON | 8822 | 4 | 13.6 | Residential | Behind the Meter | No | Net Metered Residential | Seabright Solar |  | JCP&L | Accepted | 2023-10-17 | 2023-11-13 | 2024-11-13 | Inverters | Enphase | IQ 7HS | 384 |  | 34 |  |  | 0.99 |  | Outside | Roof
NJADRE1554827204 | Administratively Determined Incentive Program | FLEMINGTON | 8822 | 4 | 13.6 | Residential | Behind the Meter | No | Net Metered Residential | Seabright Solar |  | JCP&L | Accepted | 2023-10-17 | 2023-11-13 | 2024-11-13 | Electric Storage Battery | Tesla | Powerwall 2 |  |  | 1 |  |  |  | Lithium Ion |  | Inside
NJADRE1554827270 | Administratively Determined Incentive Program | WALDWICK | 7463 | 7 | 4.07 | Residential | Behind the Meter | Yes | Net Metered Residential | Vision Solar LLC |  | PSE&G | Accepted | 2023-10-17 | 2023-11-14 | 2024-11-14 | Inverters | SOLAR EDGE | SE3800H-USRGM | 4 |  | 1 |  |  | 0.97 |  | Outside
NJADRE1554827270 | Administratively Determined Incentive Program | WALDWICK | 7463 | 7 | 4.07 | Residential | Behind the Meter | Yes | Net Metered Residential | Vision Solar LLC |  | PSE&G | Accepted | 2023-10-17 | 2023-11-14 | 2024-11-14 | Solar Panels | ZNSHINE | ZXM6-NH120-370/M |  | 0.37 | 5 | 85 | 11 |  | Fixed | Roof
NJADRE1554827270 | Administratively Determined Incentive Program | WALDWICK | 7463 | 7 | 4.07 | Residential | Behind the Meter | Yes | Net Metered Residential | Vision Solar LLC |  | PSE&G | Accepted | 2023-10-17 | 2023-11-14 | 2024-11-14 | Solar Panels | ZNSHINE | ZXM6-NH120-370/M |  | 0.37 | 6 | 285 | 15 |  | Fixed | Roof
NJADRE1554827294 | Administratively Determined Incentive Program | FAIR LAWN | 7410 | 7 | 12.95 | Residential | Behind the Meter | Yes | Net Metered Residential | Vision Solar LLC |  | PSE&G | Accepted | 2023-10-17 | 2023-11-14 | 2024-11-14 | Inverters | SOLAR EDGE | SE11400H-USRGM | 11 |  | 1 |  |  | 0.97 |  | Outdoor
NJADRE1554827294 | Administratively Determined Incentive Program | FAIR LAWN | 7410 | 7 | 12.95 | Residential | Behind the Meter | Yes | Net Metered Residential | Vision Solar LLC |  | PSE&G | Accepted | 2023-10-17 | 2023-11-14 | 2024-11-14 | Solar Panels | ZNSHINE | ZXM6-NH120-370/M |  | 0.37 | 20 | 342 | 20 |  | Fixed | Roof
NJADRE1554827294 | Administratively Determined Incentive Program | FAIR LAWN | 7410 | 7 | 12.95 | Residential | Behind the Meter | Yes | Net Metered Residential | Vision Solar LLC |  | PSE&G | Accepted | 2023-10-17 | 2023-11-14 | 2024-11-14 | Solar Panels | ZNSHINE | ZXM6-NH120-370/M |  | 0.37 | 12 | 162 | 20 |  | Fixed | Roof
NJADRE1554827294 | Administratively Determined Incentive Program | FAIR LAWN | 7410 | 7 | 12.95 | Residential | Behind the Meter | Yes | Net Metered Residential | Vision Solar LLC |  | PSE&G | Accepted | 2023-10-17 | 2023-11-14 | 2024-11-14 | Solar Panels | ZNSHINE | ZXM6-NH120-370/M |  | 0.37 | 3 | 252 | 20 |  | Fixed | Roof
NJADRE1554827315 | Administratively Determined Incentive Program | PARSIPPANY | 7054 | 3 | 4.07 | Residential | Behind the Meter | Yes | Net Metered Residential | Vision Solar LLC |  | JCP&L | Accepted | 2023-10-17 | 2023-11-14 | 2024-11-14 | Inverters | SOLAR EDGE | SE3800H-USRGM | 4 |  | 1 |  |  | 0.97 |  | Outside
NJADRE1554827315 | Administratively Determined Incentive Program | PARSIPPANY | 7054 | 3 | 4.07 | Residential | Behind the Meter | Yes | Net Metered Residential | Vision Solar LLC |  | JCP&L | Accepted | 2023-10-17 | 2023-11-14 | 2024-11-14 | Solar Panels | ZNSHINE | ZXM6-NH120-370/M |  | 0.37 | 11 | 155 | 16 |  | Fixed | Roof
NJADRE1554827334 | Administratively Determined Incentive Program | MORRISTOWN | 7960 | 3 | 1011.52 | Commercial | Behind the Meter | Yes | Large Net-Metered Non-Residential located on Rooftop, Carport, Canopy and Floating Solar | Altec Building Systems Corporation |  | JCP&L | Accepted | 2024-01-31 | 2024-02-28 | 2025-02-28 | Inverters | Sungrow | SG60CX-US | 60000 |  | 15 |  |  | 0.985 |  | Outdoor
NJADRE1554827334 | Administratively Determined Incentive Program | MORRISTOWN | 7960 | 3 | 1011.52 | Commercial | Behind the Meter | Yes | Large Net-Metered Non-Residential located on Rooftop, Carport, Canopy and Floating Solar | Altec Building Systems Corporation |  | JCP&L | Accepted | 2024-01-31 | 2024-02-28 | 2025-02-28 | Inverters | Sungrow | SG36CX-US | 36000 |  | 1 |  |  | 0.985 |  | Outdoor
NJADRE1554827334 | Administratively Determined Incentive Program | MORRISTOWN | 7960 | 3 | 1011.52 | Commercial | Behind the Meter | Yes | Large Net-Metered Non-Residential located on Rooftop, Carport, Canopy and Floating Solar | Altec Building Systems Corporation |  | JCP&L | Accepted | 2024-01-31 | 2024-02-28 | 2025-02-28 | Solar Panels | HT-SAAE | HT72-18-545 |  | 0.545 | 1856 | 210 | 3 |  | Fixed | Parking Lot | Parking garage (canopy)
NJADRE1554827334 | Administratively Determined Incentive Program | MORRISTOWN | 7960 | 3 | 1011.52 | Commercial | Behind the Meter | Yes | Large Net-Metered Non-Residential located on Rooftop, Carport, Canopy and Floating Solar | Altec Building Systems Corporation |  | JCP&L | Accepted | 2024-01-31 | 2024-02-28 | 2025-02-28 | Meters | Elkor Technologies Inc. | W2-M1-5A-DL |  |  | 1 |  |  |  | Yes | Outdoor
NJADRE1554839077 | Administratively Determined Incentive Program | ALPINE | 7620 | 7 | 28 | Residential | Behind the Meter | Yes | Net Metered Residential | Suntuity Solar LLC |  | Orange Rockland Electric | Accepted | 2023-10-18 | 2023-11-27 | 2024-11-27 | Inverters | ENPHASE | IQ8PLUS-72-2-US | 290 |  | 70 |  |  | 0.97 |  | Outdoor | Behind the PV modules
NJADRE1554839077 | Administratively Determined Incentive Program | ALPINE | 7620 | 7 | 28 | Residential | Behind the Meter | Yes | Net Metered Residential | Suntuity Solar LLC |  | Orange Rockland Electric | Accepted | 2023-10-18 | 2023-11-27 | 2024-11-27 | Solar Panels | CANADIANSOLAR | CS6R-400MS-HL |  | 0.4 | 36 | 141 | 5 |  | Fixed | Roof
NJADRE1554839077 | Administratively Determined Incentive Program | ALPINE | 7620 | 7 | 28 | Residential | Behind the Meter | Yes | Net Metered Residential | Suntuity Solar LLC |  | Orange Rockland Electric | Accepted | 2023-10-18 | 2023-11-27 | 2024-11-27 | Solar Panels | CANADIANSOLAR | CS6R-400MS-HL |  | 0.4 | 12 | 142 | 5 |  | Fixed | Roof
NJADRE1554839077 | Administratively Determined Incentive Program | ALPINE | 7620 | 7 | 28 | Residential | Behind the Meter | Yes | Net Metered Residential | Suntuity Solar LLC |  | Orange Rockland Electric | Accepted | 2023-10-18 | 2023-11-27 | 2024-11-27 | Solar Panels | CANADIANSOLAR | CS6R-400MS-HL |  | 0.4 | 13 | 142 | 5 |  | Fixed | Roof
NJADRE1554839077 | Administratively Determined Incentive Program | ALPINE | 7620 | 7 | 28 | Residential | Behind the Meter | Yes | Net Metered Residential | Suntuity Solar LLC |  | Orange Rockland Electric | Accepted | 2023-10-18 | 2023-11-27 | 2024-11-27 | Solar Panels | CANADIANSOLAR | CS6R-400MS-HL |  | 0.4 | 3 | 142 | 5 |  | Fixed | Roof
NJADRE1554839077 | Administratively Determined Incentive Program | ALPINE | 7620 | 7 | 28 | Residential | Behind the Meter | Yes | Net Metered Residential | Suntuity Solar LLC |  | Orange Rockland Electric | Accepted | 2023-10-18 | 2023-11-27 | 2024-11-27 | Solar Panels | CANADIANSOLAR | CS6R-400MS-HL |  | 0.4 | 6 | 141 | 5 |  | Fixed | Roof
NJADRE1554839114 | Administratively Determined Incentive Program | PISCATAWAY | 8854 | 11 | 6.48 | Residential | Behind the Meter | Yes | Net Metered Residential | Sunny Mac LLC |  | PSE&G | Accepted | 2023-10-18 | 2023-11-20 | 2024-11-20 | Solar Panels | Q.PEAK DUO BLK ML-G10+ 405W | HANWHA |  | 0.405 | 16 | 179 | 19 |  | Fixed | Roof
NJADRE1554839114 | Administratively Determined Incentive Program | PISCATAWAY | 8854 | 11 | 6.48 | Residential | Behind the Meter | Yes | Net Metered Residential | Sunny Mac LLC |  | PSE&G | Accepted | 2023-10-18 | 2023-11-20 | 2024-11-20 | Inverters | SE5000H-US | Solaredge | 5000 |  | 1 |  |  | 0.1 |  | Outdoor | NEXT TO METER
NJADRE1554839172 | Administratively Determined Incentive Program | CLIFTON | 7011 | 6 | 6.08 | Residential | Behind the Meter | No | Net Metered Residential | Tesla Energy Operations Inc |  | PSE&G | Accepted | 2023-10-18 | 2023-11-13 | 2024-11-13 | Inverters | Tesla | 1538000-45-A | 5700 |  | 1 |  |  | 0.98 |  | Outside
NJADRE1554839172 | Administratively Determined Incentive Program | CLIFTON | 7011 | 6 | 6.08 | Residential | Behind the Meter | No | Net Metered Residential | Tesla Energy Operations Inc |  | PSE&G | Accepted | 2023-10-18 | 2023-11-13 | 2024-11-13 | Solar Panels | Hanwha | # Q.PEAK DUO BLK ML-G10+/TS 405 |  | 0.405 | 12 | 167 | 29 |  | Fixed | Roof
NJADRE1554839172 | Administratively Determined Incentive Program | CLIFTON | 7011 | 6 | 6.08 | Residential | Behind the Meter | No | Net Metered Residential | Tesla Energy Operations Inc |  | PSE&G | Accepted | 2023-10-18 | 2023-11-13 | 2024-11-13 | Solar Panels | Hanwha | # Q.PEAK DUO BLK ML-G10+/TS 405 |  | 0.405 | 3 | 347 | 24 |  | Fixed | Roof
NJADRE1554839181 | Administratively Determined Incentive Program | NEPTUNE CITY | 7753 | 17 | 11.75 | Residential | Behind the Meter | No | Net Metered Residential | EMT Renewables |  | JCP&L | Accepted | 2023-10-18 | 2023-11-13 | 2024-11-13 | Inverters | ENPHASE | IQ8+ | 290 |  | 29 |  |  | 0.98 |  | Other | UNDER EACH PANEL
NJADRE1554839181 | Administratively Determined Incentive Program | NEPTUNE CITY | 7753 | 17 | 11.75 | Residential | Behind the Meter | No | Net Metered Residential | EMT Renewables |  | JCP&L | Accepted | 2023-10-18 | 2023-11-13 | 2024-11-13 | Solar Panels | Q CELLS | Q PEAK DUO BLK |  | 0.405 | 13 | 101 | 33 |  | Fixed | Roof
NJADRE1554839181 | Administratively Determined Incentive Program | NEPTUNE CITY | 7753 | 17 | 11.75 | Residential | Behind the Meter | No | Net Metered Residential | EMT Renewables |  | JCP&L | Accepted | 2023-10-18 | 2023-11-13 | 2024-11-13 | Solar Panels | Q CELLS | Q PEAK DUO BLK |  | 0.405 | 14 | 281 | 33 |  | Fixed | Roof
NJADRE1554839181 | Administratively Determined Incentive Program | NEPTUNE CITY | 7753 | 17 | 11.75 | Residential | Behind the Meter | No | Net Metered Residential | EMT Renewables |  | JCP&L | Accepted | 2023-10-18 | 2023-11-13 | 2024-11-13 | Solar Panels | Q CELLS | Q PEAK DUO BLK |  | 0.405 | 2 | 191 | 15 |  | Fixed | Roof
NJADRE1554839188 | Administratively Determined Incentive Program | PLAINSBORO | 8536 | 11 | 10.53 | Residential | Behind the Meter | No | Net Metered Residential | Tesla Energy Operations Inc |  | PSE&G | Accepted | 2023-10-18 | 2023-11-15 | 2024-11-15 | Solar Panels | Hanwha | Q.PEAK DUO BLK ML-G10+/TS 405 |  | 0.405 | 16 | 134 | 23 |  | Fixed | Roof
NJADRE1554839188 | Administratively Determined Incentive Program | PLAINSBORO | 8536 | 11 | 10.53 | Residential | Behind the Meter | No | Net Metered Residential | Tesla Energy Operations Inc |  | PSE&G | Accepted | 2023-10-18 | 2023-11-15 | 2024-11-15 | Solar Panels | Q.PEAK DUO BLK ML-G10+/TS 405 | Hanwha |  | 0.405 | 4 | 134 | 23 |  | Fixed | Roof
NJADRE1554839188 | Administratively Determined Incentive Program | PLAINSBORO | 8536 | 11 | 10.53 | Residential | Behind the Meter | No | Net Metered Residential | Tesla Energy Operations Inc |  | PSE&G | Accepted | 2023-10-18 | 2023-11-15 | 2024-11-15 | Solar Panels | Hanwha | Q.PEAK DUO BLK ML-G10+/TS 405: PV Module, 405W |  | 0.405 | 6 | 314 | 23 |  | Fixed | Roof
NJADRE1554839188 | Administratively Determined Incentive Program | PLAINSBORO | 8536 | 11 | 10.53 | Residential | Behind the Meter | No | Net Metered Residential | Tesla Energy Operations Inc |  | PSE&G | Accepted | 2023-10-18 | 2023-11-15 | 2024-11-15 | Inverters | Tesla | 1538000-45-A | 5000 |  | 2 |  |  | 0.98 |  | Outdoor
NJADRE1554839189 | Administratively Determined Incentive Program | TOMS RIVER | 8757 | 18 | 11.34 | Residential | Behind the Meter | Yes | Net Metered Residential | SunnyMac LLC |  | JCP&L | Accepted | 2023-10-18 | 2023-11-14 | 2024-11-14 | Solar Panels | Q.PEAK DUO BLK ML-G10+ 405W | HANWHA |  | 0.405 | 3 | 229 | 23 |  | Fixed | Roof
NJADRE1554839189 | Administratively Determined Incentive Program | TOMS RIVER | 8757 | 18 | 11.34 | Residential | Behind the Meter | Yes | Net Metered Residential | SunnyMac LLC |  | JCP&L | Accepted | 2023-10-18 | 2023-11-14 | 2024-11-14 | Solar Panels | Q.PEAK DUO BLK ML-G10+ 405W | HANWHA |  | 0.405 | 7 | 229 | 5 |  | Fixed | Roof
NJADRE1554839189 | Administratively Determined Incentive Program | TOMS RIVER | 8757 | 18 | 11.34 | Residential | Behind the Meter | Yes | Net Metered Residential | SunnyMac LLC |  | JCP&L | Accepted | 2023-10-18 | 2023-11-14 | 2024-11-14 | Solar Panels | Q.PEAK DUO BLK ML-G10+ 405W | HANWHA |  | 0.405 | 18 | 139 | 23 |  | Fixed | Roof
NJADRE1554839189 | Administratively Determined Incentive Program | TOMS RIVER | 8757 | 18 | 11.34 | Residential | Behind the Meter | Yes | Net Metered Residential | SunnyMac LLC |  | JCP&L | Accepted | 2023-10-18 | 2023-11-14 | 2024-11-14 | Inverters | SE10000H-US | Solaredge | 10000 |  | 1 |  |  | 0.1 |  | Outdoor | NEXT TO METER
NJADRE1554839189 | Administratively Determined Incentive Program | TOMS RIVER | 8757 | 18 | 11.34 | Residential | Behind the Meter | Yes | Net Metered Residential | SunnyMac LLC |  | JCP&L | Accepted | 2023-10-18 | 2023-11-14 | 2024-11-14 | Meters | SE-RGMTR-1D-240C-B | Solaredge |  |  | 1 |  |  |  | Yes | Outdoor
NJADRE1554839238 | Administratively Determined Incentive Program | PLEASANTVILLE | 8232 | 19 | 8.1 | Residential | Behind the Meter | Yes | Net Metered Residential | Pro Custom Solar dba Momentum Solar |  | AC Electric | Accepted | 2023-10-18 | 2023-11-14 | 2024-11-14 | Inverters | Enphase | IQ8PLUS-72-2-US | 290 |  | 20 |  |  | 0.97 |  | Outdoor
NJADRE1554839238 | Administratively Determined Incentive Program | PLEASANTVILLE | 8232 | 19 | 8.1 | Residential | Behind the Meter | Yes | Net Metered Residential | Pro Custom Solar dba Momentum Solar |  | AC Electric | Accepted | 2023-10-18 | 2023-11-14 | 2024-11-14 | Solar Panels | Hanwha | q.peak duo blk ML-g10+405 |  | 0.405 | 9 | 114 | 37 |  | Fixed | Roof
NJADRE1554839238 | Administratively Determined Incentive Program | PLEASANTVILLE | 8232 | 19 | 8.1 | Residential | Behind the Meter | Yes | Net Metered Residential | Pro Custom Solar dba Momentum Solar |  | AC Electric | Accepted | 2023-10-18 | 2023-11-14 | 2024-11-14 | Solar Panels | Hanwha | q.peak duo blk ML-g10+405 |  | 0.405 | 11 | 294 | 38 |  | Fixed | Roof
NJADRE1554839263 | Administratively Determined Incentive Program | WEST ORANGE | 7052 | 9 | 8.51 | Residential | Behind the Meter | No | Net Metered Residential | Maier Engineering dba Solar Me |  | PSE&G | Accepted | 2023-10-18 | 2023-11-14 | 2024-11-14 | Inverters | Enphase | IQ7+ | 290 |  | 21 |  |  | 0.96 |  | Outdoor | Next to meter
NJADRE1554839263 | Administratively Determined Incentive Program | WEST ORANGE | 7052 | 9 | 8.51 | Residential | Behind the Meter | No | Net Metered Residential | Maier Engineering dba Solar Me |  | PSE&G | Accepted | 2023-10-18 | 2023-11-14 | 2024-11-14 | Solar Panels | Hanwha | Q.PEAK ML-G10+405W |  | 0.405 | 13 | 294 | 9 |  | Fixed | Roof
NJADRE1554839263 | Administratively Determined Incentive Program | WEST ORANGE | 7052 | 9 | 8.51 | Residential | Behind the Meter | No | Net Metered Residential | Maier Engineering dba Solar Me |  | PSE&G | Accepted | 2023-10-18 | 2023-11-14 | 2024-11-14 | Solar Panels | Hanwha | Q.PEAK ML-G10+405W |  | 0.405 | 1 | 204 | 23 |  | Fixed | Roof
NJADRE1554839263 | Administratively Determined Incentive Program | WEST ORANGE | 7052 | 9 | 8.51 | Residential | Behind the Meter | No | Net Metered Residential | Maier Engineering dba Solar Me |  | PSE&G | Accepted | 2023-10-18 | 2023-11-14 | 2024-11-14 | Solar Panels | Hanwha | Q.PEAK ML-G10+405W |  | 0.405 | 1 | 24 | 23 |  | Fixed | Roof
NJADRE1554839263 | Administratively Determined Incentive Program | WEST ORANGE | 7052 | 9 | 8.51 | Residential | Behind the Meter | No | Net Metered Residential | Maier Engineering dba Solar Me |  | PSE&G | Accepted | 2023-10-18 | 2023-11-14 | 2024-11-14 | Solar Panels | Hanwha | Q.PEAK ML-G10+405W |  | 0.405 | 2 | 114 | 34 |  | Fixed | Roof
NJADRE1554839263 | Administratively Determined Incentive Program | WEST ORANGE | 7052 | 9 | 8.51 | Residential | Behind the Meter | No | Net Metered Residential | Maier Engineering dba Solar Me |  | PSE&G | Accepted | 2023-10-18 | 2023-11-14 | 2024-11-14 | Solar Panels | Hanwha | Q.PEAK ML-G10+405W |  | 0.405 | 4 | 203 | 25 |  | Fixed | Roof
NJADRE1554839270 | Administratively Determined Incentive Program | SICKLERVILLE | 8081 | 14 | 11.6 | Residential | Behind the Meter | No | Net Metered Residential | Tesla Energy Operations Inc |  | AC Electric | Accepted | 2023-10-18 | 2023-11-15 | 2024-11-15 | Electric Storage Battery | Tesla | AC Powerwall 2.0 |  |  | 2 |  |  |  | Lithium Ion |  | Outside
NJADRE1554839270 | Administratively Determined Incentive Program | SICKLERVILLE | 8081 | 14 | 11.6 | Residential | Behind the Meter | No | Net Metered Residential | Tesla Energy Operations Inc |  | AC Electric | Accepted | 2023-10-18 | 2023-11-15 | 2024-11-15 | Inverters | Tesla | #1850000-00-C | 7600 |  | 2 |  |  | 0.98 |  | Outside
NJADRE1554839270 | Administratively Determined Incentive Program | SICKLERVILLE | 8081 | 14 | 11.6 | Residential | Behind the Meter | No | Net Metered Residential | Tesla Energy Operations Inc |  | AC Electric | Accepted | 2023-10-18 | 2023-11-15 | 2024-11-15 | Solar Panels | Hanwha | # Q.PEAK DUO BLK ML-G10+/TS 400 |  | 0.4 | 10 | 211 | 26 |  | Fixed | Roof
NJADRE1554839270 | Administratively Determined Incentive Program | SICKLERVILLE | 8081 | 14 | 11.6 | Residential | Behind the Meter | No | Net Metered Residential | Tesla Energy Operations Inc |  | AC Electric | Accepted | 2023-10-18 | 2023-11-15 | 2024-11-15 | Solar Panels | Hanwha | # Q.PEAK DUO BLK ML-G10+/TS 400 |  | 0.4 | 19 | 31 | 26 |  | Fixed | Roof
NJADRE1554839271 | Administratively Determined Incentive Program | LITTLE EGG HARBOR TWP | 8087 | 18 | 13.48 | Residential | Behind the Meter | Yes | Net Metered Residential | Reliable Power and Solar |  | AC Electric | Accepted | 2023-10-18 | 2023-11-22 | 2024-11-22 | Inverters | Enphase | IQ8 plus | 290 |  | 35 |  |  | 0.97 |  | Outside
NJADRE1554839271 | Administratively Determined Incentive Program | LITTLE EGG HARBOR TWP | 8087 | 18 | 13.48 | Residential | Behind the Meter | Yes | Net Metered Residential | Reliable Power and Solar |  | AC Electric | Accepted | 2023-10-18 | 2023-11-22 | 2024-11-22 | Solar Panels | Trina | TSMDD05385 |  | 0.385 | 12 | 188 | 20 |  | Fixed | Roof
NJADRE1554839271 | Administratively Determined Incentive Program | LITTLE EGG HARBOR TWP | 8087 | 18 | 13.48 | Residential | Behind the Meter | Yes | Net Metered Residential | Reliable Power and Solar |  | AC Electric | Accepted | 2023-10-18 | 2023-11-22 | 2024-11-22 | Solar Panels | Trina | TSMDD05385 |  | 0.385 | 4 | 278 | 17 |  | Fixed | Roof
NJADRE1554839271 | Administratively Determined Incentive Program | LITTLE EGG HARBOR TWP | 8087 | 18 | 13.48 | Residential | Behind the Meter | Yes | Net Metered Residential | Reliable Power and Solar |  | AC Electric | Accepted | 2023-10-18 | 2023-11-22 | 2024-11-22 | Solar Panels | Trina | TSMDD05385 |  | 0.385 | 4 | 98 | 17 |  | Fixed | Roof
NJADRE1554839271 | Administratively Determined Incentive Program | LITTLE EGG HARBOR TWP | 8087 | 18 | 13.48 | Residential | Behind the Meter | Yes | Net Metered Residential | Reliable Power and Solar |  | AC Electric | Accepted | 2023-10-18 | 2023-11-22 | 2024-11-22 | Solar Panels | Trina | TSMDD05385 |  | 0.385 | 15 | 8 | 20 |  | Fixed | Roof
NJADRE1554839273 | Administratively Determined Incentive Program | ELIZABETH | 7208 | 10 | 17.82 | Residential | Behind the Meter | Yes | Net Metered Residential | Pro Custom Solar dba Momentum Solar |  | PSE&G | Accepted | 2023-10-18 | 2023-11-14 | 2024-11-14 | Solar Panels | Â Q. PEAK DUO BLK-G10+405 | HANWHA |  | 0.405 | 5 | 218 | 45 |  | Fixed | Roof
NJADRE1554839273 | Administratively Determined Incentive Program | ELIZABETH | 7208 | 10 | 17.82 | Residential | Behind the Meter | Yes | Net Metered Residential | Pro Custom Solar dba Momentum Solar |  | PSE&G | Accepted | 2023-10-18 | 2023-11-14 | 2024-11-14 | Solar Panels | Â Q. PEAK DUO BLK-G10+405 | HANWHA |  | 0.405 | 5 | 128 | 45 |  | Fixed | Roof
NJADRE1554839273 | Administratively Determined Incentive Program | ELIZABETH | 7208 | 10 | 17.82 | Residential | Behind the Meter | Yes | Net Metered Residential | Pro Custom Solar dba Momentum Solar |  | PSE&G | Accepted | 2023-10-18 | 2023-11-14 | 2024-11-14 | Solar Panels | Â Q. PEAK DUO BLK-G10+405 | HANWHA |  | 0.405 | 4 | 38 | 45 |  | Fixed | Roof
NJADRE1554839273 | Administratively Determined Incentive Program | ELIZABETH | 7208 | 10 | 17.82 | Residential | Behind the Meter | Yes | Net Metered Residential | Pro Custom Solar dba Momentum Solar |  | PSE&G | Accepted | 2023-10-18 | 2023-11-14 | 2024-11-14 | Solar Panels | Â Q. PEAK DUO BLK-G10+405 | HANWHA |  | 0.405 | 30 | 217 | 9 |  | Fixed | Roof
NJADRE1554839273 | Administratively Determined Incentive Program | ELIZABETH | 7208 | 10 | 17.82 | Residential | Behind the Meter | Yes | Net Metered Residential | Pro Custom Solar dba Momentum Solar |  | PSE&G | Accepted | 2023-10-18 | 2023-11-14 | 2024-11-14 | Inverters | IQ8PLUS-72-2-US | ENPHASE | 290 |  | 44 |  |  | 0.97 |  | Outdoor
NJADRE1554839279 | Administratively Determined Incentive Program | JACKSON | 8527 | 18 | 15.6 | Residential | Behind the Meter | Yes | Net Metered Residential | Kamtech Solar Solutions |  | JCP&L | Accepted | 2023-10-18 | 2023-11-27 | 2024-11-27 | Inverters | ENPHASE | IQ7HS | 384 |  | 39 |  |  | 0.97 |  | Outside | ROOFTOP
NJADRE1554839279 | Administratively Determined Incentive Program | JACKSON | 8527 | 18 | 15.6 | Residential | Behind the Meter | Yes | Net Metered Residential | Kamtech Solar Solutions |  | JCP&L | Accepted | 2023-10-18 | 2023-11-27 | 2024-11-27 | Solar Panels | WAAREE ARKA | WSMDI-400 |  | 0.4 | 10 | 253 | 35 |  | Fixed | Roof
NJADRE1554839279 | Administratively Determined Incentive Program | JACKSON | 8527 | 18 | 15.6 | Residential | Behind the Meter | Yes | Net Metered Residential | Kamtech Solar Solutions |  | JCP&L | Accepted | 2023-10-18 | 2023-11-27 | 2024-11-27 | Solar Panels | WAAREE ARKA | WSMDI-400 |  | 0.4 | 14 | 73 | 35 |  | Fixed | Roof
NJADRE1554839279 | Administratively Determined Incentive Program | JACKSON | 8527 | 18 | 15.6 | Residential | Behind the Meter | Yes | Net Metered Residential | Kamtech Solar Solutions |  | JCP&L | Accepted | 2023-10-18 | 2023-11-27 | 2024-11-27 | Solar Panels | WAAREE ARKA | WSMDI-400 |  | 0.4 | 15 | 73 | 35 |  | Fixed | Roof
NJADRE1554839281 | Administratively Determined Incentive Program | CHESTERFIELD | 8515 | 13 | 8.1 | Residential | Behind the Meter | No | Net Metered Residential | Tesla Energy Operations Inc |  | PSE&G | Accepted | 2023-10-18 | 2023-11-14 | 2024-11-14 | Solar Panels | Hanwha | Q.PEAK DUO BLK ML-G10+/TS 405 |  | 0.405 | 3 | 255 | 34 |  | Fixed | Roof
NJADRE1554839281 | Administratively Determined Incentive Program | CHESTERFIELD | 8515 | 13 | 8.1 | Residential | Behind the Meter | No | Net Metered Residential | Tesla Energy Operations Inc |  | PSE&G | Accepted | 2023-10-18 | 2023-11-14 | 2024-11-14 | Solar Panels | Hanwha | Q.PEAK DUO BLK ML-G10+/TS 405 |  | 0.405 | 3 | 75 | 34 |  | Fixed | Roof
NJADRE1554839281 | Administratively Determined Incentive Program | CHESTERFIELD | 8515 | 13 | 8.1 | Residential | Behind the Meter | No | Net Metered Residential | Tesla Energy Operations Inc |  | PSE&G | Accepted | 2023-10-18 | 2023-11-14 | 2024-11-14 | Solar Panels | Hanwha | Q.PEAK DUO BLK ML-G10+/TS 405 |  | 0.405 | 3 | 255 | 34 |  | Fixed | Roof
NJADRE1554839281 | Administratively Determined Incentive Program | CHESTERFIELD | 8515 | 13 | 8.1 | Residential | Behind the Meter | No | Net Metered Residential | Tesla Energy Operations Inc |  | PSE&G | Accepted | 2023-10-18 | 2023-11-14 | 2024-11-14 | Solar Panels | Q.PEAK DUO BLK ML-G10+/TS 405 | Hanwha |  | 0.405 | 3 | 75 | 34 |  | Fixed | Roof
NJADRE1554839281 | Administratively Determined Incentive Program | CHESTERFIELD | 8515 | 13 | 8.1 | Residential | Behind the Meter | No | Net Metered Residential | Tesla Energy Operations Inc |  | PSE&G | Accepted | 2023-10-18 | 2023-11-14 | 2024-11-14 | Solar Panels | Hanwha | Q.PEAK DUO BLK ML-G10+/TS 405 |  | 0.405 | 8 | 165 | 30 |  | Fixed | Roof
NJADRE1554839281 | Administratively Determined Incentive Program | CHESTERFIELD | 8515 | 13 | 8.1 | Residential | Behind the Meter | No | Net Metered Residential | Tesla Energy Operations Inc |  | PSE&G | Accepted | 2023-10-18 | 2023-11-14 | 2024-11-14 | Inverters | 1538000-45-A | Tesla | 7600 |  | 1 |  |  | 0.986 |  | Outdoor
NJADRE1554839288 | Administratively Determined Incentive Program | GARFIELD | 7026 | 7 | 6.89 | Residential | Behind the Meter | No | Net Metered Residential | EMT Renewables |  | PSE&G | Accepted | 2023-10-18 | 2023-11-14 | 2024-11-14 | Inverters | ENPHASE | IQ8+ | 290 |  | 17 |  |  | 0.98 |  | Other | UNDER EACH PANEL
NJADRE1554839288 | Administratively Determined Incentive Program | GARFIELD | 7026 | 7 | 6.89 | Residential | Behind the Meter | No | Net Metered Residential | EMT Renewables |  | PSE&G | Accepted | 2023-10-18 | 2023-11-14 | 2024-11-14 | Solar Panels | Q CELLS | Q PEAK DUO BLK |  | 0.405 | 11 | 122 | 22 |  | Fixed | Roof
NJADRE1554839288 | Administratively Determined Incentive Program | GARFIELD | 7026 | 7 | 6.89 | Residential | Behind the Meter | No | Net Metered Residential | EMT Renewables |  | PSE&G | Accepted | 2023-10-18 | 2023-11-14 | 2024-11-14 | Solar Panels | Q CELLS | Q PEAK DUO BLK |  | 0.405 | 6 | 302 | 22 |  | Fixed | Roof
NJADRE1554839290 | Administratively Determined Incentive Program | NETCONG | 7857 | 3 | 8.14 | Residential | Behind the Meter | No | Net Metered Residential | Freedom Forever New Jersey LLC |  | JCP&L | Accepted | 2023-10-18 | 2023-11-14 | 2024-11-14 | Inverters | Solar Edge | SE6000H-USRGM[SI1] | 6000 |  | 1 |  |  | 0.99 |  | Outdoor
NJADRE1554839290 | Administratively Determined Incentive Program | NETCONG | 7857 | 3 | 8.14 | Residential | Behind the Meter | No | Net Metered Residential | Freedom Forever New Jersey LLC |  | JCP&L | Accepted | 2023-10-18 | 2023-11-14 | 2024-11-14 | Solar Panels | Freedom Forever | FF MP-BBB-370W |  | 0.37 | 10 | 50 | 34 |  | Fixed | Roof
NJADRE1554839290 | Administratively Determined Incentive Program | NETCONG | 7857 | 3 | 8.14 | Residential | Behind the Meter | No | Net Metered Residential | Freedom Forever New Jersey LLC |  | JCP&L | Accepted | 2023-10-18 | 2023-11-14 | 2024-11-14 | Solar Panels | Freedom Forever | FF MP-BBB-370W |  | 0.37 | 12 | 230 | 50 |  | Fixed | Roof
NJADRE1554839311 | Administratively Determined Incentive Program | SOUTHAMPTON | 8088 | 13 | 6.72 | Residential | Behind the Meter | Yes | Net Metered Residential | EMT Renewables |  | PSE&G | Accepted | 2023-10-18 | 2023-11-14 | 2024-11-14 | Inverters | ENPHASE | IQ7x | 315 |  | 16 |  |  | 0.98 |  | Other | UNDER EACH PANEL
NJADRE1554839311 | Administratively Determined Incentive Program | SOUTHAMPTON | 8088 | 13 | 6.72 | Residential | Behind the Meter | Yes | Net Metered Residential | EMT Renewables |  | PSE&G | Accepted | 2023-10-18 | 2023-11-14 | 2024-11-14 | Solar Panels | REC ALPHA | REC 420 |  | 0.42 | 13 | 254 | 22 |  | Fixed | Roof
NJADRE1554839311 | Administratively Determined Incentive Program | SOUTHAMPTON | 8088 | 13 | 6.72 | Residential | Behind the Meter | Yes | Net Metered Residential | EMT Renewables |  | PSE&G | Accepted | 2023-10-18 | 2023-11-14 | 2024-11-14 | Solar Panels | REC ALPHA | REC 420 |  | 0.42 | 3 | 254 | 22 |  | Fixed | Roof
NJADRE1554839368 | Administratively Determined Incentive Program | RED BANK | 7701 | 17 | 5.46 | Residential | Behind the Meter | No | Net Metered Residential | EMT Renewables |  | JCP&L | Accepted | 2023-10-18 | 2023-11-14 | 2024-11-14 | Inverters | ENPHASE | IQ7x | 315 |  | 13 |  |  | 0.98 |  | Other | UNDER EACH PANEL
NJADRE1554839368 | Administratively Determined Incentive Program | RED BANK | 7701 | 17 | 5.46 | Residential | Behind the Meter | No | Net Metered Residential | EMT Renewables |  | JCP&L | Accepted | 2023-10-18 | 2023-11-14 | 2024-11-14 | Solar Panels | REC ALPHA | REC 420 |  | 0.42 | 7 | 243 | 24 |  | Fixed | Roof
NJADRE1554839368 | Administratively Determined Incentive Program | RED BANK | 7701 | 17 | 5.46 | Residential | Behind the Meter | No | Net Metered Residential | EMT Renewables |  | JCP&L | Accepted | 2023-10-18 | 2023-11-14 | 2024-11-14 | Solar Panels | REC ALPHA | REC 420 |  | 0.42 | 6 | 152 | 24 |  | Fixed | Roof
NJADRE1554839397 | Administratively Determined Incentive Program | LITTLE EGG HARBOR TWP | 8087 | 18 | 7.7 | Residential | Behind the Meter | No | Net Metered Residential | Tesla Energy Operations Inc |  | AC Electric | Accepted | 2023-10-18 | 2023-11-14 | 2024-11-14 | Inverters | Tesla | 1538000-45-A | 5700 |  | 1 |  |  | 0.98 |  | Outside
NJADRE1554839397 | Administratively Determined Incentive Program | LITTLE EGG HARBOR TWP | 8087 | 18 | 7.7 | Residential | Behind the Meter | No | Net Metered Residential | Tesla Energy Operations Inc |  | AC Electric | Accepted | 2023-10-18 | 2023-11-14 | 2024-11-14 | Solar Panels | Hanwha | # Q.PEAK DUO BLK ML-G10+/TS 405 |  | 0.405 | 19 | 145 | 30 |  | Fixed | Roof
NJADRE1554839407 | Administratively Determined Incentive Program | PLAINFIELD | 7062 | 10 | 8.47 | Residential | Behind the Meter | Yes | Net Metered Residential | Freedom Forever New Jersey LLC |  | PSE&G | Accepted | 2023-10-18 | 2023-11-14 | 2024-11-14 | Inverters | Solar Edge | SE6000H-USRGM | 6000 |  | 1 |  |  | 0.99 |  | Outdoor
NJADRE1554839407 | Administratively Determined Incentive Program | PLAINFIELD | 7062 | 10 | 8.47 | Residential | Behind the Meter | Yes | Net Metered Residential | Freedom Forever New Jersey LLC |  | PSE&G | Accepted | 2023-10-18 | 2023-11-14 | 2024-11-14 | Solar Panels | Jinko Solar | JKM385M-6RL3-B |  | 0.385 | 8 | 38 | 37 |  | Fixed | Roof
NJADRE1554839407 | Administratively Determined Incentive Program | PLAINFIELD | 7062 | 10 | 8.47 | Residential | Behind the Meter | Yes | Net Metered Residential | Freedom Forever New Jersey LLC |  | PSE&G | Accepted | 2023-10-18 | 2023-11-14 | 2024-11-14 | Solar Panels | Jinko Solar | JKM385M-6RL3-B |  | 0.385 | 8 | 38 | 37 |  | Fixed | Roof
NJADRE1554839407 | Administratively Determined Incentive Program | PLAINFIELD | 7062 | 10 | 8.47 | Residential | Behind the Meter | Yes | Net Metered Residential | Freedom Forever New Jersey LLC |  | PSE&G | Accepted | 2023-10-18 | 2023-11-14 | 2024-11-14 | Solar Panels | Jinko Solar | JKM385M-6RL3-B |  | 0.385 | 6 | 218 | 18 |  | Fixed | Roof
NJADRE1554840566 | Administratively Determined Incentive Program | WASHINGTON TWPS | 7676 | 7 | 7.7 | Residential | Behind the Meter | No | Net Metered Residential | EMT Renewables |  | PSE&G | Accepted | 2023-10-18 | 2023-11-14 | 2024-11-14 | Inverters | ENPHASE | IQ8+ | 290 |  | 19 |  |  | 0.98 |  | Other | UNDER EACH PANEL
NJADRE1554840566 | Administratively Determined Incentive Program | WASHINGTON TWPS | 7676 | 7 | 7.7 | Residential | Behind the Meter | No | Net Metered Residential | EMT Renewables |  | PSE&G | Accepted | 2023-10-18 | 2023-11-14 | 2024-11-14 | Solar Panels | Q CELLS | Q PEAK DUO BLK |  | 0.405 | 14 | 219 | 23 |  | Fixed | Roof
NJADRE1554840566 | Administratively Determined Incentive Program | WASHINGTON TWPS | 7676 | 7 | 7.7 | Residential | Behind the Meter | No | Net Metered Residential | EMT Renewables |  | PSE&G | Accepted | 2023-10-18 | 2023-11-14 | 2024-11-14 | Solar Panels | Q CELLS | Q PEAK DUO BLK |  | 0.405 | 5 | 130 | 21 |  | Fixed | Roof
NJADRE1554840884 | Administratively Determined Incentive Program | SAYREVILLE | 8872 | 11 | 13.37 | Residential | Behind the Meter | No | Net Metered Residential | Tesla Energy Operations Inc |  | JCP&L | Accepted | 2023-10-18 | 2023-11-14 | 2024-11-14 | Solar Panels | Hanwha | Q.PEAK DUO BLK ML-G10+/TS 405: PV Module, 405W |  | 0.405 | 4 | 322 | 36 |  | Fixed | Roof
NJADRE1554840884 | Administratively Determined Incentive Program | SAYREVILLE | 8872 | 11 | 13.37 | Residential | Behind the Meter | No | Net Metered Residential | Tesla Energy Operations Inc |  | JCP&L | Accepted | 2023-10-18 | 2023-11-14 | 2024-11-14 | Solar Panels | Hanwha | Q.PEAK DUO BLK ML-G10+/TS 405: PV Module, 405W |  | 0.405 | 7 | 52 | 45 |  | Fixed | Roof
NJADRE1554840884 | Administratively Determined Incentive Program | SAYREVILLE | 8872 | 11 | 13.37 | Residential | Behind the Meter | No | Net Metered Residential | Tesla Energy Operations Inc |  | JCP&L | Accepted | 2023-10-18 | 2023-11-14 | 2024-11-14 | Solar Panels | Hanwha | Q.PEAK DUO BLK ML-G10+/TS 405: PV Module, 405W |  | 0.405 | 11 | 143 | 36 |  | Fixed | Roof
NJADRE1554840884 | Administratively Determined Incentive Program | SAYREVILLE | 8872 | 11 | 13.37 | Residential | Behind the Meter | No | Net Metered Residential | Tesla Energy Operations Inc |  | JCP&L | Accepted | 2023-10-18 | 2023-11-14 | 2024-11-14 | Solar Panels | Hanwha | Q.PEAK DUO BLK ML-G10+/TS 405: PV Module, 405W |  | 0.405 | 8 | 232 | 45 |  | Fixed | Roof
NJADRE1554840884 | Administratively Determined Incentive Program | SAYREVILLE | 8872 | 11 | 13.37 | Residential | Behind the Meter | No | Net Metered Residential | Tesla Energy Operations Inc |  | JCP&L | Accepted | 2023-10-18 | 2023-11-14 | 2024-11-14 | Solar Panels | Hanwha | Q.PEAK DUO BLK ML-G10+/TS 405: PV Module, 405W |  | 0.405 | 3 | 52 | 44 |  | Fixed | Roof
NJADRE1554840884 | Administratively Determined Incentive Program | SAYREVILLE | 8872 | 11 | 13.37 | Residential | Behind the Meter | No | Net Metered Residential | Tesla Energy Operations Inc |  | JCP&L | Accepted | 2023-10-18 | 2023-11-14 | 2024-11-14 | Inverters | Tesla Inc | 1850000-00-C | 7600 |  | 1 |  |  | 0.98 |  | Outdoor
NJADRE1554840884 | Administratively Determined Incentive Program | SAYREVILLE | 8872 | 11 | 13.37 | Residential | Behind the Meter | No | Net Metered Residential | Tesla Energy Operations Inc |  | JCP&L | Accepted | 2023-10-18 | 2023-11-14 | 2024-11-14 | Inverters | Tesla Inc | 1538000-45-A | 5000 |  | 1 |  |  | 0.98 |  | Outdoor
NJADRE1554840884 | Administratively Determined Incentive Program | SAYREVILLE | 8872 | 11 | 13.37 | Residential | Behind the Meter | No | Net Metered Residential | Tesla Energy Operations Inc |  | JCP&L | Accepted | 2023-10-18 | 2023-11-14 | 2024-11-14 | Electric Storage Battery | Tesla Inc | AC Powerwall 2.0 |  |  | 1 |  |  |  | Lithium Ion |  | OUTSIDE
NJADRE1554841230 | Administratively Determined Incentive Program | EAST BRUNSWICK | 8816 | 11 | 17.42 | Residential | Behind the Meter | Yes | Net Metered Residential | Pro Custom Solar dba Momentum Solar |  | PSE&G | Accepted | 2023-10-18 | 2023-11-14 | 2024-11-14 | Solar Panels | Â Q. PEAK DUO BLK-G10+405 | HANWHA |  | 0.405 | 21 | 262 | 16 |  | Fixed | Roof
NJADRE1554841230 | Administratively Determined Incentive Program | EAST BRUNSWICK | 8816 | 11 | 17.42 | Residential | Behind the Meter | Yes | Net Metered Residential | Pro Custom Solar dba Momentum Solar |  | PSE&G | Accepted | 2023-10-18 | 2023-11-14 | 2024-11-14 | Solar Panels | Â Q. PEAK DUO BLK-G10+405 | HANWHA |  | 0.405 | 18 | 82 | 17 |  | Fixed | Roof
NJADRE1554841230 | Administratively Determined Incentive Program | EAST BRUNSWICK | 8816 | 11 | 17.42 | Residential | Behind the Meter | Yes | Net Metered Residential | Pro Custom Solar dba Momentum Solar |  | PSE&G | Accepted | 2023-10-18 | 2023-11-14 | 2024-11-14 | Solar Panels | Â Q. PEAK DUO BLK-G10+405 | HAWNHA |  | 0.405 | 4 | 82 | 17 |  | Fixed | Roof
NJADRE1554841230 | Administratively Determined Incentive Program | EAST BRUNSWICK | 8816 | 11 | 17.42 | Residential | Behind the Meter | Yes | Net Metered Residential | Pro Custom Solar dba Momentum Solar |  | PSE&G | Accepted | 2023-10-18 | 2023-11-14 | 2024-11-14 | Inverters | IQ8PLUS-72-2-US | ENPHASE | 290 |  | 43 |  |  | 0.97 |  | Outdoor
NJADRE1554841625 | Administratively Determined Incentive Program | EWING | 8618 | 12 | 7.7 | Residential | Behind the Meter | Yes | Net Metered Residential | EMT Renewables |  | PSE&G | Accepted | 2023-10-18 | 2023-11-14 | 2024-11-14 | Inverters | ENPHASE | IQ8+ | 290 |  | 19 |  |  | 0.98 |  | Other | UNDER EACH PANEL
NJADRE1554841625 | Administratively Determined Incentive Program | EWING | 8618 | 12 | 7.7 | Residential | Behind the Meter | Yes | Net Metered Residential | EMT Renewables |  | PSE&G | Accepted | 2023-10-18 | 2023-11-14 | 2024-11-14 | Solar Panels | Q CELLS | Q PEAK DUO BLK |  | 0.405 | 16 | 233 | 35 |  | Fixed | Roof
NJADRE1554841625 | Administratively Determined Incentive Program | EWING | 8618 | 12 | 7.7 | Residential | Behind the Meter | Yes | Net Metered Residential | EMT Renewables |  | PSE&G | Accepted | 2023-10-18 | 2023-11-14 | 2024-11-14 | Solar Panels | Q CELLS | Q PEAK DUO BLK |  | 0.405 | 3 | 232 | 42 |  | Fixed | Roof
NJADRE1554841808 | Administratively Determined Incentive Program | MILLVILLE | 8332 | 20 | 11.75 | Residential | Behind the Meter | No | Net Metered Residential | Freedom Forever New Jersey LLC |  | AC Electric | Accepted | 2023-10-18 | 2023-11-14 | 2024-11-14 | Inverters | Solar Edge | SE10000H-USRGM | 10000 |  | 1 |  |  | 0.99 |  | Outdoor
NJADRE1554841808 | Administratively Determined Incentive Program | MILLVILLE | 8332 | 20 | 11.75 | Residential | Behind the Meter | No | Net Metered Residential | Freedom Forever New Jersey LLC |  | AC Electric | Accepted | 2023-10-18 | 2023-11-14 | 2024-11-14 | Solar Panels | REC Solar | REC405AA PUR |  | 0.405 | 6 | 238 | 30 |  | Fixed | Roof
NJADRE1554841808 | Administratively Determined Incentive Program | MILLVILLE | 8332 | 20 | 11.75 | Residential | Behind the Meter | No | Net Metered Residential | Freedom Forever New Jersey LLC |  | AC Electric | Accepted | 2023-10-18 | 2023-11-14 | 2024-11-14 | Solar Panels | REC Solar | REC405AA PUR |  | 0.405 | 11 | 238 | 30 |  | Fixed | Roof
NJADRE1554841808 | Administratively Determined Incentive Program | MILLVILLE | 8332 | 20 | 11.75 | Residential | Behind the Meter | No | Net Metered Residential | Freedom Forever New Jersey LLC |  | AC Electric | Accepted | 2023-10-18 | 2023-11-14 | 2024-11-14 | Solar Panels | REC Solar | REC405AA PUR |  | 0.405 | 12 | 58 | 30 |  | Fixed | Roof
NJADRE1554843034 | Administratively Determined Incentive Program | WEST DEPTFORD | 8066 | 15 | 555.33 | Commercial | Behind the Meter | Yes | Small Net-Metered Non-Residential located on Rooftop, Carport, Canopy and Floating Solar | Telos Clean Energy, LLC dba Telyon |  | PSE&G | Accepted | 2023-11-03 | 2023-12-12 | 2024-12-12 | Solar Panels | ZNShine | ZXM7-SHLD144 |  | 0.535 | 1038 | 180 | 30 |  | Fixed | Ground
NJADRE1554843034 | Administratively Determined Incentive Program | WEST DEPTFORD | 8066 | 15 | 555.33 | Commercial | Behind the Meter | Yes | Small Net-Metered Non-Residential located on Rooftop, Carport, Canopy and Floating Solar | Telos Clean Energy, LLC dba Telyon |  | PSE&G | Accepted | 2023-11-03 | 2023-12-12 | 2024-12-12 | Inverters | Chint Power Systems | SCH100KTL-DO/US-480 | 100 |  | 4 |  |  | 0.989 |  | Outdoor
NJADRE1554843537 | Administratively Determined Incentive Program | LYNDHURST | 7071 | 7 | 11.07 | Residential | Behind the Meter | No | Net Metered Residential | Ampericon |  | PSE&G | Accepted | 2023-10-18 | 2023-11-20 | 2024-11-20 | Inverters | EnPhase | IQ8+ | 290 |  | 27 |  |  | 0.965 |  | Other | Roof
NJADRE1554843537 | Administratively Determined Incentive Program | LYNDHURST | 7071 | 7 | 11.07 | Residential | Behind the Meter | No | Net Metered Residential | Ampericon |  | PSE&G | Accepted | 2023-10-18 | 2023-11-20 | 2024-11-20 | Solar Panels | Silfab | SIL-410-BG |  | 0.41 | 27 | 320 | 5 |  | Fixed | Roof
NJADRE1554844031 | Administratively Determined Incentive Program | EAST BRUNSWICK | 8816 | 11 | 13.77 | Residential | Behind the Meter | No | Net Metered Residential | Powur, PBC |  | JCP&L | Accepted | 2023-10-18 | 2023-11-16 | 2024-11-16 | Solar Panels | Rec Solar | REC405AA PURE |  | 0.405 | 18 | 160 | 18 |  | Fixed | Roof
NJADRE1554844031 | Administratively Determined Incentive Program | EAST BRUNSWICK | 8816 | 11 | 13.77 | Residential | Behind the Meter | No | Net Metered Residential | Powur, PBC |  | JCP&L | Accepted | 2023-10-18 | 2023-11-16 | 2024-11-16 | Solar Panels | Rec Solar | REC405AA PURE |  | 0.405 | 16 | 340 | 18 |  | Fixed | Roof
NJADRE1554844031 | Administratively Determined Incentive Program | EAST BRUNSWICK | 8816 | 11 | 13.77 | Residential | Behind the Meter | No | Net Metered Residential | Powur, PBC |  | JCP&L | Accepted | 2023-10-18 | 2023-11-16 | 2024-11-16 | Inverters | Enphase | IQ8A-72-2-US | 349 |  | 34 |  |  | 0.99 |  | Outside
NJADRE1554845367 | Administratively Determined Incentive Program | MONROE TOWNSHIP | 8831 | 11 | 5.04 | Residential | Behind the Meter | Yes | Net Metered Residential | EMT Renewables |  | JCP&L | Accepted | 2023-10-20 | 2023-11-15 | 2024-11-15 | Inverters | ENPHASE | IQ7x | 315 |  | 12 |  |  | 0.98 |  | Other | UNDER EACH PANEL
NJADRE1554845367 | Administratively Determined Incentive Program | MONROE TOWNSHIP | 8831 | 11 | 5.04 | Residential | Behind the Meter | Yes | Net Metered Residential | EMT Renewables |  | JCP&L | Accepted | 2023-10-20 | 2023-11-15 | 2024-11-15 | Solar Panels | REC ALPHA | REC 420 |  | 0.42 | 12 | 235 | 35 |  | Fixed | Roof
NJADRE1554846080 | Administratively Determined Incentive Program | HILLSBOROUGH | 8844 | 5 | 7.29 | Residential | Behind the Meter | No | Net Metered Residential | Tesla Energy Operations Inc |  | PSE&G | Accepted | 2023-10-18 | 2023-11-14 | 2024-11-14 | Inverters | Tesla | 1538000-45-A | 5700 |  | 1 |  |  | 0.98 |  | Outside
NJADRE1554846080 | Administratively Determined Incentive Program | HILLSBOROUGH | 8844 | 5 | 7.29 | Residential | Behind the Meter | No | Net Metered Residential | Tesla Energy Operations Inc |  | PSE&G | Accepted | 2023-10-18 | 2023-11-14 | 2024-11-14 | Solar Panels | Hanwha | # Q.PEAK DUO BLK ML-G10+/TS 405 |  | 0.405 | 11 | 107 | 26 |  | Fixed | Roof
NJADRE1554846080 | Administratively Determined Incentive Program | HILLSBOROUGH | 8844 | 5 | 7.29 | Residential | Behind the Meter | No | Net Metered Residential | Tesla Energy Operations Inc |  | PSE&G | Accepted | 2023-10-18 | 2023-11-14 | 2024-11-14 | Solar Panels | Hanwha | # Q.PEAK DUO BLK ML-G10+/TS 405 |  | 0.405 | 7 | 287 | 26 |  | Fixed | Roof
NJADRE1554847948 | Administratively Determined Incentive Program | MOORESTOWN | 8057 | 13 | 15.39 | Residential | Behind the Meter | No | Net Metered Residential | EMT Renewables |  | PSE&G | Accepted | 2023-10-18 | 2023-11-14 | 2024-11-14 | Inverters | ENPHASE | IQ8+ | 290 |  | 38 |  |  | 0.98 |  | Other | UNDER EACH PANEL
NJADRE1554847948 | Administratively Determined Incentive Program | MOORESTOWN | 8057 | 13 | 15.39 | Residential | Behind the Meter | No | Net Metered Residential | EMT Renewables |  | PSE&G | Accepted | 2023-10-18 | 2023-11-14 | 2024-11-14 | Solar Panels | Q CELLS | Q PEAK DUO BLK |  | 0.405 | 15 | 180 | 41 |  | Fixed | Roof
NJADRE1554847948 | Administratively Determined Incentive Program | MOORESTOWN | 8057 | 13 | 15.39 | Residential | Behind the Meter | No | Net Metered Residential | EMT Renewables |  | PSE&G | Accepted | 2023-10-18 | 2023-11-14 | 2024-11-14 | Solar Panels | Q CELLS | Q PEAK DUO BLK |  | 0.405 | 12 | 181 | 40 |  | Fixed | Roof
NJADRE1554847948 | Administratively Determined Incentive Program | MOORESTOWN | 8057 | 13 | 15.39 | Residential | Behind the Meter | No | Net Metered Residential | EMT Renewables |  | PSE&G | Accepted | 2023-10-18 | 2023-11-14 | 2024-11-14 | Solar Panels | Q CELLS | Q PEAK DUO BLK |  | 0.405 | 11 | 271 | 45 |  | Fixed | Roof
NJADRE1554848823 | Administratively Determined Incentive Program | IRVINGTON | 7111 | 9 | 7.4 | Residential | Behind the Meter | Yes | Net Metered Residential | Vision Solar LLC |  | PSE&G | Accepted | 2023-10-18 | 2023-11-21 | 2024-11-21 | Inverters | SE6000H-USRGM | Solaredge | 6 |  | 1 |  |  | 0.97 |  | Outdoor | side of house
NJADRE1554848823 | Administratively Determined Incentive Program | IRVINGTON | 7111 | 9 | 7.4 | Residential | Behind the Meter | Yes | Net Metered Residential | Vision Solar LLC |  | PSE&G | Accepted | 2023-10-18 | 2023-11-21 | 2024-11-21 | Solar Panels | ZXM6-NH120-370/M | ZNSHINE |  | 0.37 | 5 | 227 | 5 |  | Fixed | Roof
NJADRE1554848823 | Administratively Determined Incentive Program | IRVINGTON | 7111 | 9 | 7.4 | Residential | Behind the Meter | Yes | Net Metered Residential | Vision Solar LLC |  | PSE&G | Accepted | 2023-10-18 | 2023-11-21 | 2024-11-21 | Solar Panels | ZXM6-NH120-370/M | ZNSHINE |  | 0.37 | 5 | 47 | 5 |  | Fixed | Roof
NJADRE1554848823 | Administratively Determined Incentive Program | IRVINGTON | 7111 | 9 | 7.4 | Residential | Behind the Meter | Yes | Net Metered Residential | Vision Solar LLC |  | PSE&G | Accepted | 2023-10-18 | 2023-11-21 | 2024-11-21 | Solar Panels | ZXM6-NH120-370/M | ZNSHINE |  | 0.37 | 5 | 46 | 30 |  | Fixed | Roof
NJADRE1554848823 | Administratively Determined Incentive Program | IRVINGTON | 7111 | 9 | 7.4 | Residential | Behind the Meter | Yes | Net Metered Residential | Vision Solar LLC |  | PSE&G | Accepted | 2023-10-18 | 2023-11-21 | 2024-11-21 | Solar Panels | ZXM6-NH120-370/M | ZNSHINE |  | 0.37 | 5 | 226 | 30 |  | Fixed | Roof
NJADRE1554849995 | Administratively Determined Incentive Program | Clayton | 8312 | 15 | 8.1 | Residential | Behind the Meter | No | Net Metered Residential | EMT Renewables |  | AC Electric | Accepted | 2023-10-18 | 2023-11-14 | 2024-11-14 | Inverters | ENPHASE | IQ8+ | 290 |  | 20 |  |  | 0.98 |  | Other | UNDER EACH PANEL
NJADRE1554849995 | Administratively Determined Incentive Program | Clayton | 8312 | 15 | 8.1 | Residential | Behind the Meter | No | Net Metered Residential | EMT Renewables |  | AC Electric | Accepted | 2023-10-18 | 2023-11-14 | 2024-11-14 | Solar Panels | Q CELLS | Q PEAK DUO BLK |  | 0.405 | 14 | 173 | 31 |  | Fixed | Roof
NJADRE1554849995 | Administratively Determined Incentive Program | Clayton | 8312 | 15 | 8.1 | Residential | Behind the Meter | No | Net Metered Residential | EMT Renewables |  | AC Electric | Accepted | 2023-10-18 | 2023-11-14 | 2024-11-14 | Solar Panels | Q CELLS | Q PEAK DUO BLK |  | 0.405 | 6 | 83 | 6 |  | Fixed | Roof
NJADRE1554850202 | Administratively Determined Incentive Program | TRENTON | 8609 | 12 | 20.4 | Residential | Behind the Meter | Yes | Net Metered Residential | SunnyMac LLC |  | PSE&G | Accepted | 2023-10-18 | 2023-11-22 | 2024-11-22 | Solar Panels | Q.PEAK DUO BLK ML-G10+400 | HANWHA |  | 0.4 | 3 | 154 | 30 |  | Fixed | Roof
NJADRE1554850202 | Administratively Determined Incentive Program | TRENTON | 8609 | 12 | 20.4 | Residential | Behind the Meter | Yes | Net Metered Residential | SunnyMac LLC |  | PSE&G | Accepted | 2023-10-18 | 2023-11-22 | 2024-11-22 | Solar Panels | Q.PEAK DUO BLK ML-G10+400 | HANWHA |  | 0.4 | 4 | 244 | 8 |  | Fixed | Roof
NJADRE1554850202 | Administratively Determined Incentive Program | TRENTON | 8609 | 12 | 20.4 | Residential | Behind the Meter | Yes | Net Metered Residential | SunnyMac LLC |  | PSE&G | Accepted | 2023-10-18 | 2023-11-22 | 2024-11-22 | Solar Panels | Q.PEAK DUO BLK ML-G10+400 | HANWHA |  | 0.4 | 4 | 64 | 8 |  | Fixed | Roof
NJADRE1554850202 | Administratively Determined Incentive Program | TRENTON | 8609 | 12 | 20.4 | Residential | Behind the Meter | Yes | Net Metered Residential | SunnyMac LLC |  | PSE&G | Accepted | 2023-10-18 | 2023-11-22 | 2024-11-22 | Solar Panels | Q.PEAK DUO BLK ML-G10+400 | HANWHA |  | 0.4 | 24 | 244 | 28 |  | Fixed | Roof
NJADRE1554850202 | Administratively Determined Incentive Program | TRENTON | 8609 | 12 | 20.4 | Residential | Behind the Meter | Yes | Net Metered Residential | SunnyMac LLC |  | PSE&G | Accepted | 2023-10-18 | 2023-11-22 | 2024-11-22 | Solar Panels | Q.PEAK DUO BLK ML-G10+400 | HANWHA |  | 0.4 | 14 | 64 | 28 |  | Fixed | Roof
NJADRE1554850202 | Administratively Determined Incentive Program | TRENTON | 8609 | 12 | 20.4 | Residential | Behind the Meter | Yes | Net Metered Residential | SunnyMac LLC |  | PSE&G | Accepted | 2023-10-18 | 2023-11-22 | 2024-11-22 | Solar Panels | Q.PEAK DUO BLK ML-G10+400 | HANWHA |  | 0.4 | 2 | 244 | 30 |  | Fixed | Roof
NJADRE1554850202 | Administratively Determined Incentive Program | TRENTON | 8609 | 12 | 20.4 | Residential | Behind the Meter | Yes | Net Metered Residential | SunnyMac LLC |  | PSE&G | Accepted | 2023-10-18 | 2023-11-22 | 2024-11-22 | Inverters | SE 10000H -US | Solaredge | 10000 |  | 1 |  |  | 0.99 |  | Outdoor | next to meter
NJADRE1554850202 | Administratively Determined Incentive Program | TRENTON | 8609 | 12 | 20.4 | Residential | Behind the Meter | Yes | Net Metered Residential | SunnyMac LLC |  | PSE&G | Accepted | 2023-10-18 | 2023-11-22 | 2024-11-22 | Inverters | SE 3800H -US | Solaredge | 3800 |  | 1 |  |  | 0.99 |  | Outdoor | next to meter
NJADRE1554850373 | Administratively Determined Incentive Program | TURNERSVILLE | 8012 | 14 | 9.8 | Residential | Behind the Meter | No | Net Metered Residential | SunPower Corporation, Systems |  | AC Electric | Accepted | 2023-10-18 | 2023-11-21 | 2024-11-21 | Solar Panels | Sunpower | SPR-X21-350-BLK-E-AC |  | 0.35 | 9 | 43 | 32 |  | Fixed | Roof
NJADRE1554850373 | Administratively Determined Incentive Program | TURNERSVILLE | 8012 | 14 | 9.8 | Residential | Behind the Meter | No | Net Metered Residential | SunPower Corporation, Systems |  | AC Electric | Accepted | 2023-10-18 | 2023-11-21 | 2024-11-21 | Solar Panels | Sunpower | SPR-X21-350-BLK-E-AC |  | 0.35 | 11 | 223 | 32 |  | Fixed | Roof
NJADRE1554850373 | Administratively Determined Incentive Program | TURNERSVILLE | 8012 | 14 | 9.8 | Residential | Behind the Meter | No | Net Metered Residential | SunPower Corporation, Systems |  | AC Electric | Accepted | 2023-10-18 | 2023-11-21 | 2024-11-21 | Solar Panels | Sunpower | SPR-X21-350-BLK-E-AC |  | 0.35 | 8 | 223 | 32 |  | Fixed | Roof
NJADRE1554850373 | Administratively Determined Incentive Program | TURNERSVILLE | 8012 | 14 | 9.8 | Residential | Behind the Meter | No | Net Metered Residential | SunPower Corporation, Systems |  | AC Electric | Accepted | 2023-10-18 | 2023-11-21 | 2024-11-21 | Inverters | Enphase | IQ7XS-96-ACM-US | 315 |  | 28 |  |  | 0.98 |  | Other | under each panel
NJADRE1554850375 | Administratively Determined Incentive Program | SPARTA | 7871 | 1 | 8.09 | Residential | Behind the Meter | Yes | Net Metered Residential | Freedom Forever New Jersey LLC |  | JCP&L | Accepted | 2023-10-18 | 2023-11-15 | 2024-11-15 | Inverters | Solar Edge | SE6000H-USRG | 6000 |  | 1 |  |  | 0.99 |  | Outdoor
NJADRE1554850375 | Administratively Determined Incentive Program | SPARTA | 7871 | 1 | 8.09 | Residential | Behind the Meter | Yes | Net Metered Residential | Freedom Forever New Jersey LLC |  | JCP&L | Accepted | 2023-10-18 | 2023-11-15 | 2024-11-15 | Solar Panels | Jinko Solar | JKM385M-6RL3-B |  | 0.385 | 21 | 265 | 16 |  | Fixed | Roof
NJADRE1554850376 | Administratively Determined Incentive Program | BRIDGEWATER | 8807 | 5 | 9.72 | Residential | Behind the Meter | Yes | Net Metered Residential | Pro Custom Solar dba Momentum Solar |  | PSE&G | Accepted | 2023-10-18 | 2023-11-14 | 2024-11-14 | Solar Panels | Â Q. PEAK DUO BLK-G10+405 | hanwha |  | 0.405 | 15 | 265 | 18 |  | Fixed | Roof
NJADRE1554850376 | Administratively Determined Incentive Program | BRIDGEWATER | 8807 | 5 | 9.72 | Residential | Behind the Meter | Yes | Net Metered Residential | Pro Custom Solar dba Momentum Solar |  | PSE&G | Accepted | 2023-10-18 | 2023-11-14 | 2024-11-14 | Solar Panels | Â Q. PEAK DUO BLK-G10+405 | hawnha |  | 0.405 | 9 | 85 | 18 |  | Fixed | Roof
NJADRE1554850376 | Administratively Determined Incentive Program | BRIDGEWATER | 8807 | 5 | 9.72 | Residential | Behind the Meter | Yes | Net Metered Residential | Pro Custom Solar dba Momentum Solar |  | PSE&G | Accepted | 2023-10-18 | 2023-11-14 | 2024-11-14 | Inverters | IQ8PLUS-72-2-US | enphase | 290 |  | 24 |  |  | 0.97 |  | Outdoor
NJADRE1554850383 | Administratively Determined Incentive Program | EDISON TWP | 8820 | 11 | 9.72 | Residential | Behind the Meter | No | Net Metered Residential | Tesla Energy Operations Inc |  | PSE&G | Accepted | 2023-10-18 | 2023-11-14 | 2024-11-14 | Electric Storage Battery | Tesla | AC Powerwall 2.0 |  |  | 1 |  |  |  | Lithium Ion |  | Outside
NJADRE1554850383 | Administratively Determined Incentive Program | EDISON TWP | 8820 | 11 | 9.72 | Residential | Behind the Meter | No | Net Metered Residential | Tesla Energy Operations Inc |  | PSE&G | Accepted | 2023-10-18 | 2023-11-14 | 2024-11-14 | Inverters | Tesla | #1850000-00-C | 7600 |  | 1 |  |  | 0.98 |  | Outside
NJADRE1554850383 | Administratively Determined Incentive Program | EDISON TWP | 8820 | 11 | 9.72 | Residential | Behind the Meter | No | Net Metered Residential | Tesla Energy Operations Inc |  | PSE&G | Accepted | 2023-10-18 | 2023-11-14 | 2024-11-14 | Solar Panels | Hanwha | # Q.PEAK DUO BLK ML-G10+/TS 405 |  | 0.405 | 13 | 97 | 19 |  | Fixed | Roof
NJADRE1554850383 | Administratively Determined Incentive Program | EDISON TWP | 8820 | 11 | 9.72 | Residential | Behind the Meter | No | Net Metered Residential | Tesla Energy Operations Inc |  | PSE&G | Accepted | 2023-10-18 | 2023-11-14 | 2024-11-14 | Solar Panels | Hanwha | # Q.PEAK DUO BLK ML-G10+/TS 405 |  | 0.405 | 8 | 277 | 20 |  | Fixed | Roof
NJADRE1554850383 | Administratively Determined Incentive Program | EDISON TWP | 8820 | 11 | 9.72 | Residential | Behind the Meter | No | Net Metered Residential | Tesla Energy Operations Inc |  | PSE&G | Accepted | 2023-10-18 | 2023-11-14 | 2024-11-14 | Solar Panels | Hanwha | # Q.PEAK DUO BLK ML-G10+/TS 405 |  | 0.405 | 3 | 97 | 18 |  | Fixed | Roof
NJADRE1554850385 | Administratively Determined Incentive Program | MOUNT LAUREL | 8054 | 13 | 7.98 | Residential | Behind the Meter | Yes | Net Metered Residential | EMT Renewables |  | PSE&G | Accepted | 2023-10-18 | 2023-11-14 | 2024-11-14 | Inverters | ENPHASE | IQ7x | 315 |  | 19 |  |  | 0.98 |  | Other | UNDER EACH PANEL
NJADRE1554850385 | Administratively Determined Incentive Program | MOUNT LAUREL | 8054 | 13 | 7.98 | Residential | Behind the Meter | Yes | Net Metered Residential | EMT Renewables |  | PSE&G | Accepted | 2023-10-18 | 2023-11-14 | 2024-11-14 | Solar Panels | REC ALPHA | REC 420 |  | 0.42 | 13 | 127 | 20 |  | Fixed | Roof
NJADRE1554850385 | Administratively Determined Incentive Program | MOUNT LAUREL | 8054 | 13 | 7.98 | Residential | Behind the Meter | Yes | Net Metered Residential | EMT Renewables |  | PSE&G | Accepted | 2023-10-18 | 2023-11-14 | 2024-11-14 | Solar Panels | REC ALPHA | REC 420 |  | 0.42 | 6 | 217 | 25 |  | Fixed | Roof
NJADRE1554850425 | Administratively Determined Incentive Program | WILLINGBORO TWP | 8046 | 13 | 13.77 | Residential | Behind the Meter | Yes | Net Metered Residential | EMT Renewables |  | PSE&G | Accepted | 2023-10-18 | 2023-11-14 | 2024-11-14 | Inverters | ENPHASE | IQ8+ | 290 |  | 34 |  |  | 0.98 |  | Other | UNDER EACH PANEL
NJADRE1554850425 | Administratively Determined Incentive Program | WILLINGBORO TWP | 8046 | 13 | 13.77 | Residential | Behind the Meter | Yes | Net Metered Residential | EMT Renewables |  | PSE&G | Accepted | 2023-10-18 | 2023-11-14 | 2024-11-14 | Solar Panels | Q CELLS | Q PEAK DUO BLK |  | 0.405 | 7 | 219 | 25 |  | Fixed | Roof
NJADRE1554850425 | Administratively Determined Incentive Program | WILLINGBORO TWP | 8046 | 13 | 13.77 | Residential | Behind the Meter | Yes | Net Metered Residential | EMT Renewables |  | PSE&G | Accepted | 2023-10-18 | 2023-11-14 | 2024-11-14 | Solar Panels | Q CELLS | Q PEAK DUO BLK |  | 0.405 | 7 | 39 | 25 |  | Fixed | Roof
NJADRE1554850425 | Administratively Determined Incentive Program | WILLINGBORO TWP | 8046 | 13 | 13.77 | Residential | Behind the Meter | Yes | Net Metered Residential | EMT Renewables |  | PSE&G | Accepted | 2023-10-18 | 2023-11-14 | 2024-11-14 | Solar Panels | Q CELLS | Q PEAK DUO BLK |  | 0.405 | 5 | 129 | 42 |  | Fixed | Roof
NJADRE1554850425 | Administratively Determined Incentive Program | WILLINGBORO TWP | 8046 | 13 | 13.77 | Residential | Behind the Meter | Yes | Net Metered Residential | EMT Renewables |  | PSE&G | Accepted | 2023-10-18 | 2023-11-14 | 2024-11-14 | Solar Panels | Q CELLS | Q PEAK DUO BLK |  | 0.405 | 2 | 129 | 17 |  | Fixed | Roof
NJADRE1554850425 | Administratively Determined Incentive Program | WILLINGBORO TWP | 8046 | 13 | 13.77 | Residential | Behind the Meter | Yes | Net Metered Residential | EMT Renewables |  | PSE&G | Accepted | 2023-10-18 | 2023-11-14 | 2024-11-14 | Solar Panels | Q CELLS | Q PEAK DUO BLK |  | 0.405 | 13 | 309 | 42 |  | Fixed | Roof
NJADRE1554850473 | Administratively Determined Incentive Program | IRVINGTON | 7111 | 9 | 4.81 | Residential | Behind the Meter | Yes | Net Metered Residential | Vision Solar LLC |  | PSE&G | Accepted | 2023-10-18 | 2023-11-15 | 2024-11-15 | Inverters | SOLAR EDGE | SE3800H-USRGM | 3800 |  | 1 |  |  | 0.97 |  | Outside
NJADRE1554850473 | Administratively Determined Incentive Program | IRVINGTON | 7111 | 9 | 4.81 | Residential | Behind the Meter | Yes | Net Metered Residential | Vision Solar LLC |  | PSE&G | Accepted | 2023-10-18 | 2023-11-15 | 2024-11-15 | Solar Panels | ZNSHINE | ZXM6-NH120-370/M |  | 0.37 | 11 | 124 | 27 |  | Fixed | Roof
NJADRE1554850473 | Administratively Determined Incentive Program | IRVINGTON | 7111 | 9 | 4.81 | Residential | Behind the Meter | Yes | Net Metered Residential | Vision Solar LLC |  | PSE&G | Accepted | 2023-10-18 | 2023-11-15 | 2024-11-15 | Solar Panels | ZNSHINE | ZXM6-NH120-370/M |  | 0.37 | 2 | 304 | 13 |  | Fixed | Roof
NJADRE1554870477 | Administratively Determined Incentive Program | Piscataway Twp | 8854 | 11 | 25.65 | Commercial | Behind the Meter | No | Small Net-Metered Non-Residential located on Rooftop, Carport, Canopy and Floating Solar | GenRenew LLC |  | PSE&G | Accepted | 2023-10-19 | 2024-01-09 | 2025-01-09 | Meters | Enphase | ENV-IQ-AM3-3P |  |  | 1 |  |  |  | Yes | Indoor
NJADRE1554870477 | Administratively Determined Incentive Program | Piscataway Twp | 8854 | 11 | 25.65 | Commercial | Behind the Meter | No | Small Net-Metered Non-Residential located on Rooftop, Carport, Canopy and Floating Solar | GenRenew LLC |  | PSE&G | Accepted | 2023-10-19 | 2024-01-09 | 2025-01-09 | Inverters | Enphase | IQ7Plus-72-2-US | 290 |  | 57 |  |  | 0.976 |  | Outdoor | under panels
NJADRE1554870477 | Administratively Determined Incentive Program | Piscataway Twp | 8854 | 11 | 25.65 | Commercial | Behind the Meter | No | Small Net-Metered Non-Residential located on Rooftop, Carport, Canopy and Floating Solar | GenRenew LLC |  | PSE&G | Accepted | 2023-10-19 | 2024-01-09 | 2025-01-09 | Solar Panels | Canadian Solar | CS3W-450MB-AG |  | 0.45 | 57 | 191 | 26 |  | Fixed | Roof
NJADRE1554870478 | Administratively Determined Incentive Program | Piscataway Twp | 8854 | 11 | 20.25 | Commercial | Behind the Meter | No | Small Net-Metered Non-Residential located on Rooftop, Carport, Canopy and Floating Solar | GenRenew LLC |  | PSE&G | Accepted | 2023-10-19 | 2024-03-13 | 2025-03-13 | Inverters | Enphase | IQ7Plus-72-2-US | 290 |  | 45 |  |  | 0.976 |  | Outdoor | under panels
NJADRE1554870478 | Administratively Determined Incentive Program | Piscataway Twp | 8854 | 11 | 20.25 | Commercial | Behind the Meter | No | Small Net-Metered Non-Residential located on Rooftop, Carport, Canopy and Floating Solar | GenRenew LLC |  | PSE&G | Accepted | 2023-10-19 | 2024-03-13 | 2025-03-13 | Meters | Enphase | ENV-IQ-AM3-3P |  |  | 1 |  |  |  | Yes | Indoor
NJADRE1554870478 | Administratively Determined Incentive Program | Piscataway Twp | 8854 | 11 | 20.25 | Commercial | Behind the Meter | No | Small Net-Metered Non-Residential located on Rooftop, Carport, Canopy and Floating Solar | GenRenew LLC |  | PSE&G | Accepted | 2023-10-19 | 2024-03-13 | 2025-03-13 | Solar Panels | Canadian Solar | CS3W-450MB-AG |  | 0.45 | 45 | 240 | 26 |  | Fixed | Roof
NJADRE1554870500 | Administratively Determined Incentive Program | BRICK | 8724 | 18 | 8.1 | Residential | Behind the Meter | Yes | Net Metered Residential | SunnyMac LLC |  | JCP&L | Accepted | 2023-10-19 | 2023-11-21 | 2024-11-21 | Solar Panels | Q.PEAK DUO BLK ML-G10+ 405W | HANWHA |  | 0.405 | 20 | 219 | 24 |  | Fixed | Roof
NJADRE1554870500 | Administratively Determined Incentive Program | BRICK | 8724 | 18 | 8.1 | Residential | Behind the Meter | Yes | Net Metered Residential | SunnyMac LLC |  | JCP&L | Accepted | 2023-10-19 | 2023-11-21 | 2024-11-21 | Inverters | SE7600H-US | Solaredge | 7600 |  | 1 |  |  | 0.1 |  | Outdoor | NEXT TO METER
NJADRE1554870560 | Administratively Determined Incentive Program | GARFIELD | 7026 | 7 | 5.67 | Residential | Behind the Meter | Yes | Net Metered Residential | Pro Custom Solar dba Momentum Solar |  | PSE&G | Accepted | 2023-10-19 | 2023-11-14 | 2024-11-14 | Solar Panels | Â Q. PEAK DUO BLK-G10+405 | HAWNHA |  | 0.405 | 14 | 123 | 4 |  | Fixed | Roof
NJADRE1554870560 | Administratively Determined Incentive Program | GARFIELD | 7026 | 7 | 5.67 | Residential | Behind the Meter | Yes | Net Metered Residential | Pro Custom Solar dba Momentum Solar |  | PSE&G | Accepted | 2023-10-19 | 2023-11-14 | 2024-11-14 | Inverters | IQ8PLUS-72-2-US | ENPHASE | 290 |  | 14 |  |  | 0.97 |  | Outdoor
NJADRE1554870580 | Administratively Determined Incentive Program | CHERRY HILL | 8034 | 14 | 8.1 | Residential | Behind the Meter | Yes | Net Metered Residential | SunnyMac LLC |  | PSE&G | Accepted | 2023-10-19 | 2023-12-05 | 2024-12-05 | Solar Panels | Q.PEAK DUO BLK ML-G10+ 405W | HANWHA |  | 0.405 | 6 | 160 | 30 |  | Fixed | Roof
NJADRE1554870580 | Administratively Determined Incentive Program | CHERRY HILL | 8034 | 14 | 8.1 | Residential | Behind the Meter | Yes | Net Metered Residential | SunnyMac LLC |  | PSE&G | Accepted | 2023-10-19 | 2023-12-05 | 2024-12-05 | Solar Panels | Q.PEAK DUO BLK ML-G10+ 405W | HANWHA |  | 0.405 | 6 | 250 | 30 |  | Fixed | Roof
NJADRE1554870580 | Administratively Determined Incentive Program | CHERRY HILL | 8034 | 14 | 8.1 | Residential | Behind the Meter | Yes | Net Metered Residential | SunnyMac LLC |  | PSE&G | Accepted | 2023-10-19 | 2023-12-05 | 2024-12-05 | Solar Panels | Q.PEAK DUO BLK ML-G10+ 405W | HANWHA |  | 0.405 | 8 | 70 | 30 |  | Fixed | Roof
NJADRE1554870580 | Administratively Determined Incentive Program | CHERRY HILL | 8034 | 14 | 8.1 | Residential | Behind the Meter | Yes | Net Metered Residential | SunnyMac LLC |  | PSE&G | Accepted | 2023-10-19 | 2023-12-05 | 2024-12-05 | Inverters | SE6000H-US | Solaredge | 6000 |  | 1 |  |  | 0.1 |  | Outdoor | NEXT TO METER
NJADRE1554870580 | Administratively Determined Incentive Program | CHERRY HILL | 8034 | 14 | 8.1 | Residential | Behind the Meter | Yes | Net Metered Residential | SunnyMac LLC |  | PSE&G | Accepted | 2023-10-19 | 2023-12-05 | 2024-12-05 | Meters | SE-RGMTR-1D-240C-B | Solaredge |  |  | 1 |  |  |  | Yes | Outdoor
NJADRE1554870586 | Administratively Determined Incentive Program | NEWARK | 7103 | 9 | 6.08 | Residential | Behind the Meter | Yes | Net Metered Residential | Pro Custom Solar dba Momentum Solar |  | PSE&G | Accepted | 2023-10-19 | 2023-11-15 | 2024-11-15 | Solar Panels | Â Q. PEAK DUO BLK-G10+405 | hawnha |  | 0.405 | 7 | 196 | 21 |  | Fixed | Roof
NJADRE1554870586 | Administratively Determined Incentive Program | NEWARK | 7103 | 9 | 6.08 | Residential | Behind the Meter | Yes | Net Metered Residential | Pro Custom Solar dba Momentum Solar |  | PSE&G | Accepted | 2023-10-19 | 2023-11-15 | 2024-11-15 | Solar Panels | Â Q. PEAK DUO BLK-G10+405 | hawnha |  | 0.405 | 8 | 16 | 20 |  | Fixed | Roof
NJADRE1554870586 | Administratively Determined Incentive Program | NEWARK | 7103 | 9 | 6.08 | Residential | Behind the Meter | Yes | Net Metered Residential | Pro Custom Solar dba Momentum Solar |  | PSE&G | Accepted | 2023-10-19 | 2023-11-15 | 2024-11-15 | Inverters | IQ8PLUS-72-2-US | enphase | 290 |  | 15 |  |  | 0.97 |  | Outdoor
NJADRE1554870629 | Administratively Determined Incentive Program | MONROE TOWNSHIP | 8831 | 11 | 18.96 | Residential | Behind the Meter | No | Net Metered Residential | US Clean Energy Construction Inc. |  | JCP&L | Accepted | 2023-10-19 | 2023-11-16 | 2024-11-16 | Inverters | SMA America Inc. | SB-7.7-US | 7700 |  | 2 |  |  | 0.98 |  | Outdoor
NJADRE1554870629 | Administratively Determined Incentive Program | MONROE TOWNSHIP | 8831 | 11 | 18.96 | Residential | Behind the Meter | No | Net Metered Residential | US Clean Energy Construction Inc. |  | JCP&L | Accepted | 2023-10-19 | 2023-11-16 | 2024-11-16 | Meters | Vision Metering | Cat VM-2E2A1P |  |  | 1 |  |  |  | Yes | Outdoor
NJADRE1554870629 | Administratively Determined Incentive Program | MONROE TOWNSHIP | 8831 | 11 | 18.96 | Residential | Behind the Meter | No | Net Metered Residential | US Clean Energy Construction Inc. |  | JCP&L | Accepted | 2023-10-19 | 2023-11-16 | 2024-11-16 | Solar Panels | Trina Solar | Trina 395W |  | 0.395 | 16 | 72 | 35 |  | Fixed | Roof
NJADRE1554870629 | Administratively Determined Incentive Program | MONROE TOWNSHIP | 8831 | 11 | 18.96 | Residential | Behind the Meter | No | Net Metered Residential | US Clean Energy Construction Inc. |  | JCP&L | Accepted | 2023-10-19 | 2023-11-16 | 2024-11-16 | Solar Panels | Trina Solar | Trina 395W |  | 0.395 | 32 | 252 | 35 |  | Fixed | Roof
NJADRE1554870666 | Administratively Determined Incentive Program | JERSEY CITY | 7306 | 8 | 4.46 | Residential | Behind the Meter | Yes | Net Metered Residential | Pro Custom Solar dba Momentum Solar |  | PSE&G | Accepted | 2023-10-19 | 2023-11-15 | 2024-11-15 | Solar Panels | Â Q. PEAK DUO BLK-G10+405 | HAWNHA |  | 0.405 | 11 | 207 | 4 |  | Fixed | Roof
NJADRE1554870666 | Administratively Determined Incentive Program | JERSEY CITY | 7306 | 8 | 4.46 | Residential | Behind the Meter | Yes | Net Metered Residential | Pro Custom Solar dba Momentum Solar |  | PSE&G | Accepted | 2023-10-19 | 2023-11-15 | 2024-11-15 | Inverters | IQ8PLUS-72-2-US | ENPHASE | 290 |  | 11 |  |  | 0.97 |  | Outdoor
NJADRE1554870694 | Administratively Determined Incentive Program | MONROE TOWNSHIP | 8831 | 11 | 5.27 | Residential | Behind the Meter | Yes | Net Metered Residential | Pro Custom Solar dba Momentum Solar |  | JCP&L | Accepted | 2023-10-19 | 2023-11-14 | 2024-11-14 | Solar Panels | Â Q. PEAK DUO BLK-G10+405 | hawnha |  | 0.405 | 9 | 127 | 40 |  | Fixed | Roof
NJADRE1554870694 | Administratively Determined Incentive Program | MONROE TOWNSHIP | 8831 | 11 | 5.27 | Residential | Behind the Meter | Yes | Net Metered Residential | Pro Custom Solar dba Momentum Solar |  | JCP&L | Accepted | 2023-10-19 | 2023-11-14 | 2024-11-14 | Solar Panels | Â Q. PEAK DUO BLK-G10+405 | hawnha |  | 0.405 | 4 | 217 | 30 |  | Fixed | Roof
NJADRE1554870694 | Administratively Determined Incentive Program | MONROE TOWNSHIP | 8831 | 11 | 5.27 | Residential | Behind the Meter | Yes | Net Metered Residential | Pro Custom Solar dba Momentum Solar |  | JCP&L | Accepted | 2023-10-19 | 2023-11-14 | 2024-11-14 | Inverters | IQ8PLUS-72-2-US | enphase | 290 |  | 13 |  |  | 0.97 |  | Outdoor
NJADRE1554870699 | Administratively Determined Incentive Program | NEW BRUNSWICK | 8901 | 11 | 32.7 | Commercial | Behind the Meter | No | Small Net-Metered Non-Residential located on Rooftop, Carport, Canopy and Floating Solar | Helios Solar Energy, LLC |  | PSE&G | Accepted | 2023-11-03 | 2023-12-04 | 2024-12-04 | Inverters | Solaredge Technologies | SE14.4k US | 14400 |  | 1 |  |  | 0.95 |  | Outdoor
NJADRE1554870699 | Administratively Determined Incentive Program | NEW BRUNSWICK | 8901 | 11 | 32.7 | Commercial | Behind the Meter | No | Small Net-Metered Non-Residential located on Rooftop, Carport, Canopy and Floating Solar | Helios Solar Energy, LLC |  | PSE&G | Accepted | 2023-11-03 | 2023-12-04 | 2024-12-04 | Inverters | Solaredge technologies | 9k-us | 9000 |  | 1 |  |  | 0.95 |  | Outdoor
NJADRE1554870699 | Administratively Determined Incentive Program | NEW BRUNSWICK | 8901 | 11 | 32.7 | Commercial | Behind the Meter | No | Small Net-Metered Non-Residential located on Rooftop, Carport, Canopy and Floating Solar | Helios Solar Energy, LLC |  | PSE&G | Accepted | 2023-11-03 | 2023-12-04 | 2024-12-04 | Solar Panels | Phonosolar | PS545M6H-24/TH |  | 0.545 | 60 | 144 | 10 |  | Fixed | Roof
NJADRE1554871179 | Administratively Determined Incentive Program | SEWELL | 8080 | 15 | 10.94 | Residential | Behind the Meter | Yes | Net Metered Residential | Sunny Mac LLC |  | AC Electric | Accepted | 2023-10-19 | 2023-11-28 | 2024-11-28 | Solar Panels | Q.PEAK DUO BLK ML-G10+ 405W | HANWHA |  | 0.405 | 12 | 219 | 22 |  | Fixed | Roof
NJADRE1554871179 | Administratively Determined Incentive Program | SEWELL | 8080 | 15 | 10.94 | Residential | Behind the Meter | Yes | Net Metered Residential | Sunny Mac LLC |  | AC Electric | Accepted | 2023-10-19 | 2023-11-28 | 2024-11-28 | Solar Panels | Q.PEAK DUO BLK ML-G10+ 405W | HANWHA |  | 0.405 | 8 | 309 | 17 |  | Fixed | Roof
NJADRE1554871179 | Administratively Determined Incentive Program | SEWELL | 8080 | 15 | 10.94 | Residential | Behind the Meter | Yes | Net Metered Residential | Sunny Mac LLC |  | AC Electric | Accepted | 2023-10-19 | 2023-11-28 | 2024-11-28 | Solar Panels | Q.PEAK DUO BLK ML-G10+ 405W | HANWHA |  | 0.405 | 7 | 39 | 22 |  | Fixed | Roof
NJADRE1554871179 | Administratively Determined Incentive Program | SEWELL | 8080 | 15 | 10.94 | Residential | Behind the Meter | Yes | Net Metered Residential | Sunny Mac LLC |  | AC Electric | Accepted | 2023-10-19 | 2023-11-28 | 2024-11-28 | Inverters | SE7600H-US | Solaredge | 7600 |  | 1 |  |  | 0.1 |  | Outdoor | NEXT TO METER
NJADRE1554873179 | Administratively Determined Incentive Program | FLEMINGTON | 8822 | 4 | 17.82 | Residential | Behind the Meter | No | Net Metered Residential | Green Power Energy, Llc. |  | JCP&L | Accepted | 2023-10-19 | 2023-11-14 | 2024-11-14 | Inverters | Enphase Energy | IQ8PLUS-72-2-US [240V] | 290 |  | 44 |  |  | 0.975 |  | Outside | Roof
NJADRE1554873179 | Administratively Determined Incentive Program | FLEMINGTON | 8822 | 4 | 17.82 | Residential | Behind the Meter | No | Net Metered Residential | Green Power Energy, Llc. |  | JCP&L | Accepted | 2023-10-19 | 2023-11-14 | 2024-11-14 | Solar Panels | Hanwha Q-Cells | Q.PEAK DUO BLK ML-G10+ 405 |  | 0.405 | 12 | 173 | 35 |  | Fixed | Roof
NJADRE1554873179 | Administratively Determined Incentive Program | FLEMINGTON | 8822 | 4 | 17.82 | Residential | Behind the Meter | No | Net Metered Residential | Green Power Energy, Llc. |  | JCP&L | Accepted | 2023-10-19 | 2023-11-14 | 2024-11-14 | Solar Panels | Hanwha Q-Cells | Q.PEAK DUO BLK ML-G10+ 405 |  | 0.405 | 13 | 263 | 35 |  | Fixed | Roof
NJADRE1554873179 | Administratively Determined Incentive Program | FLEMINGTON | 8822 | 4 | 17.82 | Residential | Behind the Meter | No | Net Metered Residential | Green Power Energy, Llc. |  | JCP&L | Accepted | 2023-10-19 | 2023-11-14 | 2024-11-14 | Solar Panels | Hanwha Q-Cells | Q.PEAK DUO BLK ML-G10+ 405 |  | 0.405 | 19 | 173 | 35 |  | Fixed | Roof
NJADRE1554873179 | Administratively Determined Incentive Program | FLEMINGTON | 8822 | 4 | 17.82 | Residential | Behind the Meter | No | Net Metered Residential | Green Power Energy, Llc. |  | JCP&L | Accepted | 2023-10-19 | 2023-11-14 | 2024-11-14 | Electric Storage Battery | Enphase Energy | IQBATTERY-5P-1P-NA |  |  | 2 |  |  |  | Lithium Ion |  | Inside
NJADRE1554874438 | Administratively Determined Incentive Program | CEDAR GROVE | 7009 | 9 | 9.32 | Residential | Behind the Meter | No | Net Metered Residential | Infinity Solar Systems |  | PSE&G | Accepted | 2023-10-19 | 2023-11-20 | 2024-11-20 | Inverters | Enphase | IQ8Plus-72-2-US | 290 |  | 23 |  |  | 0.97 |  | Outdoor
NJADRE1554874438 | Administratively Determined Incentive Program | CEDAR GROVE | 7009 | 9 | 9.32 | Residential | Behind the Meter | No | Net Metered Residential | Infinity Solar Systems |  | PSE&G | Accepted | 2023-10-19 | 2023-11-20 | 2024-11-20 | Solar Panels | REC405AA Black | REC Solar |  | 0.405 | 11 | 111 | 34 |  | Fixed | Roof
NJADRE1554874438 | Administratively Determined Incentive Program | CEDAR GROVE | 7009 | 9 | 9.32 | Residential | Behind the Meter | No | Net Metered Residential | Infinity Solar Systems |  | PSE&G | Accepted | 2023-10-19 | 2023-11-20 | 2024-11-20 | Solar Panels | REC Solar | REC405AA Black |  | 0.405 | 10 | 291 | 34 |  | Fixed | Roof
NJADRE1554874438 | Administratively Determined Incentive Program | CEDAR GROVE | 7009 | 9 | 9.32 | Residential | Behind the Meter | No | Net Metered Residential | Infinity Solar Systems |  | PSE&G | Accepted | 2023-10-19 | 2023-11-20 | 2024-11-20 | Solar Panels | REC Solar | REC405AA Black |  | 0.405 | 2 | 291 | 13 |  | Fixed | Roof
NJADRE1554876027 | Administratively Determined Incentive Program | CAMDEN | 8105 | 14 | 4.62 | Residential | Behind the Meter | Yes | Net Metered Residential | Vision Solar LLC |  | PSE&G | Accepted | 2023-10-19 | 2023-11-15 | 2024-11-15 | Inverters | ENPHASE | IQ7-60-2-US | 240 |  | 13 |  |  | 0.97 |  | Outdoor
NJADRE1554876027 | Administratively Determined Incentive Program | CAMDEN | 8105 | 14 | 4.62 | Residential | Behind the Meter | Yes | Net Metered Residential | Vision Solar LLC |  | PSE&G | Accepted | 2023-10-19 | 2023-11-15 | 2024-11-15 | Solar Panels | LONGI | LR4-60HPB 355M |  | 0.355 | 9 | 149 | 26 |  | Fixed | Roof
NJADRE1554876027 | Administratively Determined Incentive Program | CAMDEN | 8105 | 14 | 4.62 | Residential | Behind the Meter | Yes | Net Metered Residential | Vision Solar LLC |  | PSE&G | Accepted | 2023-10-19 | 2023-11-15 | 2024-11-15 | Solar Panels | LONGI | LR4-60HPB 355M |  | 0.355 | 4 | 329 | 15 |  | Fixed | Roof
NJADRE1554876039 | Administratively Determined Incentive Program | LODI | 7644 | 7 | 8.51 | Residential | Behind the Meter | Yes | Net Metered Residential | Trinity Solar Inc. |  | PSE&G | Accepted | 2023-10-19 | 2023-11-15 | 2024-11-15 | Inverters | Solar Edge | SE7600H-US | 7600 |  | 1 |  |  | 0.96 |  | Outdoor
NJADRE1554876039 | Administratively Determined Incentive Program | LODI | 7644 | 7 | 8.51 | Residential | Behind the Meter | Yes | Net Metered Residential | Trinity Solar Inc. |  | PSE&G | Accepted | 2023-10-19 | 2023-11-15 | 2024-11-15 | Solar Panels | HANWHA 405 (Q.PEAK DUO BLK ML-G10+ 405) | HANWHA 405 (Q.PEAK DUO BLK ML-G10+ 405) |  | 0.405 | 15 | 238 | 18 |  | Fixed | Roof
NJADRE1554876039 | Administratively Determined Incentive Program | LODI | 7644 | 7 | 8.51 | Residential | Behind the Meter | Yes | Net Metered Residential | Trinity Solar Inc. |  | PSE&G | Accepted | 2023-10-19 | 2023-11-15 | 2024-11-15 | Solar Panels | HANWHA 405 (Q.PEAK DUO BLK ML-G10+ 405) | HANWHA 405 (Q.PEAK DUO BLK ML-G10+ 405) |  | 0.405 | 6 | 148 | 18 |  | Fixed | Roof
NJADRE1554876125 | Administratively Determined Incentive Program | PALISADES PARK | 7650 | 7 | 16.8 | Residential | Behind the Meter | Yes | Net Metered Residential | SunPower Corporation, Systems |  | PSE&G | Accepted | 2023-10-19 | 2023-11-20 | 2024-11-20 | Solar Panels | WAAREE ENERGIES LIMITED | WSMDi-400 |  | 0.4 | 3 | 128 | 22 |  | Fixed | Roof
NJADRE1554876125 | Administratively Determined Incentive Program | PALISADES PARK | 7650 | 7 | 16.8 | Residential | Behind the Meter | Yes | Net Metered Residential | SunPower Corporation, Systems |  | PSE&G | Accepted | 2023-10-19 | 2023-11-20 | 2024-11-20 | Solar Panels | WAAREE ENERGIES LIMITED | WSMDi-400 |  | 0.4 | 14 | 38 | 22 |  | Fixed | Roof
NJADRE1554876125 | Administratively Determined Incentive Program | PALISADES PARK | 7650 | 7 | 16.8 | Residential | Behind the Meter | Yes | Net Metered Residential | SunPower Corporation, Systems |  | PSE&G | Accepted | 2023-10-19 | 2023-11-20 | 2024-11-20 | Solar Panels | WAAREE ENERGIES LIMITED | WSMDi-400 |  | 0.4 | 8 | 308 | 22 |  | Fixed | Roof
NJADRE1554876125 | Administratively Determined Incentive Program | PALISADES PARK | 7650 | 7 | 16.8 | Residential | Behind the Meter | Yes | Net Metered Residential | SunPower Corporation, Systems |  | PSE&G | Accepted | 2023-10-19 | 2023-11-20 | 2024-11-20 | Solar Panels | WAAREE ENERGIES LIMITED | WSMDi-400 |  | 0.4 | 13 | 218 | 22 |  | Fixed | Roof
NJADRE1554876125 | Administratively Determined Incentive Program | PALISADES PARK | 7650 | 7 | 16.8 | Residential | Behind the Meter | Yes | Net Metered Residential | SunPower Corporation, Systems |  | PSE&G | Accepted | 2023-10-19 | 2023-11-20 | 2024-11-20 | Solar Panels | WAAREE ENERGIES LIMITED | WSMDi-400 |  | 0.4 | 4 | 128 | 22 |  | Fixed | Roof
NJADRE1554876125 | Administratively Determined Incentive Program | PALISADES PARK | 7650 | 7 | 16.8 | Residential | Behind the Meter | Yes | Net Metered Residential | SunPower Corporation, Systems |  | PSE&G | Accepted | 2023-10-19 | 2023-11-20 | 2024-11-20 | Inverters | Enphase | IQ7HS-66-M-US | 384 |  | 42 |  |  | 0.97 |  | Other | under each panel
NJADRE1554876331 | Administratively Determined Incentive Program | ELIZABETH | 7208 | 10 | 4.86 | Residential | Behind the Meter | Yes | Net Metered Residential | Sunrun Installation Services, Inc. |  | PSE&G | Accepted | 2023-10-30 | 2023-11-28 | 2024-11-28 | Electric Storage Battery | Tesla | Powerwall 2 AC |  |  | 1 |  |  |  | Lithium Ion |  | inside
NJADRE1554876331 | Administratively Determined Incentive Program | ELIZABETH | 7208 | 10 | 4.86 | Residential | Behind the Meter | Yes | Net Metered Residential | Sunrun Installation Services, Inc. |  | PSE&G | Accepted | 2023-10-30 | 2023-11-28 | 2024-11-28 | Inverters | SolarEdge Technologies | SE3800H-USMN | 3800 |  | 1 |  |  | 0.96 |  | Outdoor | Next To Meter
NJADRE1554876331 | Administratively Determined Incentive Program | ELIZABETH | 7208 | 10 | 4.86 | Residential | Behind the Meter | Yes | Net Metered Residential | Sunrun Installation Services, Inc. |  | PSE&G | Accepted | 2023-10-30 | 2023-11-28 | 2024-11-28 | Solar Panels | Hanwha Q Cells | Q.PEAK DUO BLK ML-G10+ 405 |  | 0.405 | 4 | 278 | 45 |  | Fixed | Roof
NJADRE1554876331 | Administratively Determined Incentive Program | ELIZABETH | 7208 | 10 | 4.86 | Residential | Behind the Meter | Yes | Net Metered Residential | Sunrun Installation Services, Inc. |  | PSE&G | Accepted | 2023-10-30 | 2023-11-28 | 2024-11-28 | Solar Panels | Hanwha Q Cells | Q.PEAK DUO BLK ML-G10+ 405 |  | 0.405 | 3 | 188 | 43 |  | Fixed | Roof
NJADRE1554876331 | Administratively Determined Incentive Program | ELIZABETH | 7208 | 10 | 4.86 | Residential | Behind the Meter | Yes | Net Metered Residential | Sunrun Installation Services, Inc. |  | PSE&G | Accepted | 2023-10-30 | 2023-11-28 | 2024-11-28 | Solar Panels | Hanwha Q Cells | Q.PEAK DUO BLK ML-G10+ 405 |  | 0.405 | 5 | 99 | 43 |  | Fixed | Roof
NJADRE1554876366 | Administratively Determined Incentive Program | VINELAND | 8361 | 20 | 5.67 | Residential | Behind the Meter | Yes | Net Metered Residential | Sunrun Installation Services, Inc. |  | Vineland Muni Electric | Accepted | 2023-10-25 | 2023-11-21 | 2024-11-21 | Inverters | Delta Electronics | E4-TL-US | 3840 |  | 1 |  |  | 0.96 |  | Outdoor | Next To Meter
NJADRE1554876366 | Administratively Determined Incentive Program | VINELAND | 8361 | 20 | 5.67 | Residential | Behind the Meter | Yes | Net Metered Residential | Sunrun Installation Services, Inc. |  | Vineland Muni Electric | Accepted | 2023-10-25 | 2023-11-21 | 2024-11-21 | Solar Panels | Hanwha Q Cells | Q.PEAK DUO BLK ML-G10+ 405 |  | 0.405 | 14 | 184 | 34 |  | Fixed | Roof
NJADRE1554876376 | Administratively Determined Incentive Program | BELLMAWR | 8031 | 14 | 9.72 | Residential | Behind the Meter | Yes | Net Metered Residential | Vision Solar LLC |  | PSE&G | Accepted | 2023-10-19 | 2023-11-15 | 2024-11-15 | Inverters | SolarEdge | SE7600H-US | 8 |  | 1 |  |  | 0.97 |  | Outdoor
NJADRE1554876376 | Administratively Determined Incentive Program | BELLMAWR | 8031 | 14 | 9.72 | Residential | Behind the Meter | Yes | Net Metered Residential | Vision Solar LLC |  | PSE&G | Accepted | 2023-10-19 | 2023-11-15 | 2024-11-15 | Solar Panels | TRINA SOLAR | TSM-360-DE06X.05(II) |  | 0.36 | 15 | 71 | 23 |  | Fixed | Roof
NJADRE1554876376 | Administratively Determined Incentive Program | BELLMAWR | 8031 | 14 | 9.72 | Residential | Behind the Meter | Yes | Net Metered Residential | Vision Solar LLC |  | PSE&G | Accepted | 2023-10-19 | 2023-11-15 | 2024-11-15 | Solar Panels | TRINA SOLAR | TSM-360-DE06X.05(II) |  | 0.36 | 12 | 251 | 23 |  | Fixed | Roof
NJADRE1554876402 | Administratively Determined Incentive Program | VINELAND | 8361 | 20 | 2.84 | Residential | Behind the Meter | Yes | Net Metered Residential | Sunrun Installation Services, Inc. |  | Vineland Muni Electric | Accepted | 2023-10-19 | 2023-11-15 | 2024-11-15 | Inverters | Delta Electronics | E4-TL-US | 4000 |  | 1 |  |  | 0.975 |  | Outdoor | next to meter
NJADRE1554876402 | Administratively Determined Incentive Program | VINELAND | 8361 | 20 | 2.84 | Residential | Behind the Meter | Yes | Net Metered Residential | Sunrun Installation Services, Inc. |  | Vineland Muni Electric | Accepted | 2023-10-19 | 2023-11-15 | 2024-11-15 | Solar Panels | Hanwha Q Cells | Q.PEAK DUO BLK ML-G10+ 405 |  | 0.405 | 7 | 154 | 33 |  | Fixed | Roof
NJADRE1554876427 | Administratively Determined Incentive Program | RIDGEFIELD PARK | 7660 | 7 | 5.67 | Residential | Behind the Meter | Yes | Net Metered Residential | Pro Custom Solar dba Momentum Solar |  | PSE&G | Accepted | 2023-10-19 | 2023-11-16 | 2024-11-16 | Solar Panels | Â Q. PEAK DUO BLK-G10+405 | hawnha |  | 0.405 | 9 | 195 | 45 |  | Fixed | Roof
NJADRE1554876427 | Administratively Determined Incentive Program | RIDGEFIELD PARK | 7660 | 7 | 5.67 | Residential | Behind the Meter | Yes | Net Metered Residential | Pro Custom Solar dba Momentum Solar |  | PSE&G | Accepted | 2023-10-19 | 2023-11-16 | 2024-11-16 | Solar Panels | Â Q. PEAK DUO BLK-G10+405 | hanwha |  | 0.405 | 3 | 15 | 45 |  | Fixed | Roof
NJADRE1554876427 | Administratively Determined Incentive Program | RIDGEFIELD PARK | 7660 | 7 | 5.67 | Residential | Behind the Meter | Yes | Net Metered Residential | Pro Custom Solar dba Momentum Solar |  | PSE&G | Accepted | 2023-10-19 | 2023-11-16 | 2024-11-16 | Solar Panels | Â Q. PEAK DUO BLK-G10+405 | hawnha |  | 0.405 | 2 | 105 | 20 |  | Fixed | Roof
NJADRE1554876427 | Administratively Determined Incentive Program | RIDGEFIELD PARK | 7660 | 7 | 5.67 | Residential | Behind the Meter | Yes | Net Metered Residential | Pro Custom Solar dba Momentum Solar |  | PSE&G | Accepted | 2023-10-19 | 2023-11-16 | 2024-11-16 | Inverters | IQ8PLUS-72-2-US | enphase | 290 |  | 14 |  |  | 0.97 |  | Outdoor
NJADRE1554876470 | Administratively Determined Incentive Program | NORTH PLAINFIELD | 7060 | 10 | 9.6 | Residential | Behind the Meter | No | Net Metered Residential | Green House Solar |  | PSE&G | Accepted | 2023-10-19 | 2023-11-15 | 2024-11-15 | Inverters | enphase | iq7hs | 384 |  | 24 |  |  | 0.97 |  | Outside
NJADRE1554876470 | Administratively Determined Incentive Program | NORTH PLAINFIELD | 7060 | 10 | 9.6 | Residential | Behind the Meter | No | Net Metered Residential | Green House Solar |  | PSE&G | Accepted | 2023-10-19 | 2023-11-15 | 2024-11-15 | Solar Panels | sunpower | u400 |  | 0.4 | 3 | 129 | 30 |  | Fixed | Roof
NJADRE1554876470 | Administratively Determined Incentive Program | NORTH PLAINFIELD | 7060 | 10 | 9.6 | Residential | Behind the Meter | No | Net Metered Residential | Green House Solar |  | PSE&G | Accepted | 2023-10-19 | 2023-11-15 | 2024-11-15 | Solar Panels | sunpower | u400 |  | 0.4 | 13 | 308 | 30 |  | Fixed | Roof
NJADRE1554876470 | Administratively Determined Incentive Program | NORTH PLAINFIELD | 7060 | 10 | 9.6 | Residential | Behind the Meter | No | Net Metered Residential | Green House Solar |  | PSE&G | Accepted | 2023-10-19 | 2023-11-15 | 2024-11-15 | Solar Panels | sunpower | u400 |  | 0.4 | 8 | 129 | 30 |  | Fixed | Roof
NJADRE1554876485 | Administratively Determined Incentive Program | UNION BEACH | 7735 | 17 | 8.1 | Residential | Behind the Meter | Yes | Net Metered Residential | Pro Custom Solar dba Momentum Solar |  | JCP&L | Accepted | 2023-10-19 | 2023-11-15 | 2024-11-15 | Solar Panels | Â Q. PEAK DUO BLK-G10+405 | hawnha |  | 0.405 | 10 | 176 | 23 |  | Fixed | Roof
NJADRE1554876485 | Administratively Determined Incentive Program | UNION BEACH | 7735 | 17 | 8.1 | Residential | Behind the Meter | Yes | Net Metered Residential | Pro Custom Solar dba Momentum Solar |  | JCP&L | Accepted | 2023-10-19 | 2023-11-15 | 2024-11-15 | Solar Panels | Â Q. PEAK DUO BLK-G10+405 | hawnha |  | 0.405 | 10 | 356 | 24 |  | Fixed | Roof
NJADRE1554876485 | Administratively Determined Incentive Program | UNION BEACH | 7735 | 17 | 8.1 | Residential | Behind the Meter | Yes | Net Metered Residential | Pro Custom Solar dba Momentum Solar |  | JCP&L | Accepted | 2023-10-19 | 2023-11-15 | 2024-11-15 | Inverters | IQ8PLUS-72-2-US | enphase | 290 |  | 20 |  |  | 0.97 |  | Outdoor
NJADRE1554876522 | Administratively Determined Incentive Program | Malaga | 8328 | 15 | 7.29 | Residential | Behind the Meter | No | Net Metered Residential | Sunwise Energy LLC |  | AC Electric | Accepted | 2023-10-24 | 2023-11-28 | 2024-11-28 | Solar Panels | Hanwha Q Cells | Q.PEAK DUO BLK ML-G10+ |  | 0.405 | 18 | 230 | 25 |  | Fixed | Roof
NJADRE1554876522 | Administratively Determined Incentive Program | Malaga | 8328 | 15 | 7.29 | Residential | Behind the Meter | No | Net Metered Residential | Sunwise Energy LLC |  | AC Electric | Accepted | 2023-10-24 | 2023-11-28 | 2024-11-28 | Inverters | ENPHASE ENERGY | IQ8A-72-2-US | 349 |  | 18 |  |  | 0.977 |  | Outside
NJADRE1554876574 | Administratively Determined Incentive Program | NORTH PLAINFIELD | 7060 | 10 | 2.84 | Residential | Behind the Meter | Yes | Net Metered Residential | Sunrun Installation Services, Inc. |  | PSE&G | Accepted | 2023-10-23 | 2023-11-16 | 2024-11-16 | Electric Storage Battery | Tesla | Powerwall 2 AC |  |  | 1 |  |  |  | Lithium Ion |  | inside
NJADRE1554876574 | Administratively Determined Incentive Program | NORTH PLAINFIELD | 7060 | 10 | 2.84 | Residential | Behind the Meter | Yes | Net Metered Residential | Sunrun Installation Services, Inc. |  | PSE&G | Accepted | 2023-10-23 | 2023-11-16 | 2024-11-16 | Inverters | Delta Electronics | E4-TL-US | 3840 |  | 1 |  |  | 0.96 |  | Outdoor | Next To Meter
NJADRE1554876574 | Administratively Determined Incentive Program | NORTH PLAINFIELD | 7060 | 10 | 2.84 | Residential | Behind the Meter | Yes | Net Metered Residential | Sunrun Installation Services, Inc. |  | PSE&G | Accepted | 2023-10-23 | 2023-11-16 | 2024-11-16 | Solar Panels | Hanwha Q Cells | Q.PEAK DUO BLK ML-G10+ 405 |  | 0.405 | 7 | 310 | 23 |  | Fixed | Roof
NJADRE1554884747 | Administratively Determined Incentive Program | WOODBRIDGE | 7095 | 11 | 4.05 | Residential | Behind the Meter | No | Net Metered Residential | Tesla Energy Operations Inc |  | PSE&G | Accepted | 2023-10-20 | 2023-11-15 | 2024-11-15 | Inverters | 1538000-45-A | Tesla | 3800 |  | 1 |  |  | 0.98 |  | Outside
NJADRE1554884747 | Administratively Determined Incentive Program | WOODBRIDGE | 7095 | 11 | 4.05 | Residential | Behind the Meter | No | Net Metered Residential | Tesla Energy Operations Inc |  | PSE&G | Accepted | 2023-10-20 | 2023-11-15 | 2024-11-15 | Solar Panels | Hanwha | # Q.PEAK DUO BLK ML-G10+/TS 405 |  | 0.405 | 10 | 22 | 28 |  | Fixed | Roof
NJADRE1554884747 | Administratively Determined Incentive Program | WOODBRIDGE | 7095 | 11 | 4.05 | Residential | Behind the Meter | No | Net Metered Residential | Tesla Energy Operations Inc |  | PSE&G | Accepted | 2023-10-20 | 2023-11-15 | 2024-11-15 | Electric Storage Battery | Tesla | AC Powerwall 2.0 |  |  | 1 |  |  |  | Lithium Ion |  | Outside
NJADRE1554884753 | Administratively Determined Incentive Program | NORTH CALDWELL | 7006 | 9 | 17.85 | Residential | Behind the Meter | Yes | Net Metered Residential | Venture Solar |  | PSE&G | Accepted | 2023-10-20 | 2023-11-29 | 2024-11-29 | Solar Panels | QCELLS | Q.TRON BLK M-G2+ 425W |  | 0.425 | 32 | 227 | 28 |  | Fixed | Roof
NJADRE1554884753 | Administratively Determined Incentive Program | NORTH CALDWELL | 7006 | 9 | 17.85 | Residential | Behind the Meter | Yes | Net Metered Residential | Venture Solar |  | PSE&G | Accepted | 2023-10-20 | 2023-11-29 | 2024-11-29 | Solar Panels | QCELLS | Q.TRON BLK M-G2+ 425W |  | 0.425 | 10 | 47 | 28 |  | Fixed | Roof
NJADRE1554884753 | Administratively Determined Incentive Program | NORTH CALDWELL | 7006 | 9 | 17.85 | Residential | Behind the Meter | Yes | Net Metered Residential | Venture Solar |  | PSE&G | Accepted | 2023-10-20 | 2023-11-29 | 2024-11-29 | Inverters | Enphase | IQ8PLUS-72-2-US (240V) | 290 |  | 42 |  |  | 0.98 |  | Outside | Roof
NJADRE1554884767 | Administratively Determined Incentive Program | BELMAR | 7719 | 17 | 6 | Residential | Behind the Meter | No | Net Metered Residential | Powerlutions |  | JCP&L | Accepted | 2023-10-20 | 2023-11-15 | 2024-11-15 | Solar Panels | SILFAB | SIL-400 HC+ |  | 0.4 | 15 | 195 | 36 |  | Fixed | Roof
NJADRE1554884767 | Administratively Determined Incentive Program | BELMAR | 7719 | 17 | 6 | Residential | Behind the Meter | No | Net Metered Residential | Powerlutions |  | JCP&L | Accepted | 2023-10-20 | 2023-11-15 | 2024-11-15 | Inverters | ENPHASE | IQ7PLUS-72-2-US | 290 |  | 15 |  |  | 0.98 |  | Outdoor
NJADRE1554884783 | Administratively Determined Incentive Program | FAIR LAWN | 7410 | 7 | 8.91 | Residential | Behind the Meter | Yes | Net Metered Residential | Trinity Solar |  | PSE&G | Accepted | 2023-10-20 | 2023-11-15 | 2024-11-15 | Inverters | Solar Edge | SE7600H-US | 7600 |  | 1 |  |  | 0.96 |  | Outdoor
NJADRE1554884783 | Administratively Determined Incentive Program | FAIR LAWN | 7410 | 7 | 8.91 | Residential | Behind the Meter | Yes | Net Metered Residential | Trinity Solar |  | PSE&G | Accepted | 2023-10-20 | 2023-11-15 | 2024-11-15 | Solar Panels | HANWHA 405 (Q.PEAK DUO BLK ML-G10+ 405) | HANWHA 405 (Q.PEAK DUO BLK ML-G10+ 405) |  | 0.405 | 12 | 252 | 23 |  | Fixed | Roof
NJADRE1554884783 | Administratively Determined Incentive Program | FAIR LAWN | 7410 | 7 | 8.91 | Residential | Behind the Meter | Yes | Net Metered Residential | Trinity Solar |  | PSE&G | Accepted | 2023-10-20 | 2023-11-15 | 2024-11-15 | Solar Panels | HANWHA 405 (Q.PEAK DUO BLK ML-G10+ 405) | HANWHA 405 (Q.PEAK DUO BLK ML-G10+ 405) |  | 0.405 | 10 | 252 | 23 |  | Fixed | Roof
NJADRE1554884810 | Administratively Determined Incentive Program | NORTH ARLINGTON | 7031 | 7 | 6.48 | Residential | Behind the Meter | No | Net Metered Residential | Tesla Energy Operations Inc |  | PSE&G | Accepted | 2023-10-20 | 2023-11-15 | 2024-11-15 | Electric Storage Battery | Tesla | AC Powerwall 2.0 |  |  | 1 |  |  |  | Lead Acid |  | Outside
NJADRE1554884810 | Administratively Determined Incentive Program | NORTH ARLINGTON | 7031 | 7 | 6.48 | Residential | Behind the Meter | No | Net Metered Residential | Tesla Energy Operations Inc |  | PSE&G | Accepted | 2023-10-20 | 2023-11-15 | 2024-11-15 | Inverters | Tesla | #1850000-00-C | 7600 |  | 1 |  |  | 0.98 |  | Outside
NJADRE1554884810 | Administratively Determined Incentive Program | NORTH ARLINGTON | 7031 | 7 | 6.48 | Residential | Behind the Meter | No | Net Metered Residential | Tesla Energy Operations Inc |  | PSE&G | Accepted | 2023-10-20 | 2023-11-15 | 2024-11-15 | Solar Panels | Hanwha | # Q.PEAK DUO BLK ML-G10+/TS 405 |  | 0.405 | 5 | 213 | 18 |  | Fixed | Roof
NJADRE1554884810 | Administratively Determined Incentive Program | NORTH ARLINGTON | 7031 | 7 | 6.48 | Residential | Behind the Meter | No | Net Metered Residential | Tesla Energy Operations Inc |  | PSE&G | Accepted | 2023-10-20 | 2023-11-15 | 2024-11-15 | Solar Panels | Hanwha | # Q.PEAK DUO BLK ML-G10+/TS 405 |  | 0.405 | 5 | 123 | 30 |  | Fixed | Roof
NJADRE1554884810 | Administratively Determined Incentive Program | NORTH ARLINGTON | 7031 | 7 | 6.48 | Residential | Behind the Meter | No | Net Metered Residential | Tesla Energy Operations Inc |  | PSE&G | Accepted | 2023-10-20 | 2023-11-15 | 2024-11-15 | Solar Panels | Hanwha | # Q.PEAK DUO BLK ML-G10+/TS 405 |  | 0.405 | 4 | 33 | 18 |  | Fixed | Roof
NJADRE1554884810 | Administratively Determined Incentive Program | NORTH ARLINGTON | 7031 | 7 | 6.48 | Residential | Behind the Meter | No | Net Metered Residential | Tesla Energy Operations Inc |  | PSE&G | Accepted | 2023-10-20 | 2023-11-15 | 2024-11-15 | Solar Panels | Hanwha | # Q.PEAK DUO BLK ML-G10+/TS 405 |  | 0.405 | 2 | 303 | 30 |  | Fixed | Roof
NJADRE1554884833 | Administratively Determined Incentive Program | Brigantine | 8203 | 19 | 7.6 | Residential | Behind the Meter | No | Net Metered Residential | Castle Energy, LLC |  | AC Electric | Accepted | 2023-11-14 | 2023-12-14 | 2024-12-14 | Solar Panels | Waaree | WSMDi-400 |  | 0.4 | 10 | 155 | 22 |  | Fixed | Roof
NJADRE1554884833 | Administratively Determined Incentive Program | Brigantine | 8203 | 19 | 7.6 | Residential | Behind the Meter | No | Net Metered Residential | Castle Energy, LLC |  | AC Electric | Accepted | 2023-11-14 | 2023-12-14 | 2024-12-14 | Solar Panels | Waaree | WSMDi-400 |  | 0.4 | 9 | 355 | 22 |  | Fixed | Roof
NJADRE1554884833 | Administratively Determined Incentive Program | Brigantine | 8203 | 19 | 7.6 | Residential | Behind the Meter | No | Net Metered Residential | Castle Energy, LLC |  | AC Electric | Accepted | 2023-11-14 | 2023-12-14 | 2024-12-14 | Inverters | SunPower | IQ7HS | 384 |  | 19 |  |  | 0.97 |  | Outside
NJADRE1554884833 | Administratively Determined Incentive Program | Brigantine | 8203 | 19 | 7.6 | Residential | Behind the Meter | No | Net Metered Residential | Castle Energy, LLC |  | AC Electric | Accepted | 2023-11-14 | 2023-12-14 | 2024-12-14 | Meters | SunPower | PVS6 |  |  | 1 |  |  |  | Yes | Outdoor
NJADRE1554884869 | Administratively Determined Incentive Program | POINT PLEASANT BORO | 8742 | 18 | 10.2 | Residential | Behind the Meter | No | Net Metered Residential | Tesla Energy Operations Inc |  | JCP&L | Accepted | 2023-10-20 | 2023-11-27 | 2024-11-27 | Inverters | Tesla Inc | 1538000-00-F (240V) | 7600 |  | 1 |  |  | 0.98 |  | Outside | Outside
NJADRE1554884869 | Administratively Determined Incentive Program | POINT PLEASANT BORO | 8742 | 18 | 10.2 | Residential | Behind the Meter | No | Net Metered Residential | Tesla Energy Operations Inc |  | JCP&L | Accepted | 2023-10-20 | 2023-11-27 | 2024-11-27 | Solar Panels | Hanwha Q-CELLS | Q.Peak DUO BLK-G6+ 340 |  | 0.34 | 8 | 178 | 30 |  | Fixed | Roof
NJADRE1554884869 | Administratively Determined Incentive Program | POINT PLEASANT BORO | 8742 | 18 | 10.2 | Residential | Behind the Meter | No | Net Metered Residential | Tesla Energy Operations Inc |  | JCP&L | Accepted | 2023-10-20 | 2023-11-27 | 2024-11-27 | Solar Panels | Hanwha Q-CELLS | Q.Peak DUO BLK-G6+ 340 |  | 0.34 | 12 | 268 | 28 |  | Fixed | Roof
NJADRE1554884869 | Administratively Determined Incentive Program | POINT PLEASANT BORO | 8742 | 18 | 10.2 | Residential | Behind the Meter | No | Net Metered Residential | Tesla Energy Operations Inc |  | JCP&L | Accepted | 2023-10-20 | 2023-11-27 | 2024-11-27 | Solar Panels | Hanwha Q-CELLS | Q.Peak DUO BLK-G6+ 340 |  | 0.34 | 5 | 88 | 28 |  | Fixed | Roof
NJADRE1554884869 | Administratively Determined Incentive Program | POINT PLEASANT BORO | 8742 | 18 | 10.2 | Residential | Behind the Meter | No | Net Metered Residential | Tesla Energy Operations Inc |  | JCP&L | Accepted | 2023-10-20 | 2023-11-27 | 2024-11-27 | Solar Panels | Hanwha Q-CELLS | Q.Peak DUO BLK-G6+ 340 |  | 0.34 | 5 | 358 | 30 |  | Fixed | Roof
NJADRE1554884869 | Administratively Determined Incentive Program | POINT PLEASANT BORO | 8742 | 18 | 10.2 | Residential | Behind the Meter | No | Net Metered Residential | Tesla Energy Operations Inc |  | JCP&L | Accepted | 2023-10-20 | 2023-11-27 | 2024-11-27 | Electric Storage Battery | Tesla | AC Powerwall 2.0 |  |  | 3 |  |  |  | Lithium Ion |  | Outside
NJADRE1554884918 | Administratively Determined Incentive Program | BRIGANTINE | 8203 | 19 | 7.2 | Residential | Behind the Meter | No | Net Metered Residential | Advanced Renewable Solutions, LLC |  | AC Electric | Accepted | 2023-10-20 | 2023-11-16 | 2024-11-16 | Inverters | Enphase | IQ8A-72-US | 349 |  | 18 |  |  | 0.976 |  | Outdoor
NJADRE1554884918 | Administratively Determined Incentive Program | BRIGANTINE | 8203 | 19 | 7.2 | Residential | Behind the Meter | No | Net Metered Residential | Advanced Renewable Solutions, LLC |  | AC Electric | Accepted | 2023-10-20 | 2023-11-16 | 2024-11-16 | Solar Panels | ct400hc11-40 | Certainteed |  | 0.4 | 18 | 143 | 28 |  | Fixed | Roof
NJADRE1554884939 | Administratively Determined Incentive Program | BLOOMFIELD | 7003 | 9 | 9.02 | Residential | Behind the Meter | No | Net Metered Residential | Infinity Solar Systems |  | PSE&G | Accepted | 2023-10-20 | 2023-11-20 | 2024-11-20 | Inverters | Enphase | IQ8PLUS-72-2-US | 290 |  | 22 |  |  | 0.97 |  | Outdoor
NJADRE1554884939 | Administratively Determined Incentive Program | BLOOMFIELD | 7003 | 9 | 9.02 | Residential | Behind the Meter | No | Net Metered Residential | Infinity Solar Systems |  | PSE&G | Accepted | 2023-10-20 | 2023-11-20 | 2024-11-20 | Solar Panels | SEG Solar | SEG-410-BMD-HV |  | 0.41 | 7 | 84 | 34 |  | Fixed | Roof
NJADRE1554884939 | Administratively Determined Incentive Program | BLOOMFIELD | 7003 | 9 | 9.02 | Residential | Behind the Meter | No | Net Metered Residential | Infinity Solar Systems |  | PSE&G | Accepted | 2023-10-20 | 2023-11-20 | 2024-11-20 | Solar Panels | SEG Solar | SEG-410-BMD-HV |  | 0.41 | 7 | 264 | 34 |  | Fixed | Roof
NJADRE1554884939 | Administratively Determined Incentive Program | BLOOMFIELD | 7003 | 9 | 9.02 | Residential | Behind the Meter | No | Net Metered Residential | Infinity Solar Systems |  | PSE&G | Accepted | 2023-10-20 | 2023-11-20 | 2024-11-20 | Solar Panels | SEG Solar | SEG-410-BMD-HV |  | 0.41 | 8 | 264 | 13 |  | Fixed | Roof
NJADRE1554884976 | Administratively Determined Incentive Program | BRIDGETON | 8302 | 20 | 16.8 | Residential | Behind the Meter | No | Net Metered Residential | Castle Energy, LLC |  | AC Electric | Accepted | 2023-10-20 | 2023-11-15 | 2024-11-15 | Inverters | Enphase Energy | IQ7PLUS-72-2-US | 290 |  | 42 |  |  | 0.975 |  | Outdoor
NJADRE1554884976 | Administratively Determined Incentive Program | BRIDGETON | 8302 | 20 | 16.8 | Residential | Behind the Meter | No | Net Metered Residential | Castle Energy, LLC |  | AC Electric | Accepted | 2023-10-20 | 2023-11-15 | 2024-11-15 | Solar Panels | Hanwha QCells | Q.PEAK DUO BLK ML G10+ 400 |  | 0.4 | 30 | 196 | 41 |  | Fixed | Roof
NJADRE1554884976 | Administratively Determined Incentive Program | BRIDGETON | 8302 | 20 | 16.8 | Residential | Behind the Meter | No | Net Metered Residential | Castle Energy, LLC |  | AC Electric | Accepted | 2023-10-20 | 2023-11-15 | 2024-11-15 | Solar Panels | Hanwha QCells | Q.PEAK DUO BLK ML G10+ 400 |  | 0.4 | 12 | 106 | 33 |  | Fixed | Roof
NJADRE1554885700 | Administratively Determined Incentive Program | HILLSDALE | 7642 | 7 | 8.16 | Residential | Behind the Meter | No | Net Metered Residential | Tesla Energy Operations Inc |  | PSE&G | Accepted | 2023-10-20 | 2023-11-15 | 2024-11-15 | Inverters | Tesla Inc | 1850000-10-B | 7600 |  | 1 |  |  | 0.98 |  | Indoor | Indoor
NJADRE1554885700 | Administratively Determined Incentive Program | HILLSDALE | 7642 | 7 | 8.16 | Residential | Behind the Meter | No | Net Metered Residential | Tesla Energy Operations Inc |  | PSE&G | Accepted | 2023-10-20 | 2023-11-15 | 2024-11-15 | Solar Panels | Hanwha Q-CELLS | Q.Peak DUO BLK-G6+ 340 |  | 0.34 | 18 | 160 | 25 |  | Fixed | Roof
NJADRE1554885700 | Administratively Determined Incentive Program | HILLSDALE | 7642 | 7 | 8.16 | Residential | Behind the Meter | No | Net Metered Residential | Tesla Energy Operations Inc |  | PSE&G | Accepted | 2023-10-20 | 2023-11-15 | 2024-11-15 | Solar Panels | Hanwha Q-CELLS | Q.Peak DUO BLK-G6+ 340 |  | 0.34 | 6 | 160 | 24 |  | Fixed | Roof
NJADRE1554885700 | Administratively Determined Incentive Program | HILLSDALE | 7642 | 7 | 8.16 | Residential | Behind the Meter | No | Net Metered Residential | Tesla Energy Operations Inc |  | PSE&G | Accepted | 2023-10-20 | 2023-11-15 | 2024-11-15 | Electric Storage Battery | Tesla | AC Powerwall 2.0 |  |  | 2 |  |  |  | Lithium Ion |  | Inside
NJADRE1554885707 | Administratively Determined Incentive Program | ISELIN | 8830 | 11 | 4.46 | Residential | Behind the Meter | No | Net Metered Residential | Infinity Solar Systems |  | PSE&G | Accepted | 2023-10-20 | 2023-11-20 | 2024-11-20 | Inverters | Enphase | IQ8Plus-72-2-US | 290 |  | 11 |  |  | 0.97 |  | Outdoor
NJADRE1554885707 | Administratively Determined Incentive Program | ISELIN | 8830 | 11 | 4.46 | Residential | Behind the Meter | No | Net Metered Residential | Infinity Solar Systems |  | PSE&G | Accepted | 2023-10-20 | 2023-11-20 | 2024-11-20 | Solar Panels | REC Solar | REC405AA Black |  | 0.405 | 11 | 194 | 28 |  | Fixed | Roof
NJADRE1554885725 | Administratively Determined Incentive Program | SUSSEX | 7461 | 1 | 7.98 | Residential | Behind the Meter | Yes | Net Metered Residential | EMT Renewables |  | JCP&L | Accepted | 2023-10-20 | 2023-11-15 | 2024-11-15 | Inverters | ENPHASE | IQ7x | 315 |  | 19 |  |  | 0.98 |  | Other | UNDER EACH PANEL
NJADRE1554885725 | Administratively Determined Incentive Program | SUSSEX | 7461 | 1 | 7.98 | Residential | Behind the Meter | Yes | Net Metered Residential | EMT Renewables |  | JCP&L | Accepted | 2023-10-20 | 2023-11-15 | 2024-11-15 | Solar Panels | REC ALPHA | REC 420 |  | 0.42 | 8 | 309 | 33 |  | Fixed | Roof
NJADRE1554885725 | Administratively Determined Incentive Program | SUSSEX | 7461 | 1 | 7.98 | Residential | Behind the Meter | Yes | Net Metered Residential | EMT Renewables |  | JCP&L | Accepted | 2023-10-20 | 2023-11-15 | 2024-11-15 | Solar Panels | REC ALPHA | REC 420 |  | 0.42 | 4 | 129 | 33 |  | Fixed | Roof
NJADRE1554885725 | Administratively Determined Incentive Program | SUSSEX | 7461 | 1 | 7.98 | Residential | Behind the Meter | Yes | Net Metered Residential | EMT Renewables |  | JCP&L | Accepted | 2023-10-20 | 2023-11-15 | 2024-11-15 | Solar Panels | REC ALPHA | REC 420 |  | 0.42 | 7 | 129 | 19 |  | Fixed | Roof
NJADRE1554885786 | Administratively Determined Incentive Program | RANDOLPH | 7869 | 3 | 14.7 | Residential | Behind the Meter | No | Net Metered Residential | EMT Renewables |  | JCP&L | Accepted | 2023-10-20 | 2023-11-15 | 2024-11-15 | Inverters | ENPHASE | IQ7x | 315 |  | 35 |  |  | 0.98 |  | Other | UNDER EACH PANEL
NJADRE1554885786 | Administratively Determined Incentive Program | RANDOLPH | 7869 | 3 | 14.7 | Residential | Behind the Meter | No | Net Metered Residential | EMT Renewables |  | JCP&L | Accepted | 2023-10-20 | 2023-11-15 | 2024-11-15 | Solar Panels | REC ALPHA | REC 420 |  | 0.42 | 15 | 148 | 22 |  | Fixed | Roof
NJADRE1554885786 | Administratively Determined Incentive Program | RANDOLPH | 7869 | 3 | 14.7 | Residential | Behind the Meter | No | Net Metered Residential | EMT Renewables |  | JCP&L | Accepted | 2023-10-20 | 2023-11-15 | 2024-11-15 | Solar Panels | REC ALPHA | REC 420 |  | 0.42 | 6 | 148 | 22 |  | Fixed | Roof
NJADRE1554885786 | Administratively Determined Incentive Program | RANDOLPH | 7869 | 3 | 14.7 | Residential | Behind the Meter | No | Net Metered Residential | EMT Renewables |  | JCP&L | Accepted | 2023-10-20 | 2023-11-15 | 2024-11-15 | Solar Panels | REC ALPHA | REC 420 |  | 0.42 | 3 | 148 | 22 |  | Fixed | Roof
NJADRE1554885786 | Administratively Determined Incentive Program | RANDOLPH | 7869 | 3 | 14.7 | Residential | Behind the Meter | No | Net Metered Residential | EMT Renewables |  | JCP&L | Accepted | 2023-10-20 | 2023-11-15 | 2024-11-15 | Solar Panels | REC ALPHA | REC 420 |  | 0.42 | 11 | 328 | 22 |  | Fixed | Roof
NJADRE1554885792 | Administratively Determined Incentive Program | GLASSBORO | 8028 | 15 | 19.13 | Residential | Behind the Meter | No | Net Metered Residential | NJ Solar Power |  | AC Electric | Accepted | 2023-10-20 | 2023-11-15 | 2024-11-15 | Inverters | Solaredge | SE10000H -US | 10000 |  | 1 |  |  | 0.99 |  | Outdoor
NJADRE1554885792 | Administratively Determined Incentive Program | GLASSBORO | 8028 | 15 | 19.13 | Residential | Behind the Meter | No | Net Metered Residential | NJ Solar Power |  | AC Electric | Accepted | 2023-10-20 | 2023-11-15 | 2024-11-15 | Inverters | Solaredge | SE6000H-US | 6000 |  | 1 |  |  | 0.99 |  | Outdoor
NJADRE1554885792 | Administratively Determined Incentive Program | GLASSBORO | 8028 | 15 | 19.13 | Residential | Behind the Meter | No | Net Metered Residential | NJ Solar Power |  | AC Electric | Accepted | 2023-10-20 | 2023-11-15 | 2024-11-15 | Solar Panels | Hanwha | Q.TRON BLK M-G2+ 425 |  | 0.425 | 19 | 155 | 34 |  | Fixed | Roof | Roof 1
NJADRE1554885792 | Administratively Determined Incentive Program | GLASSBORO | 8028 | 15 | 19.13 | Residential | Behind the Meter | No | Net Metered Residential | NJ Solar Power |  | AC Electric | Accepted | 2023-10-20 | 2023-11-15 | 2024-11-15 | Solar Panels | Hanwha | Q.TRON BLK M-G2+ 425 |  | 0.425 | 18 | 245 | 34 |  | Fixed | Roof | Roof 2
NJADRE1554885792 | Administratively Determined Incentive Program | GLASSBORO | 8028 | 15 | 19.13 | Residential | Behind the Meter | No | Net Metered Residential | NJ Solar Power |  | AC Electric | Accepted | 2023-10-20 | 2023-11-15 | 2024-11-15 | Solar Panels | Hanwha | Q.TRON BLK M-G2+ 425 |  | 0.425 | 4 | 65 | 34 |  | Fixed | Roof | Roof 3
NJADRE1554885792 | Administratively Determined Incentive Program | GLASSBORO | 8028 | 15 | 19.13 | Residential | Behind the Meter | No | Net Metered Residential | NJ Solar Power |  | AC Electric | Accepted | 2023-10-20 | 2023-11-15 | 2024-11-15 | Solar Panels | Hanwha | Q.TRON BLK M-G2+ 425 |  | 0.425 | 4 | 335 | 34 |  | Fixed | Roof | Roof 4
NJADRE1554885792 | Administratively Determined Incentive Program | GLASSBORO | 8028 | 15 | 19.13 | Residential | Behind the Meter | No | Net Metered Residential | NJ Solar Power |  | AC Electric | Accepted | 2023-10-20 | 2023-11-15 | 2024-11-15 | Meters | Solaredge | SE-RGMTR-1D-240C-B |  |  | 1 |  |  |  | Yes | Outdoor
NJADRE1554885792 | Administratively Determined Incentive Program | GLASSBORO | 8028 | 15 | 19.13 | Residential | Behind the Meter | No | Net Metered Residential | NJ Solar Power |  | AC Electric | Accepted | 2023-10-20 | 2023-11-15 | 2024-11-15 | Meters | Solaredge | SE-RGMTR-1D-240C-B |  |  | 1 |  |  |  | Yes | Outdoor
NJADRE1554885842 | Administratively Determined Incentive Program | PARSIPPANY | 7054 | 3 | 13.37 | Residential | Behind the Meter | No | Net Metered Residential | EMT Renewables |  | JCP&L | Accepted | 2023-10-20 | 2023-11-15 | 2024-11-15 | Inverters | ENPHASE | IQ8+ | 290 |  | 33 |  |  | 0.98 |  | Other | UNDER EACH PANEL
NJADRE1554885842 | Administratively Determined Incentive Program | PARSIPPANY | 7054 | 3 | 13.37 | Residential | Behind the Meter | No | Net Metered Residential | EMT Renewables |  | JCP&L | Accepted | 2023-10-20 | 2023-11-15 | 2024-11-15 | Solar Panels | Q PEAK DUO BLK | Q CELLS |  | 0.405 | 15 | 102 | 19 |  | Fixed | Roof
NJADRE1554885842 | Administratively Determined Incentive Program | PARSIPPANY | 7054 | 3 | 13.37 | Residential | Behind the Meter | No | Net Metered Residential | EMT Renewables |  | JCP&L | Accepted | 2023-10-20 | 2023-11-15 | 2024-11-15 | Solar Panels | Q CELLS | Q PEAK DUO BLK |  | 0.405 | 8 | 282 | 19 |  | Fixed | Roof
NJADRE1554885842 | Administratively Determined Incentive Program | PARSIPPANY | 7054 | 3 | 13.37 | Residential | Behind the Meter | No | Net Metered Residential | EMT Renewables |  | JCP&L | Accepted | 2023-10-20 | 2023-11-15 | 2024-11-15 | Solar Panels | Q CELLS | Q PEAK DUO BLK |  | 0.405 | 8 | 102 | 20 |  | Fixed | Roof
NJADRE1554885842 | Administratively Determined Incentive Program | PARSIPPANY | 7054 | 3 | 13.37 | Residential | Behind the Meter | No | Net Metered Residential | EMT Renewables |  | JCP&L | Accepted | 2023-10-20 | 2023-11-15 | 2024-11-15 | Solar Panels | Q CELLS | Q PEAK DUO BLK |  | 0.405 | 2 | 282 | 20 |  | Fixed | Roof
NJADRE1554885889 | Administratively Determined Incentive Program | TRENTON | 8610 | 12 | 6.66 | Residential | Behind the Meter | Yes | Net Metered Residential | Vision Solar LLC |  | PSE&G | Accepted | 2023-10-20 | 2023-11-20 | 2024-11-20 | Inverters | Solaredge | SE6000H-USRGM | 6000 |  | 1 |  |  | 0.97 |  | Outdoor | side of house
NJADRE1554885889 | Administratively Determined Incentive Program | TRENTON | 8610 | 12 | 6.66 | Residential | Behind the Meter | Yes | Net Metered Residential | Vision Solar LLC |  | PSE&G | Accepted | 2023-10-20 | 2023-11-20 | 2024-11-20 | Solar Panels | ZNSHINE | ZXM6-NH120-370/M |  | 0.37 | 6 | 118 | 35 |  | Fixed | Roof
NJADRE1554885889 | Administratively Determined Incentive Program | TRENTON | 8610 | 12 | 6.66 | Residential | Behind the Meter | Yes | Net Metered Residential | Vision Solar LLC |  | PSE&G | Accepted | 2023-10-20 | 2023-11-20 | 2024-11-20 | Solar Panels | ZNSHINE | ZXM6-NH120-370/M |  | 0.37 | 3 | 298 | 35 |  | Fixed | Roof
NJADRE1554885889 | Administratively Determined Incentive Program | TRENTON | 8610 | 12 | 6.66 | Residential | Behind the Meter | Yes | Net Metered Residential | Vision Solar LLC |  | PSE&G | Accepted | 2023-10-20 | 2023-11-20 | 2024-11-20 | Solar Panels | ZNSHINE | ZXM6-NH120-370/M |  | 0.37 | 5 | 118 | 35 |  | Fixed | Roof
NJADRE1554885889 | Administratively Determined Incentive Program | TRENTON | 8610 | 12 | 6.66 | Residential | Behind the Meter | Yes | Net Metered Residential | Vision Solar LLC |  | PSE&G | Accepted | 2023-10-20 | 2023-11-20 | 2024-11-20 | Solar Panels | ZNSHINE | ZXM6-NH120-370/M |  | 0.37 | 4 | 298 | 35 |  | Fixed | Roof
NJADRE1554885904 | Administratively Determined Incentive Program | ELMWOOD PARK | 7407 | 7 | 6.08 | Residential | Behind the Meter | Yes | Net Metered Residential | Pro Custom Solar dba Momentum Solar |  | PSE&G | Accepted | 2023-10-20 | 2023-11-15 | 2024-11-15 | Solar Panels | Â Q. PEAK DUO BLK-G10+405 | hawnha |  | 0.405 | 12 | 341 | 13 |  | Fixed | Roof
NJADRE1554885904 | Administratively Determined Incentive Program | ELMWOOD PARK | 7407 | 7 | 6.08 | Residential | Behind the Meter | Yes | Net Metered Residential | Pro Custom Solar dba Momentum Solar |  | PSE&G | Accepted | 2023-10-20 | 2023-11-15 | 2024-11-15 | Solar Panels | Â Q. PEAK DUO BLK-G10+405 | hawnha |  | 0.405 | 3 | 161 | 30 |  | Fixed | Roof
NJADRE1554885904 | Administratively Determined Incentive Program | ELMWOOD PARK | 7407 | 7 | 6.08 | Residential | Behind the Meter | Yes | Net Metered Residential | Pro Custom Solar dba Momentum Solar |  | PSE&G | Accepted | 2023-10-20 | 2023-11-15 | 2024-11-15 | Inverters | IQ8PLUS-72-2-US | enphase | 290 |  | 15 |  |  | 0.97 |  | Outdoor
NJADRE1554885910 | Administratively Determined Incentive Program | RUNNEMEDE | 8078 | 14 | 5.27 | Residential | Behind the Meter | No | Net Metered Residential | EMT Renewables |  | PSE&G | Accepted | 2023-10-20 | 2023-11-15 | 2024-11-15 | Inverters | ENPHASE | IQ8+ | 290 |  | 13 |  |  | 0.98 |  | Other | UNDER EACH PANEL
NJADRE1554885910 | Administratively Determined Incentive Program | RUNNEMEDE | 8078 | 14 | 5.27 | Residential | Behind the Meter | No | Net Metered Residential | EMT Renewables |  | PSE&G | Accepted | 2023-10-20 | 2023-11-15 | 2024-11-15 | Solar Panels | Q CELL | Q PEAK DUO BLK |  | 0.405 | 10 | 253 | 23 |  | Fixed | Roof
NJADRE1554885910 | Administratively Determined Incentive Program | RUNNEMEDE | 8078 | 14 | 5.27 | Residential | Behind the Meter | No | Net Metered Residential | EMT Renewables |  | PSE&G | Accepted | 2023-10-20 | 2023-11-15 | 2024-11-15 | Solar Panels | Q CELLS | Q PEAK DUO BLK |  | 0.405 | 1 | 163 | 34 |  | Fixed | Roof
NJADRE1554885910 | Administratively Determined Incentive Program | RUNNEMEDE | 8078 | 14 | 5.27 | Residential | Behind the Meter | No | Net Metered Residential | EMT Renewables |  | PSE&G | Accepted | 2023-10-20 | 2023-11-15 | 2024-11-15 | Solar Panels | Q CELLS | Q PEAK DUO BLK |  | 0.405 | 2 | 163 | 34 |  | Fixed | Roof
NJADRE1554886029 | Administratively Determined Incentive Program | SOMERSET | 8873 | 5 | 10.4 | Residential | Behind the Meter | No | Net Metered Residential | Hifadhi Solar |  | PSE&G | Accepted | 2023-11-20 | 2023-12-21 | 2024-12-21 | Solar Panels | HANWHA QCELLS | HANWHA QCELLS Q.PEAK DUO BLK M-G11+ 400 |  | 0.4 | 8 | 197 | 37 |  | Fixed | Roof
NJADRE1554886029 | Administratively Determined Incentive Program | SOMERSET | 8873 | 5 | 10.4 | Residential | Behind the Meter | No | Net Metered Residential | Hifadhi Solar |  | PSE&G | Accepted | 2023-11-20 | 2023-12-21 | 2024-12-21 | Inverters | ENPHASE | ENPHASE IQ8M-72-2-US | 325 |  | 8 |  |  | 0.976 |  | Other | roof
NJADRE1554886029 | Administratively Determined Incentive Program | SOMERSET | 8873 | 5 | 10.4 | Residential | Behind the Meter | No | Net Metered Residential | Hifadhi Solar |  | PSE&G | Accepted | 2023-11-20 | 2023-12-21 | 2024-12-21 | Solar Panels | HANWHA QCELLS | HANWHA QCELLS Q.PEAK DUO BLK M-G11+ 400 |  | 0.4 | 7 | 107 | 37 |  | Fixed | Roof
NJADRE1554886029 | Administratively Determined Incentive Program | SOMERSET | 8873 | 5 | 10.4 | Residential | Behind the Meter | No | Net Metered Residential | Hifadhi Solar |  | PSE&G | Accepted | 2023-11-20 | 2023-12-21 | 2024-12-21 | Solar Panels | HANWHA QCELLS | HANWHA QCELLS Q.PEAK DUO BLK M-G11+ 400 |  | 0.4 | 2 | 107 | 36 |  | Fixed | Roof
NJADRE1554886029 | Administratively Determined Incentive Program | SOMERSET | 8873 | 5 | 10.4 | Residential | Behind the Meter | No | Net Metered Residential | Hifadhi Solar |  | PSE&G | Accepted | 2023-11-20 | 2023-12-21 | 2024-12-21 | Solar Panels | HANWHA QCELLS | HANWHA QCELLS Q.PEAK DUO BLK M-G11+ 400 |  | 0.4 | 9 | 197 | 37 |  | Fixed | Roof
NJADRE1554886029 | Administratively Determined Incentive Program | SOMERSET | 8873 | 5 | 10.4 | Residential | Behind the Meter | No | Net Metered Residential | Hifadhi Solar |  | PSE&G | Accepted | 2023-11-20 | 2023-12-21 | 2024-12-21 | Inverters | ENPHASE | ENPHASE IQ8M-72-2-US | 325 |  | 9 |  |  | 0.976 |  | Other | roof
NJADRE1554886029 | Administratively Determined Incentive Program | SOMERSET | 8873 | 5 | 10.4 | Residential | Behind the Meter | No | Net Metered Residential | Hifadhi Solar |  | PSE&G | Accepted | 2023-11-20 | 2023-12-21 | 2024-12-21 | Inverters | ENPHASE | ENPHASE IQ8M-72-2-US | 325 |  | 2 |  |  | 0.976 |  | Other
NJADRE1554886029 | Administratively Determined Incentive Program | SOMERSET | 8873 | 5 | 10.4 | Residential | Behind the Meter | No | Net Metered Residential | Hifadhi Solar |  | PSE&G | Accepted | 2023-11-20 | 2023-12-21 | 2024-12-21 | Inverters | ENPHASE I | ENPHASE IQ8M-72-2-US | 325 |  | 7 |  |  | 0.976 |  | Other
NJADRE1554886051 | Administratively Determined Incentive Program | MORRISTOWN | 7960 | 3 | 7.14 | Residential | Behind the Meter | No | Net Metered Residential | EMT Renewables |  | JCP&L | Accepted | 2023-10-20 | 2023-11-15 | 2024-11-15 | Inverters | ENPHASE | IQ7x | 315 |  | 17 |  |  | 0.98 |  | Other | UNDER EACH PANEL
NJADRE1554886051 | Administratively Determined Incentive Program | MORRISTOWN | 7960 | 3 | 7.14 | Residential | Behind the Meter | No | Net Metered Residential | EMT Renewables |  | JCP&L | Accepted | 2023-10-20 | 2023-11-15 | 2024-11-15 | Solar Panels | REC ALPHA | REC 420 |  | 0.42 | 3 | 158 | 32 |  | Fixed | Roof
NJADRE1554886051 | Administratively Determined Incentive Program | MORRISTOWN | 7960 | 3 | 7.14 | Residential | Behind the Meter | No | Net Metered Residential | EMT Renewables |  | JCP&L | Accepted | 2023-10-20 | 2023-11-15 | 2024-11-15 | Solar Panels | REC ALPHA | REC 420 |  | 0.42 | 8 | 248 | 32 |  | Fixed | Roof
NJADRE1554886051 | Administratively Determined Incentive Program | MORRISTOWN | 7960 | 3 | 7.14 | Residential | Behind the Meter | No | Net Metered Residential | EMT Renewables |  | JCP&L | Accepted | 2023-10-20 | 2023-11-15 | 2024-11-15 | Solar Panels | REC ALPHA | REC 420 |  | 0.42 | 3 | 248 | 31 |  | Fixed | Roof
NJADRE1554886051 | Administratively Determined Incentive Program | MORRISTOWN | 7960 | 3 | 7.14 | Residential | Behind the Meter | No | Net Metered Residential | EMT Renewables |  | JCP&L | Accepted | 2023-10-20 | 2023-11-15 | 2024-11-15 | Solar Panels | REC ALPHA | REC 420 |  | 0.42 | 3 | 68 | 32 |  | Fixed | Roof
NJADRE1554886066 | Administratively Determined Incentive Program | BRIDGETON | 8302 | 20 | 27.14 | Residential | Behind the Meter | Yes | Net Metered Residential | SunnyMac LLC |  | AC Electric | Accepted | 2023-10-20 | 2024-01-02 | 2025-01-02 | Solar Panels | Q.PEAK DUO BLK ML-G10+ 405 | HANWHA |  | 0.405 | 27 | 172 | 35 |  | Fixed | Roof
NJADRE1554886066 | Administratively Determined Incentive Program | BRIDGETON | 8302 | 20 | 27.14 | Residential | Behind the Meter | Yes | Net Metered Residential | SunnyMac LLC |  | AC Electric | Accepted | 2023-10-20 | 2024-01-02 | 2025-01-02 | Solar Panels | Q.PEAK DUO BLK ML-G10+ 405 | HANWHA |  | 0.405 | 40 | 352 | 35 |  | Fixed | Roof
NJADRE1554886066 | Administratively Determined Incentive Program | BRIDGETON | 8302 | 20 | 27.14 | Residential | Behind the Meter | Yes | Net Metered Residential | SunnyMac LLC |  | AC Electric | Accepted | 2023-10-20 | 2024-01-02 | 2025-01-02 | Inverters | SE 10000H-US | Solaredge | 10000 |  | 2 |  |  | 0.99 |  | Outdoor | next to meter
NJADRE1554886066 | Administratively Determined Incentive Program | BRIDGETON | 8302 | 20 | 27.14 | Residential | Behind the Meter | Yes | Net Metered Residential | SunnyMac LLC |  | AC Electric | Accepted | 2023-10-20 | 2024-01-02 | 2025-01-02 | Meters | SE-RGMTR-1D-240C-B | Solaredge |  |  | 1 |  |  |  | Yes | Indoor
NJADRE1554886069 | Administratively Determined Incentive Program | KEANSBURG | 7734 | 17 | 5.2 | Residential | Behind the Meter | Yes | Net Metered Residential | Solar Mite Solutions |  | JCP&L | Accepted | 2023-10-20 | 2023-11-16 | 2024-11-16 | Inverters | Enphase | IQ8PLUS-72-2 | 290 |  | 13 |  |  | 0.98 |  | Outdoor
NJADRE1554886069 | Administratively Determined Incentive Program | KEANSBURG | 7734 | 17 | 5.2 | Residential | Behind the Meter | Yes | Net Metered Residential | Solar Mite Solutions |  | JCP&L | Accepted | 2023-10-20 | 2023-11-16 | 2024-11-16 | Solar Panels | Canadian Solar | CS6R |  | 0.4 | 4 | 77 | 17 |  | Fixed | Roof | Array 1
NJADRE1554886069 | Administratively Determined Incentive Program | KEANSBURG | 7734 | 17 | 5.2 | Residential | Behind the Meter | Yes | Net Metered Residential | Solar Mite Solutions |  | JCP&L | Accepted | 2023-10-20 | 2023-11-16 | 2024-11-16 | Solar Panels | Canadian Solar | CS6R |  | 0.4 | 9 | 167 | 17 |  | Fixed | Roof | Array 2
NJADRE1554886164 | Administratively Determined Incentive Program | BARNEGAT | 8005 | 18 | 6.72 | Residential | Behind the Meter | Yes | Net Metered Residential | Sunrun Installation Services, Inc. |  | JCP&L | Accepted | 2023-11-17 | 2023-12-20 | 2024-12-20 | Inverters | SolarEdge Technologies | SE6000H-USSN | 6000 |  | 1 |  |  | 0.96 |  | Outdoor | Next To Meter
NJADRE1554886164 | Administratively Determined Incentive Program | BARNEGAT | 8005 | 18 | 6.72 | Residential | Behind the Meter | Yes | Net Metered Residential | Sunrun Installation Services, Inc. |  | JCP&L | Accepted | 2023-11-17 | 2023-12-20 | 2024-12-20 | Solar Panels | Trina Solar | TSM-395DE09C.07 |  | 0.395 | 17 | 129 | 27 |  | Fixed | Roof
NJADRE1554886164 | Administratively Determined Incentive Program | BARNEGAT | 8005 | 18 | 6.72 | Residential | Behind the Meter | Yes | Net Metered Residential | Sunrun Installation Services, Inc. |  | JCP&L | Accepted | 2023-11-17 | 2023-12-20 | 2024-12-20 | Electric Storage Battery | Tesla | Powerwall 2 AC |  |  | 1 |  |  |  | Lithium Ion |  | inside
NJADRE1554886227 | Administratively Determined Incentive Program | RANDOLPH | 7869 | 3 | 8.3 | Residential | Behind the Meter | No | Net Metered Residential | Bright Planet Solar |  | JCP&L | Accepted | 2023-10-20 | 2023-11-15 | 2024-11-15 | Inverters | Solar Edge | SE6000H-USRGM | 6000 |  | 1 |  |  | 0.98 |  | Outdoor | OUTSIDE
NJADRE1554886227 | Administratively Determined Incentive Program | RANDOLPH | 7869 | 3 | 8.3 | Residential | Behind the Meter | No | Net Metered Residential | Bright Planet Solar |  | JCP&L | Accepted | 2023-10-20 | 2023-11-15 | 2024-11-15 | Solar Panels | Canadian Solar | CS3N-395MS |  | 0.395 | 16 | 111 | 18 |  | Fixed | Roof
NJADRE1554886227 | Administratively Determined Incentive Program | RANDOLPH | 7869 | 3 | 8.3 | Residential | Behind the Meter | No | Net Metered Residential | Bright Planet Solar |  | JCP&L | Accepted | 2023-10-20 | 2023-11-15 | 2024-11-15 | Solar Panels | Canadian Solar | CS3N-395MS |  | 0.395 | 5 | 109 | 18 |  | Fixed | Roof
NJADRE1554886230 | Administratively Determined Incentive Program | WEST ORANGE | 7052 | 9 | 4.5 | Residential | Behind the Meter | No | Net Metered Residential | Sunrun Installation Services, Inc. |  | PSE&G | Accepted | 2023-11-16 | 2023-12-22 | 2024-12-22 | Inverters | SolarEdge Technologies | SE3800H-USSN | 3800 |  | 1 |  |  | 0.96 |  | Outdoor | Next To Meter
NJADRE1554886230 | Administratively Determined Incentive Program | WEST ORANGE | 7052 | 9 | 4.5 | Residential | Behind the Meter | No | Net Metered Residential | Sunrun Installation Services, Inc. |  | PSE&G | Accepted | 2023-11-16 | 2023-12-22 | 2024-12-22 | Solar Panels | Vikram Solar | VSMDHT.60.375.05 |  | 0.375 | 5 | 13 | 36 |  | Fixed | Roof
NJADRE1554886230 | Administratively Determined Incentive Program | WEST ORANGE | 7052 | 9 | 4.5 | Residential | Behind the Meter | No | Net Metered Residential | Sunrun Installation Services, Inc. |  | PSE&G | Accepted | 2023-11-16 | 2023-12-22 | 2024-12-22 | Solar Panels | Vikram Solar | VSMDHT.60.375.05 |  | 0.375 | 7 | 193 | 37 |  | Fixed | Roof
NJADRE1554891286 | Administratively Determined Incentive Program | IRVINGTON | 7111 | 9 | 3.2 | Residential | Behind the Meter | Yes | Net Metered Residential | Suntuity Solar LLC |  | PSE&G | Accepted | 2023-10-23 | 2023-11-20 | 2024-11-20 | Inverters | ENPHASE | IQ8PLUS-72-2-US | 290 |  | 8 |  |  | 0.97 |  | Outdoor | Behind the PV modules
NJADRE1554891286 | Administratively Determined Incentive Program | IRVINGTON | 7111 | 9 | 3.2 | Residential | Behind the Meter | Yes | Net Metered Residential | Suntuity Solar LLC |  | PSE&G | Accepted | 2023-10-23 | 2023-11-20 | 2024-11-20 | Solar Panels | CANADIANSOLAR | CS6R-400MS-HL |  | 0.4 | 8 | 317 | 5 |  | Fixed | Roof
NJADRE1554891320 | Administratively Determined Incentive Program | VERNON | 7462 | 1 | 3.65 | Residential | Behind the Meter | No | Net Metered Residential | EMT Renewables |  | Sussex Rural | Accepted | 2023-10-23 | 2023-11-15 | 2024-11-15 | Inverters | ENPHASE | IQ8+ | 290 |  | 9 |  |  | 0.98 |  | Other | UNDER EACH PANEL
NJADRE1554891320 | Administratively Determined Incentive Program | VERNON | 7462 | 1 | 3.65 | Residential | Behind the Meter | No | Net Metered Residential | EMT Renewables |  | Sussex Rural | Accepted | 2023-10-23 | 2023-11-15 | 2024-11-15 | Solar Panels | Q CELLS | Q PEAK DUO BLK |  | 0.405 | 9 | 197 | 23 |  | Fixed | Roof
NJADRE1554891325 | Administratively Determined Incentive Program | SOUTHAMPTON | 8088 | 13 | 8.1 | Residential | Behind the Meter | Yes | Net Metered Residential | Big Wave Roofing and Solar LLC |  | PSE&G | Accepted | 2023-10-23 | 2023-11-16 | 2024-11-16 | Inverters | Enphase Energy Inc | IQ7PLUS-72-2-US | 290 |  | 20 |  |  | 0.98 |  | Outside
NJADRE1554891325 | Administratively Determined Incentive Program | SOUTHAMPTON | 8088 | 13 | 8.1 | Residential | Behind the Meter | Yes | Net Metered Residential | Big Wave Roofing and Solar LLC |  | PSE&G | Accepted | 2023-10-23 | 2023-11-16 | 2024-11-16 | Solar Panels | Qcells | Q.PEAK DUO BLK ML-G10+ 405 |  | 0.405 | 10 | 260 | 32 |  | Fixed | Roof
NJADRE1554891325 | Administratively Determined Incentive Program | SOUTHAMPTON | 8088 | 13 | 8.1 | Residential | Behind the Meter | Yes | Net Metered Residential | Big Wave Roofing and Solar LLC |  | PSE&G | Accepted | 2023-10-23 | 2023-11-16 | 2024-11-16 | Solar Panels | Qcells | Q.PEAK DUO BLK ML-G10+ 405 |  | 0.405 | 10 | 170 | 32 |  | Fixed | Roof
NJADRE1554891338 | Administratively Determined Incentive Program | LITTLE EGG HARBOR TWP | 8087 | 18 | 6.48 | Residential | Behind the Meter | Yes | Net Metered Residential | Trinity Solar |  | AC Electric | Accepted | 2023-10-23 | 2023-11-15 | 2024-11-15 | Inverters | Solar Edge | SE5000H-US | 5000 |  | 1 |  |  | 0.97 |  | Outside
NJADRE1554891338 | Administratively Determined Incentive Program | LITTLE EGG HARBOR TWP | 8087 | 18 | 6.48 | Residential | Behind the Meter | Yes | Net Metered Residential | Trinity Solar |  | AC Electric | Accepted | 2023-10-23 | 2023-11-15 | 2024-11-15 | Solar Panels | HANWHA 405 ( Q.PEAK DUO BLK ML-G10+405) | HANWHA 405 ( Q.PEAK DUO BLK ML-G10+405) |  | 0.405 | 3 | 300 | 30 |  | Fixed | Roof
NJADRE1554891338 | Administratively Determined Incentive Program | LITTLE EGG HARBOR TWP | 8087 | 18 | 6.48 | Residential | Behind the Meter | Yes | Net Metered Residential | Trinity Solar |  | AC Electric | Accepted | 2023-10-23 | 2023-11-15 | 2024-11-15 | Solar Panels | HANWHA 405 ( Q.PEAK DUO BLK ML-G10+405) | HANWHA 405 ( Q.PEAK DUO BLK ML-G10+405) |  | 0.405 | 13 | 120 | 30 |  | Fixed | Roof
NJADRE1554891341 | Administratively Determined Incentive Program | WEST DEPTFORD | 8096 | 15 | 6.08 | Residential | Behind the Meter | No | Net Metered Residential | Tesla Energy Operations Inc |  | PSE&G | Accepted | 2023-10-23 | 2023-11-15 | 2024-11-15 | Inverters | Tesla | 1538000-45-A | 5700 |  | 1 |  |  | 0.98 |  | Outside
NJADRE1554891341 | Administratively Determined Incentive Program | WEST DEPTFORD | 8096 | 15 | 6.08 | Residential | Behind the Meter | No | Net Metered Residential | Tesla Energy Operations Inc |  | PSE&G | Accepted | 2023-10-23 | 2023-11-15 | 2024-11-15 | Solar Panels | Hanwha | # Q.PEAK DUO BLK ML-G10+/TS 405 |  | 0.405 | 15 | 165 | 23 |  | Fixed | Roof
NJADRE1554891342 | Administratively Determined Incentive Program | JOBSTOWN | 8041 | 13 | 4.86 | Residential | Behind the Meter | Yes | Net Metered Residential | EMT Renewables |  | JCP&L | Accepted | 2023-10-23 | 2023-11-15 | 2024-11-15 | Inverters | ENPHASE | IQ8+ | 290 |  | 12 |  |  | 0.98 |  | Other | UNDER EACH PANEL
NJADRE1554891342 | Administratively Determined Incentive Program | JOBSTOWN | 8041 | 13 | 4.86 | Residential | Behind the Meter | Yes | Net Metered Residential | EMT Renewables |  | JCP&L | Accepted | 2023-10-23 | 2023-11-15 | 2024-11-15 | Solar Panels | Q CELLS | Q PEAK DUO BLK |  | 0.405 | 3 | 156 | 11 |  | Fixed | Roof
NJADRE1554891342 | Administratively Determined Incentive Program | JOBSTOWN | 8041 | 13 | 4.86 | Residential | Behind the Meter | Yes | Net Metered Residential | EMT Renewables |  | JCP&L | Accepted | 2023-10-23 | 2023-11-15 | 2024-11-15 | Solar Panels | Q CELLS | Q PEAK DUO BLK |  | 0.405 | 9 | 156 | 9 |  | Fixed | Roof
NJADRE1554891369 | Administratively Determined Incentive Program | GREENWICH | 8323 | 20 | 12.96 | Residential | Behind the Meter | Yes | Net Metered Residential | Trinity Solar |  | AC Electric | Accepted | 2023-10-23 | 2023-11-15 | 2024-11-15 | Inverters | Solar Edge | SE10000H-US | 10000 |  | 1 |  |  | 0.96 |  | Outdoor
NJADRE1554891369 | Administratively Determined Incentive Program | GREENWICH | 8323 | 20 | 12.96 | Residential | Behind the Meter | Yes | Net Metered Residential | Trinity Solar |  | AC Electric | Accepted | 2023-10-23 | 2023-11-15 | 2024-11-15 | Solar Panels | HANWHA 405 (Q.PEAK DUO BLK ML-G10+ 405) | HANWHA 405 (Q.PEAK DUO BLK ML-G10+ 405) |  | 0.405 | 22 | 241 | 34 |  | Fixed | Roof
NJADRE1554891369 | Administratively Determined Incentive Program | GREENWICH | 8323 | 20 | 12.96 | Residential | Behind the Meter | Yes | Net Metered Residential | Trinity Solar |  | AC Electric | Accepted | 2023-10-23 | 2023-11-15 | 2024-11-15 | Solar Panels | HANWHA 405 (Q.PEAK DUO BLK ML-G10+ 405) | HANWHA 405 (Q.PEAK DUO BLK ML-G10+ 405) |  | 0.405 | 4 | 241 | 18 |  | Fixed | Roof
NJADRE1554891369 | Administratively Determined Incentive Program | GREENWICH | 8323 | 20 | 12.96 | Residential | Behind the Meter | Yes | Net Metered Residential | Trinity Solar |  | AC Electric | Accepted | 2023-10-23 | 2023-11-15 | 2024-11-15 | Solar Panels | HANWHA 405 (Q.PEAK DUO BLK ML-G10+ 405) | HANWHA 405 (Q.PEAK DUO BLK ML-G10+ 405) |  | 0.405 | 6 | 241 | 27 |  | Fixed | Roof
NJADRE1554891374 | Administratively Determined Incentive Program | LINWOOD | 8221 | 19 | 7.79 | Residential | Behind the Meter | No | Net Metered Residential | Sun Up Zero Down |  | AC Electric | Accepted | 2023-10-23 | 2023-11-16 | 2024-11-16 | Solar Panels | Trina | TSM-410-NE09RC.05 Vertex S+ |  | 0.41 | 19 | 208 | 27 |  | Fixed | Roof
NJADRE1554891374 | Administratively Determined Incentive Program | LINWOOD | 8221 | 19 | 7.79 | Residential | Behind the Meter | No | Net Metered Residential | Sun Up Zero Down |  | AC Electric | Accepted | 2023-10-23 | 2023-11-16 | 2024-11-16 | Meters | Enphase | TBD |  |  | 1 |  |  |  | Yes
NJADRE1554891374 | Administratively Determined Incentive Program | LINWOOD | 8221 | 19 | 7.79 | Residential | Behind the Meter | No | Net Metered Residential | Sun Up Zero Down |  | AC Electric | Accepted | 2023-10-23 | 2023-11-16 | 2024-11-16 | Inverters | Enphase | IQ8PLUS-72-2-US | 290 |  | 19 |  |  | 0.976 |  | Outdoor
NJADRE1554891380 | Administratively Determined Incentive Program | UNION | 7083 | 10 | 6.48 | Residential | Behind the Meter | Yes | Net Metered Residential | Pro Custom Solar dba Momentum Solar |  | PSE&G | Accepted | 2023-10-23 | 2023-11-16 | 2024-11-16 | Solar Panels | Â Q. PEAK DUO BLK-G10+405 | hawnha |  | 0.405 | 14 | 126 | 33 |  | Fixed | Roof
NJADRE1554891380 | Administratively Determined Incentive Program | UNION | 7083 | 10 | 6.48 | Residential | Behind the Meter | Yes | Net Metered Residential | Pro Custom Solar dba Momentum Solar |  | PSE&G | Accepted | 2023-10-23 | 2023-11-16 | 2024-11-16 | Solar Panels | Â Q. PEAK DUO BLK-G10+405 | hanwha |  | 0.405 | 2 | 306 | 33 |  | Fixed | Roof
NJADRE1554891380 | Administratively Determined Incentive Program | UNION | 7083 | 10 | 6.48 | Residential | Behind the Meter | Yes | Net Metered Residential | Pro Custom Solar dba Momentum Solar |  | PSE&G | Accepted | 2023-10-23 | 2023-11-16 | 2024-11-16 | Inverters | IQ8PLUS-72-2-US | enphase | 290 |  | 16 |  |  | 0.97 |  | Outdoor
NJADRE1554891394 | Administratively Determined Incentive Program | TINTON FALLS | 7701 | 17 | 4.62 | Residential | Behind the Meter | No | Net Metered Residential | EMT Renewables |  | JCP&L | Accepted | 2023-10-23 | 2023-11-15 | 2024-11-15 | Inverters | ENPHASE | IQ7x | 315 |  | 11 |  |  | 0.98 |  | Other | UNDER EACH PANEL
NJADRE1554891394 | Administratively Determined Incentive Program | TINTON FALLS | 7701 | 17 | 4.62 | Residential | Behind the Meter | No | Net Metered Residential | EMT Renewables |  | JCP&L | Accepted | 2023-10-23 | 2023-11-15 | 2024-11-15 | Solar Panels | REC ALPHA | REC 420 |  | 0.42 | 11 | 255 | 38 |  | Fixed | Roof
NJADRE1554891426 | Administratively Determined Incentive Program | WEST WINDSOR | 8550 | 12 | 12.56 | Residential | Behind the Meter | Yes | Net Metered Residential | SunnyMac LLC |  | PSE&G | Accepted | 2023-10-23 | 2023-11-16 | 2024-11-16 | Solar Panels | Q.PEAK DUO BLK ML-G10+ 405W | HANWHA |  | 0.405 | 4 | 185 | 20 |  | Fixed | Roof
NJADRE1554891426 | Administratively Determined Incentive Program | WEST WINDSOR | 8550 | 12 | 12.56 | Residential | Behind the Meter | Yes | Net Metered Residential | SunnyMac LLC |  | PSE&G | Accepted | 2023-10-23 | 2023-11-16 | 2024-11-16 | Solar Panels | Q.PEAK DUO BLK ML-G10+ 405W | HANWHA |  | 0.405 | 7 | 185 | 23 |  | Fixed | Roof
NJADRE1554891426 | Administratively Determined Incentive Program | WEST WINDSOR | 8550 | 12 | 12.56 | Residential | Behind the Meter | Yes | Net Metered Residential | SunnyMac LLC |  | PSE&G | Accepted | 2023-10-23 | 2023-11-16 | 2024-11-16 | Solar Panels | Q.PEAK DUO BLK ML-G10+ 405W | HANWHA |  | 0.405 | 17 | 275 | 22 |  | Fixed | Roof
NJADRE1554891426 | Administratively Determined Incentive Program | WEST WINDSOR | 8550 | 12 | 12.56 | Residential | Behind the Meter | Yes | Net Metered Residential | SunnyMac LLC |  | PSE&G | Accepted | 2023-10-23 | 2023-11-16 | 2024-11-16 | Solar Panels | Q.PEAK DUO BLK ML-G10+ 405W | HANWHA |  | 0.405 | 3 | 95 | 22 |  | Fixed | Roof
NJADRE1554891426 | Administratively Determined Incentive Program | WEST WINDSOR | 8550 | 12 | 12.56 | Residential | Behind the Meter | Yes | Net Metered Residential | SunnyMac LLC |  | PSE&G | Accepted | 2023-10-23 | 2023-11-16 | 2024-11-16 | Inverters | SE 11400H-US | Solaredge | 11400 |  | 1 |  |  | 0.1 |  | Outdoor | NEXT TO METER
NJADRE1554891430 | Administratively Determined Incentive Program | NEWTON | 7860 | 1 | 13.77 | Residential | Behind the Meter | Yes | Net Metered Residential | Pro Custom Solar dba Momentum Solar |  | JCP&L | Accepted | 2023-10-23 | 2023-11-16 | 2024-11-16 | Solar Panels | Â Q. PEAK DUO BLK-G10+405 | hawnha |  | 0.405 | 7 | 308 | 32 |  | Fixed | Roof
NJADRE1554891430 | Administratively Determined Incentive Program | NEWTON | 7860 | 1 | 13.77 | Residential | Behind the Meter | Yes | Net Metered Residential | Pro Custom Solar dba Momentum Solar |  | JCP&L | Accepted | 2023-10-23 | 2023-11-16 | 2024-11-16 | Solar Panels | Â Q. PEAK DUO BLK-G10+405 | hawnha |  | 0.405 | 6 | 219 | 35 |  | Fixed | Roof
NJADRE1554891430 | Administratively Determined Incentive Program | NEWTON | 7860 | 1 | 13.77 | Residential | Behind the Meter | Yes | Net Metered Residential | Pro Custom Solar dba Momentum Solar |  | JCP&L | Accepted | 2023-10-23 | 2023-11-16 | 2024-11-16 | Solar Panels | Â Q. PEAK DUO BLK-G10+405 | hanwha |  | 0.405 | 6 | 39 | 34 |  | Fixed | Roof
NJADRE1554891430 | Administratively Determined Incentive Program | NEWTON | 7860 | 1 | 13.77 | Residential | Behind the Meter | Yes | Net Metered Residential | Pro Custom Solar dba Momentum Solar |  | JCP&L | Accepted | 2023-10-23 | 2023-11-16 | 2024-11-16 | Solar Panels | Â Q. PEAK DUO BLK-G10+405 | hanwha |  | 0.405 | 3 | 213 | 34 |  | Fixed | Roof
NJADRE1554891430 | Administratively Determined Incentive Program | NEWTON | 7860 | 1 | 13.77 | Residential | Behind the Meter | Yes | Net Metered Residential | Pro Custom Solar dba Momentum Solar |  | JCP&L | Accepted | 2023-10-23 | 2023-11-16 | 2024-11-16 | Solar Panels | Â Q. PEAK DUO BLK-G10+405 | hawnha |  | 0.405 | 3 | 38 | 33 |  | Fixed | Roof
NJADRE1554891430 | Administratively Determined Incentive Program | NEWTON | 7860 | 1 | 13.77 | Residential | Behind the Meter | Yes | Net Metered Residential | Pro Custom Solar dba Momentum Solar |  | JCP&L | Accepted | 2023-10-23 | 2023-11-16 | 2024-11-16 | Solar Panels | Â Q. PEAK DUO BLK-G10+405 | hawnha |  | 0.405 | 9 | 128 | 33 |  | Fixed | Roof
NJADRE1554891430 | Administratively Determined Incentive Program | NEWTON | 7860 | 1 | 13.77 | Residential | Behind the Meter | Yes | Net Metered Residential | Pro Custom Solar dba Momentum Solar |  | JCP&L | Accepted | 2023-10-23 | 2023-11-16 | 2024-11-16 | Inverters | IQ8PLUS-72-2-US | enphase | 290 |  | 34 |  |  | 0.97 |  | Outdoor
NJADRE1554891439 | Administratively Determined Incentive Program | ROSELLE | 7203 | 10 | 12.07 | Residential | Behind the Meter | Yes | Net Metered Residential | Vision Solar LLC |  | PSE&G | Accepted | 2023-10-23 | 2023-11-15 | 2024-11-15 | Inverters | Enphase | IQ7-60-2-US | 240 |  | 34 |  |  | 0.97 |  | Outdoor
NJADRE1554891439 | Administratively Determined Incentive Program | ROSELLE | 7203 | 10 | 12.07 | Residential | Behind the Meter | Yes | Net Metered Residential | Vision Solar LLC |  | PSE&G | Accepted | 2023-10-23 | 2023-11-15 | 2024-11-15 | Solar Panels | LONGI | LR4-60HPB- 355M |  | 0.355 | 11 | 169 | 32 |  | Fixed | Roof
NJADRE1554891439 | Administratively Determined Incentive Program | ROSELLE | 7203 | 10 | 12.07 | Residential | Behind the Meter | Yes | Net Metered Residential | Vision Solar LLC |  | PSE&G | Accepted | 2023-10-23 | 2023-11-15 | 2024-11-15 | Solar Panels | LONGI | LR4-60HPB- 355M |  | 0.355 | 9 | 170 | 5 |  | Fixed | Roof
NJADRE1554891439 | Administratively Determined Incentive Program | ROSELLE | 7203 | 10 | 12.07 | Residential | Behind the Meter | Yes | Net Metered Residential | Vision Solar LLC |  | PSE&G | Accepted | 2023-10-23 | 2023-11-15 | 2024-11-15 | Solar Panels | LONGI | LR4-60HPB- 355M |  | 0.355 | 11 | 349 | 32 |  | Fixed | Roof
NJADRE1554891439 | Administratively Determined Incentive Program | ROSELLE | 7203 | 10 | 12.07 | Residential | Behind the Meter | Yes | Net Metered Residential | Vision Solar LLC |  | PSE&G | Accepted | 2023-10-23 | 2023-11-15 | 2024-11-15 | Solar Panels | LONGI | LR4-60HPB- 355M |  | 0.355 | 3 | 349 | 12 |  | Fixed | Roof
NJADRE1554891440 | Administratively Determined Incentive Program | MATAWAN | 7747 | 17 | 9.72 | Residential | Behind the Meter | No | Net Metered Residential | Tesla Energy Operations Inc |  | JCP&L | Accepted | 2023-10-23 | 2023-11-15 | 2024-11-15 | Inverters | 1538000-45-A | Tesla | 7600 |  | 1 |  |  | 0.98 |  | Outside
NJADRE1554891440 | Administratively Determined Incentive Program | MATAWAN | 7747 | 17 | 9.72 | Residential | Behind the Meter | No | Net Metered Residential | Tesla Energy Operations Inc |  | JCP&L | Accepted | 2023-10-23 | 2023-11-15 | 2024-11-15 | Solar Panels | Hanwha | # Q.PEAK DUO BLK ML-G10+/TS 405 |  | 0.405 | 8 | 353 | 27 |  | Fixed | Roof
NJADRE1554891440 | Administratively Determined Incentive Program | MATAWAN | 7747 | 17 | 9.72 | Residential | Behind the Meter | No | Net Metered Residential | Tesla Energy Operations Inc |  | JCP&L | Accepted | 2023-10-23 | 2023-11-15 | 2024-11-15 | Solar Panels | Hanwha | # Q.PEAK DUO BLK ML-G10+/TS 405 |  | 0.405 | 9 | 173 | 27 |  | Fixed | Roof
NJADRE1554891440 | Administratively Determined Incentive Program | MATAWAN | 7747 | 17 | 9.72 | Residential | Behind the Meter | No | Net Metered Residential | Tesla Energy Operations Inc |  | JCP&L | Accepted | 2023-10-23 | 2023-11-15 | 2024-11-15 | Solar Panels | Hanwha | # Q.PEAK DUO BLK ML-G10+/TS 405 |  | 0.405 | 3 | 173 | 43 |  | Fixed | Roof
NJADRE1554891440 | Administratively Determined Incentive Program | MATAWAN | 7747 | 17 | 9.72 | Residential | Behind the Meter | No | Net Metered Residential | Tesla Energy Operations Inc |  | JCP&L | Accepted | 2023-10-23 | 2023-11-15 | 2024-11-15 | Solar Panels | Hanwha | # Q.PEAK DUO BLK ML-G10+/TS 405 |  | 0.405 | 4 | 353 | 43 |  | Fixed | Roof
NJADRE1554891465 | Administratively Determined Incentive Program | MOUNT HOLLY | 8060 | 13 | 6.08 | Residential | Behind the Meter | Yes | Net Metered Residential | Skyline Solar LLC |  | PSE&G | Accepted | 2023-10-23 | 2023-11-17 | 2024-11-17 | Solar Panels | Q CELLS | Q.PEAK DUO ML-G10.A+ |  | 0.405 | 4 | 242 | 37 |  | Fixed | Roof
NJADRE1554891465 | Administratively Determined Incentive Program | MOUNT HOLLY | 8060 | 13 | 6.08 | Residential | Behind the Meter | Yes | Net Metered Residential | Skyline Solar LLC |  | PSE&G | Accepted | 2023-10-23 | 2023-11-17 | 2024-11-17 | Solar Panels | Q CELLS | Q.PEAK DUO ML-G10.A+ |  | 0.405 | 8 | 62 | 37 |  | Fixed | Roof
NJADRE1554891465 | Administratively Determined Incentive Program | MOUNT HOLLY | 8060 | 13 | 6.08 | Residential | Behind the Meter | Yes | Net Metered Residential | Skyline Solar LLC |  | PSE&G | Accepted | 2023-10-23 | 2023-11-17 | 2024-11-17 | Solar Panels | Q CELLS | Q.PEAK DUO ML-G10.A+ |  | 0.405 | 3 | 62 | 28 |  | Fixed | Roof
NJADRE1554891465 | Administratively Determined Incentive Program | MOUNT HOLLY | 8060 | 13 | 6.08 | Residential | Behind the Meter | Yes | Net Metered Residential | Skyline Solar LLC |  | PSE&G | Accepted | 2023-10-23 | 2023-11-17 | 2024-11-17 | Inverters | SOLAREDGE | SE5000H-US | 5000 |  | 1 |  |  | 0.992 |  | Outdoor
NJADRE1554891474 | Administratively Determined Incentive Program | COLONIA | 7067 | 10 | 7.2 | Residential | Behind the Meter | Yes | Net Metered Residential | SunnyMac LLC |  | PSE&G | Accepted | 2023-10-23 | 2023-11-16 | 2024-11-16 | Solar Panels | Q.PEAK DUO BLK ML-G10+ 405W | HANWHA |  | 0.4 | 5 | 187 | 37 |  | Fixed | Roof
NJADRE1554891474 | Administratively Determined Incentive Program | COLONIA | 7067 | 10 | 7.2 | Residential | Behind the Meter | Yes | Net Metered Residential | SunnyMac LLC |  | PSE&G | Accepted | 2023-10-23 | 2023-11-16 | 2024-11-16 | Solar Panels | Q.PEAK DUO BLK ML-G10+ 405W | HANWHA |  | 0.4 | 5 | 97 | 37 |  | Fixed | Roof
NJADRE1554891474 | Administratively Determined Incentive Program | COLONIA | 7067 | 10 | 7.2 | Residential | Behind the Meter | Yes | Net Metered Residential | SunnyMac LLC |  | PSE&G | Accepted | 2023-10-23 | 2023-11-16 | 2024-11-16 | Solar Panels | Q.PEAK DUO BLK ML-G10+ 405W | HANWHA |  | 0.4 | 4 | 97 | 37 |  | Fixed | Roof
NJADRE1554891474 | Administratively Determined Incentive Program | COLONIA | 7067 | 10 | 7.2 | Residential | Behind the Meter | Yes | Net Metered Residential | SunnyMac LLC |  | PSE&G | Accepted | 2023-10-23 | 2023-11-16 | 2024-11-16 | Solar Panels | Q.PEAK DUO BLK ML-G10+ 405W | HANWHA |  | 0.4 | 4 | 277 | 37 |  | Fixed | Roof
NJADRE1554891474 | Administratively Determined Incentive Program | COLONIA | 7067 | 10 | 7.2 | Residential | Behind the Meter | Yes | Net Metered Residential | SunnyMac LLC |  | PSE&G | Accepted | 2023-10-23 | 2023-11-16 | 2024-11-16 | Inverters | SE 5000H-US | Solaredge | 5000 |  | 1 |  |  | 0.1 |  | Outdoor | NEXT TO METER
NJADRE1554891488 | Administratively Determined Incentive Program | TOMS RIVER | 8753 | 18 | 9.66 | Residential | Behind the Meter | Yes | Net Metered Residential | EMT Renewables |  | JCP&L | Accepted | 2023-10-23 | 2023-11-15 | 2024-11-15 | Inverters | ENPHASE | IQ7x | 315 |  | 23 |  |  | 0.98 |  | Other | UNDER EACH PANEL
NJADRE1554891488 | Administratively Determined Incentive Program | TOMS RIVER | 8753 | 18 | 9.66 | Residential | Behind the Meter | Yes | Net Metered Residential | EMT Renewables |  | JCP&L | Accepted | 2023-10-23 | 2023-11-15 | 2024-11-15 | Solar Panels | REC ALPHA | REC 420 |  | 0.42 | 12 | 20 | 25 |  | Fixed | Roof
NJADRE1554891488 | Administratively Determined Incentive Program | TOMS RIVER | 8753 | 18 | 9.66 | Residential | Behind the Meter | Yes | Net Metered Residential | EMT Renewables |  | JCP&L | Accepted | 2023-10-23 | 2023-11-15 | 2024-11-15 | Solar Panels | REC ALPHA | REC 420 |  | 0.42 | 11 | 200 | 25 |  | Fixed | Roof
NJADRE1554891500 | Administratively Determined Incentive Program | HAWTHORNE | 7506 | 6 | 3.65 | Residential | Behind the Meter | Yes | Net Metered Residential | Trinity Solar |  | PSE&G | Accepted | 2023-10-23 | 2023-11-16 | 2024-11-16 | Solar Panels | HANWHA 405 (Q.PEAK DUO BLK ML-G10+ 405) | HANWHA 405 (Q.PEAK DUO BLK ML-G10+ 405) |  | 0.405 | 9 | 172 | 34 |  | Fixed | Roof
NJADRE1554891500 | Administratively Determined Incentive Program | HAWTHORNE | 7506 | 6 | 3.65 | Residential | Behind the Meter | Yes | Net Metered Residential | Trinity Solar |  | PSE&G | Accepted | 2023-10-23 | 2023-11-16 | 2024-11-16 | Inverters | Solar Edge | SE3000H-US | 3000 |  | 1 |  |  | 0.97 |  | Outside
NJADRE1554891506 | Administratively Determined Incentive Program | FAIR LAWN | 7410 | 7 | 8.4 | Residential | Behind the Meter | No | Net Metered Residential | Freedom Forever New Jersey LLC |  | PSE&G | Accepted | 2023-10-25 | 2023-11-21 | 2024-11-21 | Inverters | Solar Edge | SE7600H-US | 7600 |  | 1 |  |  | 0.99 |  | Outdoor
NJADRE1554891506 | Administratively Determined Incentive Program | FAIR LAWN | 7410 | 7 | 8.4 | Residential | Behind the Meter | No | Net Metered Residential | Freedom Forever New Jersey LLC |  | PSE&G | Accepted | 2023-10-25 | 2023-11-21 | 2024-11-21 | Solar Panels | Longi | LR4-60HPB-350M (350W) |  | 0.35 | 6 | 160 | 27 |  | Fixed | Roof
NJADRE1554891506 | Administratively Determined Incentive Program | FAIR LAWN | 7410 | 7 | 8.4 | Residential | Behind the Meter | No | Net Metered Residential | Freedom Forever New Jersey LLC |  | PSE&G | Accepted | 2023-10-25 | 2023-11-21 | 2024-11-21 | Solar Panels | Longi | LR4-60HPB-350M (350W) |  | 0.35 | 6 | 250 | 27 |  | Fixed | Roof
NJADRE1554891506 | Administratively Determined Incentive Program | FAIR LAWN | 7410 | 7 | 8.4 | Residential | Behind the Meter | No | Net Metered Residential | Freedom Forever New Jersey LLC |  | PSE&G | Accepted | 2023-10-25 | 2023-11-21 | 2024-11-21 | Solar Panels | Longi | LR4-60HPB-350M (350W) |  | 0.35 | 12 | 70 | 27 |  | Fixed | Roof
NJADRE1554891532 | Administratively Determined Incentive Program | CAMDEN | 8104 | 14 | 3.24 | Residential | Behind the Meter | Yes | Net Metered Residential | Trinity Solar |  | PSE&G | Accepted | 2023-10-23 | 2023-11-16 | 2024-11-16 | Solar Panels | HANWHA 405 (Q.PEAK DUO BLK ML-G10+ 405 | HANWHA 405 (Q.PEAK DUO BLK ML-G10+ 405 |  | 0.405 | 4 | 112 | 5 |  | Fixed | Roof
NJADRE1554891532 | Administratively Determined Incentive Program | CAMDEN | 8104 | 14 | 3.24 | Residential | Behind the Meter | Yes | Net Metered Residential | Trinity Solar |  | PSE&G | Accepted | 2023-10-23 | 2023-11-16 | 2024-11-16 | Solar Panels | HANWHA 405 (Q.PEAK DUO BLK ML-G10+ 405 | HANWHA 405 (Q.PEAK DUO BLK ML-G10+ 405 |  | 0.405 | 4 | 292 | 5 |  | Fixed | Roof
NJADRE1554891532 | Administratively Determined Incentive Program | CAMDEN | 8104 | 14 | 3.24 | Residential | Behind the Meter | Yes | Net Metered Residential | Trinity Solar |  | PSE&G | Accepted | 2023-10-23 | 2023-11-16 | 2024-11-16 | Inverters | Solar Edge | SE3000H-US | 3000 |  | 1 |  |  | 0.97 |  | Outside
NJADRE1554891537 | Administratively Determined Incentive Program | Berlin | 8009 | 14 | 4.62 | Residential | Behind the Meter | No | Net Metered Residential | EMT Renewables |  | AC Electric | Accepted | 2023-10-23 | 2023-11-16 | 2024-11-16 | Inverters | ENPHASE | IQ7x | 315 |  | 11 |  |  | 0.98 |  | Other | UNDER EACH PANEL
NJADRE1554891537 | Administratively Determined Incentive Program | Berlin | 8009 | 14 | 4.62 | Residential | Behind the Meter | No | Net Metered Residential | EMT Renewables |  | AC Electric | Accepted | 2023-10-23 | 2023-11-16 | 2024-11-16 | Solar Panels | REC ALPHA | REC 420 |  | 0.42 | 11 | 212 | 34 |  | Fixed | Roof
NJADRE1554891546 | Administratively Determined Incentive Program | MOUNT LAUREL TWP | 8054 | 13 | 21.06 | Residential | Behind the Meter | No | Net Metered Residential | Tesla Energy Operations Inc |  | PSE&G | Accepted | 2023-10-23 | 2023-11-16 | 2024-11-16 | Inverters | Tesla | 1538000-45-A | 7600 |  | 2 |  |  | 0.98 |  | Outside
NJADRE1554891546 | Administratively Determined Incentive Program | MOUNT LAUREL TWP | 8054 | 13 | 21.06 | Residential | Behind the Meter | No | Net Metered Residential | Tesla Energy Operations Inc |  | PSE&G | Accepted | 2023-10-23 | 2023-11-16 | 2024-11-16 | Solar Panels | Hanwha | # Q.PEAK DUO BLK ML-G10+/TS 405 |  | 0.405 | 19 | 139 | 30 |  | Fixed | Roof
NJADRE1554891546 | Administratively Determined Incentive Program | MOUNT LAUREL TWP | 8054 | 13 | 21.06 | Residential | Behind the Meter | No | Net Metered Residential | Tesla Energy Operations Inc |  | PSE&G | Accepted | 2023-10-23 | 2023-11-16 | 2024-11-16 | Solar Panels | Hanwha | # Q.PEAK DUO BLK ML-G10+/TS 405 |  | 0.405 | 20 | 319 | 30 |  | Fixed | Roof
NJADRE1554891546 | Administratively Determined Incentive Program | MOUNT LAUREL TWP | 8054 | 13 | 21.06 | Residential | Behind the Meter | No | Net Metered Residential | Tesla Energy Operations Inc |  | PSE&G | Accepted | 2023-10-23 | 2023-11-16 | 2024-11-16 | Solar Panels | Hanwha | # Q.PEAK DUO BLK ML-G10+/TS 405 |  | 0.405 | 2 | 319 | 30 |  | Fixed | Roof
NJADRE1554891546 | Administratively Determined Incentive Program | MOUNT LAUREL TWP | 8054 | 13 | 21.06 | Residential | Behind the Meter | No | Net Metered Residential | Tesla Energy Operations Inc |  | PSE&G | Accepted | 2023-10-23 | 2023-11-16 | 2024-11-16 | Solar Panels | Hanwha | # Q.PEAK DUO BLK ML-G10+/TS 405 |  | 0.405 | 6 | 319 | 30 |  | Fixed | Roof
NJADRE1554891546 | Administratively Determined Incentive Program | MOUNT LAUREL TWP | 8054 | 13 | 21.06 | Residential | Behind the Meter | No | Net Metered Residential | Tesla Energy Operations Inc |  | PSE&G | Accepted | 2023-10-23 | 2023-11-16 | 2024-11-16 | Solar Panels | Hanwha | # Q.PEAK DUO BLK ML-G10+/TS 405 |  | 0.405 | 5 | 139 | 30 |  | Fixed | Roof
NJADRE1554891555 | Administratively Determined Incentive Program | SOUTH PLAINFIELD | 7080 | 11 | 4.05 | Residential | Behind the Meter | Yes | Net Metered Residential | Pro Custom Solar dba Momentum Solar |  | PSE&G | Accepted | 2023-10-23 | 2023-11-16 | 2024-11-16 | Solar Panels | Â Q. PEAK DUO BLK-G10+405 | hawnha |  | 0.405 | 3 | 17 | 16 |  | Fixed | Roof
NJADRE1554891555 | Administratively Determined Incentive Program | SOUTH PLAINFIELD | 7080 | 11 | 4.05 | Residential | Behind the Meter | Yes | Net Metered Residential | Pro Custom Solar dba Momentum Solar |  | PSE&G | Accepted | 2023-10-23 | 2023-11-16 | 2024-11-16 | Solar Panels | Â Q. PEAK DUO BLK-G10+405 | hawnha |  | 0.405 | 5 | 84 | 23 |  | Fixed | Roof
NJADRE1554891555 | Administratively Determined Incentive Program | SOUTH PLAINFIELD | 7080 | 11 | 4.05 | Residential | Behind the Meter | Yes | Net Metered Residential | Pro Custom Solar dba Momentum Solar |  | PSE&G | Accepted | 2023-10-23 | 2023-11-16 | 2024-11-16 | Solar Panels | Â Q. PEAK DUO BLK-G10+405 | hawnha |  | 0.405 | 2 | 354 | 16 |  | Fixed | Roof
NJADRE1554891555 | Administratively Determined Incentive Program | SOUTH PLAINFIELD | 7080 | 11 | 4.05 | Residential | Behind the Meter | Yes | Net Metered Residential | Pro Custom Solar dba Momentum Solar |  | PSE&G | Accepted | 2023-10-23 | 2023-11-16 | 2024-11-16 | Inverters | IQ8PLUS-72-2-US | enphase | 290 |  | 10 |  |  | 0.97 |  | Outdoor
NJADRE1554891593 | Administratively Determined Incentive Program | BLOOMSBURY | 8804 | 4 | 6.48 | Residential | Behind the Meter | No | Net Metered Residential | Tesla Energy Operations Inc |  | JCP&L | Accepted | 2023-10-23 | 2023-11-16 | 2024-11-16 | Solar Panels | Hanwha | Q.PEAK DUO BLK ML-G10+/TS 405: PV Module, 405W |  | 0.405 | 16 | 163 | 34 |  | Fixed | Roof
NJADRE1554891593 | Administratively Determined Incentive Program | BLOOMSBURY | 8804 | 4 | 6.48 | Residential | Behind the Meter | No | Net Metered Residential | Tesla Energy Operations Inc |  | JCP&L | Accepted | 2023-10-23 | 2023-11-16 | 2024-11-16 | Inverters | Tesla | #1850000-00-C | 7600 |  | 1 |  |  | 0.98 |  | Outdoor
NJADRE1554891593 | Administratively Determined Incentive Program | BLOOMSBURY | 8804 | 4 | 6.48 | Residential | Behind the Meter | No | Net Metered Residential | Tesla Energy Operations Inc |  | JCP&L | Accepted | 2023-10-23 | 2023-11-16 | 2024-11-16 | Electric Storage Battery | Tesla | Ac Powerwall 2.0 |  |  | 1 |  |  |  | Lithium Ion |  | OUTSIDE
NJADRE1554891616 | Administratively Determined Incentive Program | WILLIAMSTOWN | 8094 | 15 | 17.82 | Residential | Behind the Meter | Yes | Net Metered Residential | EMT Renewables |  | AC Electric | Accepted | 2023-10-23 | 2023-11-16 | 2024-11-16 | Inverters | ENPHASE | IQ8+ | 290 |  | 44 |  |  | 0.98 |  | Other | UNDER EACH PANEL
NJADRE1554891616 | Administratively Determined Incentive Program | WILLIAMSTOWN | 8094 | 15 | 17.82 | Residential | Behind the Meter | Yes | Net Metered Residential | EMT Renewables |  | AC Electric | Accepted | 2023-10-23 | 2023-11-16 | 2024-11-16 | Solar Panels | Q CELLS | Q PEAK DUO BLK |  | 0.405 | 28 | 160 | 25 |  | Fixed | Roof
NJADRE1554891616 | Administratively Determined Incentive Program | WILLIAMSTOWN | 8094 | 15 | 17.82 | Residential | Behind the Meter | Yes | Net Metered Residential | EMT Renewables |  | AC Electric | Accepted | 2023-10-23 | 2023-11-16 | 2024-11-16 | Solar Panels | Q CELLS | Q PEAK DUO BLK |  | 0.405 | 12 | 340 | 25 |  | Fixed | Roof
NJADRE1554891616 | Administratively Determined Incentive Program | WILLIAMSTOWN | 8094 | 15 | 17.82 | Residential | Behind the Meter | Yes | Net Metered Residential | EMT Renewables |  | AC Electric | Accepted | 2023-10-23 | 2023-11-16 | 2024-11-16 | Solar Panels | Q CELLS | Q PEAK DUO BLK |  | 0.405 | 4 | 159 | 29 |  | Fixed | Roof
NJADRE1554891625 | Administratively Determined Incentive Program | NEW PROVIDENCE | 7974 | 10 | 21.06 | Residential | Behind the Meter | No | Net Metered Residential | Tesla Energy Operations Inc |  | JCP&L | Accepted | 2023-10-23 | 2023-11-16 | 2024-11-16 | Electric Storage Battery | Tesla | AC Powerwall 2.0 |  |  | 2 |  |  |  | Lithium Ion |  | Outside
NJADRE1554891625 | Administratively Determined Incentive Program | NEW PROVIDENCE | 7974 | 10 | 21.06 | Residential | Behind the Meter | No | Net Metered Residential | Tesla Energy Operations Inc |  | JCP&L | Accepted | 2023-10-23 | 2023-11-16 | 2024-11-16 | Inverters | #1850000-00-C | Tesla | 7600 |  | 2 |  |  | 0.98 |  | Outside
NJADRE1554891625 | Administratively Determined Incentive Program | NEW PROVIDENCE | 7974 | 10 | 21.06 | Residential | Behind the Meter | No | Net Metered Residential | Tesla Energy Operations Inc |  | JCP&L | Accepted | 2023-10-23 | 2023-11-16 | 2024-11-16 | Inverters | 1538000-45-A | Tesla | 7600 |  | 1 |  |  | 0.98 |  | Outside
NJADRE1554891625 | Administratively Determined Incentive Program | NEW PROVIDENCE | 7974 | 10 | 21.06 | Residential | Behind the Meter | No | Net Metered Residential | Tesla Energy Operations Inc |  | JCP&L | Accepted | 2023-10-23 | 2023-11-16 | 2024-11-16 | Solar Panels | Hanwha | # Q.PEAK DUO BLK ML-G10+/TS 405 |  | 0.405 | 18 | 52 | 20 |  | Fixed | Roof
NJADRE1554891625 | Administratively Determined Incentive Program | NEW PROVIDENCE | 7974 | 10 | 21.06 | Residential | Behind the Meter | No | Net Metered Residential | Tesla Energy Operations Inc |  | JCP&L | Accepted | 2023-10-23 | 2023-11-16 | 2024-11-16 | Solar Panels | Hanwha | # Q.PEAK DUO BLK ML-G10+/TS 405 |  | 0.405 | 7 | 232 | 20 |  | Fixed | Roof
NJADRE1554891625 | Administratively Determined Incentive Program | NEW PROVIDENCE | 7974 | 10 | 21.06 | Residential | Behind the Meter | No | Net Metered Residential | Tesla Energy Operations Inc |  | JCP&L | Accepted | 2023-10-23 | 2023-11-16 | 2024-11-16 | Solar Panels | Hanwha | # Q.PEAK DUO BLK ML-G10+/TS 405 |  | 0.405 | 12 | 322 | 20 |  | Fixed | Roof
NJADRE1554891625 | Administratively Determined Incentive Program | NEW PROVIDENCE | 7974 | 10 | 21.06 | Residential | Behind the Meter | No | Net Metered Residential | Tesla Energy Operations Inc |  | JCP&L | Accepted | 2023-10-23 | 2023-11-16 | 2024-11-16 | Solar Panels | Hanwha | # Q.PEAK DUO BLK ML-G10+/TS 405 |  | 0.405 | 10 | 142 | 20 |  | Fixed | Roof
NJADRE1554891625 | Administratively Determined Incentive Program | NEW PROVIDENCE | 7974 | 10 | 21.06 | Residential | Behind the Meter | No | Net Metered Residential | Tesla Energy Operations Inc |  | JCP&L | Accepted | 2023-10-23 | 2023-11-16 | 2024-11-16 | Solar Panels | Hanwha | # Q.PEAK DUO BLK ML-G10+/TS 405 |  | 0.405 | 5 | 231 | 18 |  | Fixed | Roof
NJADRE1554891654 | Administratively Determined Incentive Program | BURLNGTN TWP | 8016 | 13 | 8.28 | Residential | Behind the Meter | No | Net Metered Residential | Vision Solar LLC |  | PSE&G | Accepted | 2023-10-23 | 2023-11-16 | 2024-11-16 | Inverters | SolarEdge | SE6000H-USRGM | 6 |  | 1 |  |  | 0.97 |  | Outdoor
NJADRE1554891654 | Administratively Determined Incentive Program | BURLNGTN TWP | 8016 | 13 | 8.28 | Residential | Behind the Meter | No | Net Metered Residential | Vision Solar LLC |  | PSE&G | Accepted | 2023-10-23 | 2023-11-16 | 2024-11-16 | Solar Panels | ZNSHINE SOLAR | ZXM6-NH120-360/M |  | 0.36 | 23 | 338 | 30 |  | Fixed | Roof
NJADRE1554891668 | Administratively Determined Incentive Program | LINDEN | 7036 | 10 | 8.8 | Residential | Behind the Meter | No | Net Metered Residential | Powerlutions |  | PSE&G | Accepted | 2023-10-23 | 2023-11-16 | 2024-11-16 | Solar Panels | Silfab | SIL-400 HC+ |  | 0.4 | 16 | 151 | 26 |  | Fixed | Roof
NJADRE1554891668 | Administratively Determined Incentive Program | LINDEN | 7036 | 10 | 8.8 | Residential | Behind the Meter | No | Net Metered Residential | Powerlutions |  | PSE&G | Accepted | 2023-10-23 | 2023-11-16 | 2024-11-16 | Solar Panels | Silfab | SIL-400 HC+ |  | 0.4 | 3 | 151 | 32 |  | Fixed | Roof
NJADRE1554891668 | Administratively Determined Incentive Program | LINDEN | 7036 | 10 | 8.8 | Residential | Behind the Meter | No | Net Metered Residential | Powerlutions |  | PSE&G | Accepted | 2023-10-23 | 2023-11-16 | 2024-11-16 | Solar Panels | Silfab | SIL-400 HC+ |  | 0.4 | 3 | 241 | 32 |  | Fixed | Roof
NJADRE1554891668 | Administratively Determined Incentive Program | LINDEN | 7036 | 10 | 8.8 | Residential | Behind the Meter | No | Net Metered Residential | Powerlutions |  | PSE&G | Accepted | 2023-10-23 | 2023-11-16 | 2024-11-16 | Inverters | ENPHASE | IQ7PLUS-72-2-US | 290 |  | 22 |  |  | 0.98 |  | Outdoor
NJADRE1554891748 | Administratively Determined Incentive Program | PLEASANTVILLE | 8232 | 19 | 17.01 | Residential | Behind the Meter | No | Net Metered Residential | EMT Renewables |  | AC Electric | Accepted | 2023-10-23 | 2023-11-16 | 2024-11-16 | Inverters | ENPHASE | IQ8+ | 290 |  | 42 |  |  | 0.98 |  | Other | UNDER EACH PANEL
NJADRE1554891748 | Administratively Determined Incentive Program | PLEASANTVILLE | 8232 | 19 | 17.01 | Residential | Behind the Meter | No | Net Metered Residential | EMT Renewables |  | AC Electric | Accepted | 2023-10-23 | 2023-11-16 | 2024-11-16 | Solar Panels | Q CELLS | Q PEAK DUO BLK |  | 0.405 | 31 | 202 | 13 |  | Fixed | Roof
NJADRE1554891748 | Administratively Determined Incentive Program | PLEASANTVILLE | 8232 | 19 | 17.01 | Residential | Behind the Meter | No | Net Metered Residential | EMT Renewables |  | AC Electric | Accepted | 2023-10-23 | 2023-11-16 | 2024-11-16 | Solar Panels | Q CELLS | Q PEAK DUO BLK |  | 0.405 | 2 | 112 | 15 |  | Fixed | Roof
NJADRE1554891748 | Administratively Determined Incentive Program | PLEASANTVILLE | 8232 | 19 | 17.01 | Residential | Behind the Meter | No | Net Metered Residential | EMT Renewables |  | AC Electric | Accepted | 2023-10-23 | 2023-11-16 | 2024-11-16 | Solar Panels | Q CELLS | Q PEAK DUO BLK |  | 0.405 | 7 | 202 | 19 |  | Fixed | Roof
NJADRE1554891748 | Administratively Determined Incentive Program | PLEASANTVILLE | 8232 | 19 | 17.01 | Residential | Behind the Meter | No | Net Metered Residential | EMT Renewables |  | AC Electric | Accepted | 2023-10-23 | 2023-11-16 | 2024-11-16 | Solar Panels | Q CELLS | Q PEAK DUO BLK |  | 0.405 | 2 | 22 | 15 |  | Fixed | Roof
NJADRE1554891754 | Administratively Determined Incentive Program | WEST MILFORD | 7480 | 6 | 14.35 | Residential | Behind the Meter | No | Net Metered Residential | United Solar |  | JCP&L | Accepted | 2023-10-23 | 2023-11-29 | 2024-11-29 | Solar Panels | Silfab Solar | SIL-410 BG |  | 0.41 | 35 | 275 , 95 | 33 |  | Fixed | Roof
NJADRE1554891754 | Administratively Determined Incentive Program | WEST MILFORD | 7480 | 6 | 14.35 | Residential | Behind the Meter | No | Net Metered Residential | United Solar |  | JCP&L | Accepted | 2023-10-23 | 2023-11-29 | 2024-11-29 | Inverters | SOLAREDGE | SE11400H-US | 11400 |  | 1 |  |  | 0.99 |  | Outside
NJADRE1554891757 | Administratively Determined Incentive Program | MAGNOLIA | 8049 | 14 | 5.2 | Residential | Behind the Meter | No | Net Metered Residential | Power Energy Solutions |  | PSE&G | Accepted | 2023-10-23 | 2023-11-21 | 2024-11-21 | Solar Panels | SIL-400 HC+ | SILFAB SOLAR |  | 0.4 | 5 | 163 | 20 |  | Fixed | Roof | ROOFTOP
NJADRE1554891757 | Administratively Determined Incentive Program | MAGNOLIA | 8049 | 14 | 5.2 | Residential | Behind the Meter | No | Net Metered Residential | Power Energy Solutions |  | PSE&G | Accepted | 2023-10-23 | 2023-11-21 | 2024-11-21 | Solar Panels | SIL-400 HC+ | SILFAB SOLAR |  | 0.4 | 2 | 253 | 20 |  | Fixed | Roof | ROOFTOP
NJADRE1554891757 | Administratively Determined Incentive Program | MAGNOLIA | 8049 | 14 | 5.2 | Residential | Behind the Meter | No | Net Metered Residential | Power Energy Solutions |  | PSE&G | Accepted | 2023-10-23 | 2023-11-21 | 2024-11-21 | Solar Panels | SIL-400 HC+ | SILFAB SOLAR |  | 0.4 | 3 | 73 | 20 |  | Fixed | Roof | ROOFTOP
NJADRE1554891757 | Administratively Determined Incentive Program | MAGNOLIA | 8049 | 14 | 5.2 | Residential | Behind the Meter | No | Net Metered Residential | Power Energy Solutions |  | PSE&G | Accepted | 2023-10-23 | 2023-11-21 | 2024-11-21 | Solar Panels | SIL-400 HC+ | SILFAB SOLAR |  | 0.4 | 3 | 253 | 20 |  | Fixed | Roof | ROOFTOP
NJADRE1554891757 | Administratively Determined Incentive Program | MAGNOLIA | 8049 | 14 | 5.2 | Residential | Behind the Meter | No | Net Metered Residential | Power Energy Solutions |  | PSE&G | Accepted | 2023-10-23 | 2023-11-21 | 2024-11-21 | Inverters | SE3800H-US | SOLAREDGE | 3800 |  | 1 |  |  | 0.99 |  | Outside | ROOFTOP
NJADRE1554891780 | Administratively Determined Incentive Program | MONROE TOWNSHIP | 8831 | 11 | 12.96 | Residential | Behind the Meter | No | Net Metered Residential | Tesla Energy Operations Inc |  | JCP&L | Accepted | 2023-10-23 | 2023-11-16 | 2024-11-16 | Solar Panels | Hanwha | Q.PEAK DUO BLK ML-G10+/TS 405: PV Module, 405W |  | 0.405 | 6 | 56 | 34 |  | Fixed | Roof
NJADRE1554891780 | Administratively Determined Incentive Program | MONROE TOWNSHIP | 8831 | 11 | 12.96 | Residential | Behind the Meter | No | Net Metered Residential | Tesla Energy Operations Inc |  | JCP&L | Accepted | 2023-10-23 | 2023-11-16 | 2024-11-16 | Solar Panels | Hanwha | Q.PEAK DUO BLK ML-G10+/TS 405: PV Module, 405W |  | 0.405 | 2 | 236 | 34 |  | Fixed | Roof
NJADRE1554891780 | Administratively Determined Incentive Program | MONROE TOWNSHIP | 8831 | 11 | 12.96 | Residential | Behind the Meter | No | Net Metered Residential | Tesla Energy Operations Inc |  | JCP&L | Accepted | 2023-10-23 | 2023-11-16 | 2024-11-16 | Solar Panels | Hanwha | Q.PEAK DUO BLK ML-G10+/TS 405: PV Module, 405W |  | 0.405 | 3 | 146 | 34 |  | Fixed | Roof
NJADRE1554891780 | Administratively Determined Incentive Program | MONROE TOWNSHIP | 8831 | 11 | 12.96 | Residential | Behind the Meter | No | Net Metered Residential | Tesla Energy Operations Inc |  | JCP&L | Accepted | 2023-10-23 | 2023-11-16 | 2024-11-16 | Solar Panels | Hanwha | Q.PEAK DUO BLK ML-G10+/TS 405: PV Module, 405W |  | 0.405 | 6 | 146 | 34 |  | Fixed | Roof
NJADRE1554891780 | Administratively Determined Incentive Program | MONROE TOWNSHIP | 8831 | 11 | 12.96 | Residential | Behind the Meter | No | Net Metered Residential | Tesla Energy Operations Inc |  | JCP&L | Accepted | 2023-10-23 | 2023-11-16 | 2024-11-16 | Solar Panels | Hanwha | Q.PEAK DUO BLK ML-G10+/TS 405: PV Module, 405W |  | 0.405 | 3 | 236 | 34 |  | Fixed | Roof
NJADRE1554891780 | Administratively Determined Incentive Program | MONROE TOWNSHIP | 8831 | 11 | 12.96 | Residential | Behind the Meter | No | Net Metered Residential | Tesla Energy Operations Inc |  | JCP&L | Accepted | 2023-10-23 | 2023-11-16 | 2024-11-16 | Solar Panels | Hanwha | Q.PEAK DUO BLK ML-G10+/TS 405: PV Module, 405W |  | 0.405 | 10 | 326 | 34 |  | Fixed | Roof
NJADRE1554891780 | Administratively Determined Incentive Program | MONROE TOWNSHIP | 8831 | 11 | 12.96 | Residential | Behind the Meter | No | Net Metered Residential | Tesla Energy Operations Inc |  | JCP&L | Accepted | 2023-10-23 | 2023-11-16 | 2024-11-16 | Solar Panels | Hanwha | Q.PEAK DUO BLK ML-G10+/TS 405: PV Module, 405W |  | 0.405 | 2 | 56 | 34 |  | Fixed | Roof
NJADRE1554891780 | Administratively Determined Incentive Program | MONROE TOWNSHIP | 8831 | 11 | 12.96 | Residential | Behind the Meter | No | Net Metered Residential | Tesla Energy Operations Inc |  | JCP&L | Accepted | 2023-10-23 | 2023-11-16 | 2024-11-16 | Inverters | 1538000-45-A | Tesla | 5000 |  | 1 |  |  | 0.986 |  | Outdoor
NJADRE1554891780 | Administratively Determined Incentive Program | MONROE TOWNSHIP | 8831 | 11 | 12.96 | Residential | Behind the Meter | No | Net Metered Residential | Tesla Energy Operations Inc |  | JCP&L | Accepted | 2023-10-23 | 2023-11-16 | 2024-11-16 | Inverters | Tesla | 538000-45-A | 7600 |  | 1 |  |  | 0.986 |  | Outdoor
NJADRE1554891793 | Administratively Determined Incentive Program | RIVERSIDE | 8075 | 13 | 6.55 | Residential | Behind the Meter | No | Net Metered Residential | Freedom Forever New Jersey LLC |  | PSE&G | Accepted | 2023-10-23 | 2023-11-16 | 2024-11-16 | Inverters | Solar Edge | SE5000H-USRGM | 5000 |  | 1 |  |  | 0.99 |  | Outdoor
NJADRE1554891793 | Administratively Determined Incentive Program | RIVERSIDE | 8075 | 13 | 6.55 | Residential | Behind the Meter | No | Net Metered Residential | Freedom Forever New Jersey LLC |  | PSE&G | Accepted | 2023-10-23 | 2023-11-16 | 2024-11-16 | Solar Panels | JInko Solar | JKM385M-6RL3-B |  | 0.385 | 8 | 223 | 10 |  | Fixed | Roof
NJADRE1554891793 | Administratively Determined Incentive Program | RIVERSIDE | 8075 | 13 | 6.55 | Residential | Behind the Meter | No | Net Metered Residential | Freedom Forever New Jersey LLC |  | PSE&G | Accepted | 2023-10-23 | 2023-11-16 | 2024-11-16 | Solar Panels | Jinko Solar | JKM385M-6RL3-B |  | 0.385 | 9 | 223 | 45 |  | Fixed | Roof
NJADRE1554891811 | Administratively Determined Incentive Program | LIVINGSTON TWP | 7039 | 9 | 8.91 | Residential | Behind the Meter | No | Net Metered Residential | Tesla Energy Operations Inc |  | PSE&G | Accepted | 2023-10-23 | 2023-10-27 | 2024-10-27 | Inverters | Tesla | #1850000-00-C | 7600 |  | 1 |  |  | 0.98 |  | Outside
NJADRE1554891811 | Administratively Determined Incentive Program | LIVINGSTON TWP | 7039 | 9 | 8.91 | Residential | Behind the Meter | No | Net Metered Residential | Tesla Energy Operations Inc |  | PSE&G | Accepted | 2023-10-23 | 2023-10-27 | 2024-10-27 | Electric Storage Battery | Tesl | AC Powerwall 2.0 |  |  | 1 |  |  |  | Lead Acid |  | Outside
NJADRE1554891811 | Administratively Determined Incentive Program | LIVINGSTON TWP | 7039 | 9 | 8.91 | Residential | Behind the Meter | No | Net Metered Residential | Tesla Energy Operations Inc |  | PSE&G | Accepted | 2023-10-23 | 2023-10-27 | 2024-10-27 | Solar Panels | Hanwha | # Q.PEAK DUO BLK ML-G10+/TS 405 |  | 0.405 | 2 | 189 | 18 |  | Fixed | Roof
NJADRE1554891811 | Administratively Determined Incentive Program | LIVINGSTON TWP | 7039 | 9 | 8.91 | Residential | Behind the Meter | No | Net Metered Residential | Tesla Energy Operations Inc |  | PSE&G | Accepted | 2023-10-23 | 2023-10-27 | 2024-10-27 | Solar Panels | Hanwha | # Q.PEAK DUO BLK ML-G10+/TS 405 |  | 0.405 | 3 | 99 | 18 |  | Fixed | Roof
NJADRE1554891811 | Administratively Determined Incentive Program | LIVINGSTON TWP | 7039 | 9 | 8.91 | Residential | Behind the Meter | No | Net Metered Residential | Tesla Energy Operations Inc |  | PSE&G | Accepted | 2023-10-23 | 2023-10-27 | 2024-10-27 | Solar Panels | Hanwha | # Q.PEAK DUO BLK ML-G10+/TS 405 |  | 0.405 | 3 | 9 | 18 |  | Fixed | Roof
NJADRE1554891811 | Administratively Determined Incentive Program | LIVINGSTON TWP | 7039 | 9 | 8.91 | Residential | Behind the Meter | No | Net Metered Residential | Tesla Energy Operations Inc |  | PSE&G | Accepted | 2023-10-23 | 2023-10-27 | 2024-10-27 | Solar Panels | Hanwha | # Q.PEAK DUO BLK ML-G10+/TS 405 |  | 0.405 | 10 | 278 | 18 |  | Fixed | Roof
NJADRE1554891811 | Administratively Determined Incentive Program | LIVINGSTON TWP | 7039 | 9 | 8.91 | Residential | Behind the Meter | No | Net Metered Residential | Tesla Energy Operations Inc |  | PSE&G | Accepted | 2023-10-23 | 2023-10-27 | 2024-10-27 | Solar Panels | Hanwha | # Q.PEAK DUO BLK ML-G10+/TS 405 |  | 0.405 | 4 | 99 | 18 |  | Fixed | Roof
NJADRE1554891899 | Administratively Determined Incentive Program | FORKED RIVER | 8731 | 18 | 9.24 | Residential | Behind the Meter | No | Net Metered Residential | EMT Renewables |  | JCP&L | Accepted | 2023-10-23 | 2023-11-16 | 2024-11-16 | Inverters | ENPHASE | IQ7x | 315 |  | 22 |  |  | 0.98 |  | Other | UNDER EACH PANEL
NJADRE1554891899 | Administratively Determined Incentive Program | FORKED RIVER | 8731 | 18 | 9.24 | Residential | Behind the Meter | No | Net Metered Residential | EMT Renewables |  | JCP&L | Accepted | 2023-10-23 | 2023-11-16 | 2024-11-16 | Solar Panels | REC ALPHA | REC 420 |  | 0.42 | 12 | 211 | 34 |  | Fixed | Roof
NJADRE1554891899 | Administratively Determined Incentive Program | FORKED RIVER | 8731 | 18 | 9.24 | Residential | Behind the Meter | No | Net Metered Residential | EMT Renewables |  | JCP&L | Accepted | 2023-10-23 | 2023-11-16 | 2024-11-16 | Solar Panels | REC ALPHA | REC 420 |  | 0.42 | 7 | 31 | 34 |  | Fixed | Roof
NJADRE1554891899 | Administratively Determined Incentive Program | FORKED RIVER | 8731 | 18 | 9.24 | Residential | Behind the Meter | No | Net Metered Residential | EMT Renewables |  | JCP&L | Accepted | 2023-10-23 | 2023-11-16 | 2024-11-16 | Solar Panels | REC ALPHA | REC 420 |  | 0.42 | 3 | 121 | 34 |  | Fixed | Roof
NJADRE1554891910 | Administratively Determined Incentive Program | EAST ORANGE | 7018 | 9 | 5.67 | Residential | Behind the Meter | No | Net Metered Residential | Big Wave Roofing and Solar LLC |  | PSE&G | Accepted | 2023-10-23 | 2023-11-16 | 2024-11-16 | Inverters | Enphase Energy Inc | IQ7A-72-2-US | 290 |  | 14 |  |  | 0.98 |  | Outside
NJADRE1554891910 | Administratively Determined Incentive Program | EAST ORANGE | 7018 | 9 | 5.67 | Residential | Behind the Meter | No | Net Metered Residential | Big Wave Roofing and Solar LLC |  | PSE&G | Accepted | 2023-10-23 | 2023-11-16 | 2024-11-16 | Solar Panels | Qcells | Q.PEAK DUO BLK ML-G10+ 405 |  | 0.405 | 14 | 115 | 6 |  | Fixed | Roof
NJADRE1554891914 | Administratively Determined Incentive Program | BURLINGTON | 8016 | 13 | 8 | Residential | Behind the Meter | No | Net Metered Residential | Seabright Solar |  | PSE&G | Accepted | 2023-10-23 | 2023-11-16 | 2024-11-16 | Solar Panels | Sunpower | SPR-U-400 |  | 0.4 | 20 | 197 | 34 |  | Fixed | Roof
NJADRE1554891914 | Administratively Determined Incentive Program | BURLINGTON | 8016 | 13 | 8 | Residential | Behind the Meter | No | Net Metered Residential | Seabright Solar |  | PSE&G | Accepted | 2023-10-23 | 2023-11-16 | 2024-11-16 | Inverters | Enphase | IQ 7HS | 384 |  | 20 |  |  | 0.99 |  | Outside | Roof
NJADRE1554891925 | Administratively Determined Incentive Program | Clifton City | 7043 | 9 | 10.13 | Residential | Behind the Meter | No | Net Metered Residential | Tesla Energy Operations Inc |  | PSE&G | Accepted | 2023-10-23 | 2023-10-27 | 2024-10-27 | Inverters | #1850000-00-C | Tesla | 7600 |  | 1 |  |  | 0.98 |  | Outside
NJADRE1554891925 | Administratively Determined Incentive Program | Clifton City | 7043 | 9 | 10.13 | Residential | Behind the Meter | No | Net Metered Residential | Tesla Energy Operations Inc |  | PSE&G | Accepted | 2023-10-23 | 2023-10-27 | 2024-10-27 | Electric Storage Battery | Tesla | AC Powerwall 2.0 |  |  | 1 |  |  |  | Lead Acid |  | Outside
NJADRE1554891925 | Administratively Determined Incentive Program | Clifton City | 7043 | 9 | 10.13 | Residential | Behind the Meter | No | Net Metered Residential | Tesla Energy Operations Inc |  | PSE&G | Accepted | 2023-10-23 | 2023-10-27 | 2024-10-27 | Solar Panels | Hanwha | # Q.PEAK DUO BLK ML-G10+/TS 405 |  | 0.405 | 8 | 298 | 30 |  | Fixed | Roof
NJADRE1554891925 | Administratively Determined Incentive Program | Clifton City | 7043 | 9 | 10.13 | Residential | Behind the Meter | No | Net Metered Residential | Tesla Energy Operations Inc |  | PSE&G | Accepted | 2023-10-23 | 2023-10-27 | 2024-10-27 | Solar Panels | Hanwha | # Q.PEAK DUO BLK ML-G10+/TS 405 |  | 0.405 | 6 | 298 | 12 |  | Fixed | Roof
NJADRE1554891925 | Administratively Determined Incentive Program | Clifton City | 7043 | 9 | 10.13 | Residential | Behind the Meter | No | Net Metered Residential | Tesla Energy Operations Inc |  | PSE&G | Accepted | 2023-10-23 | 2023-10-27 | 2024-10-27 | Solar Panels | Hanwha | # Q.PEAK DUO BLK ML-G10+/TS 405 |  | 0.405 | 11 | 118 | 30 |  | Fixed | Roof
NJADRE1554891937 | Administratively Determined Incentive Program | WEST DEPTFORD | 8096 | 15 | 18.8 | Residential | Behind the Meter | No | Net Metered Residential | Seabright Solar |  | PSE&G | Accepted | 2023-10-23 | 2023-11-16 | 2024-11-16 | Solar Panels | Sunpower | SPR-U-400 |  | 0.4 | 16 | 138 | 22 |  | Fixed | Roof
NJADRE1554891937 | Administratively Determined Incentive Program | WEST DEPTFORD | 8096 | 15 | 18.8 | Residential | Behind the Meter | No | Net Metered Residential | Seabright Solar |  | PSE&G | Accepted | 2023-10-23 | 2023-11-16 | 2024-11-16 | Solar Panels | Sunpower | SPR-U-400 |  | 0.4 | 15 | 318 | 32 |  | Fixed | Roof
NJADRE1554891937 | Administratively Determined Incentive Program | WEST DEPTFORD | 8096 | 15 | 18.8 | Residential | Behind the Meter | No | Net Metered Residential | Seabright Solar |  | PSE&G | Accepted | 2023-10-23 | 2023-11-16 | 2024-11-16 | Solar Panels | Sunpower | SPR-U-400 |  | 0.4 | 6 | 318 | 32 |  | Fixed | Roof
NJADRE1554891937 | Administratively Determined Incentive Program | WEST DEPTFORD | 8096 | 15 | 18.8 | Residential | Behind the Meter | No | Net Metered Residential | Seabright Solar |  | PSE&G | Accepted | 2023-10-23 | 2023-11-16 | 2024-11-16 | Solar Panels | Sunpower | SPR-U-400 |  | 0.4 | 6 | 138 | 32 |  | Fixed | Roof
NJADRE1554891937 | Administratively Determined Incentive Program | WEST DEPTFORD | 8096 | 15 | 18.8 | Residential | Behind the Meter | No | Net Metered Residential | Seabright Solar |  | PSE&G | Accepted | 2023-10-23 | 2023-11-16 | 2024-11-16 | Solar Panels | Sunpower | SPR-U-400 |  | 0.4 | 4 | 318 | 32 |  | Fixed | Roof
NJADRE1554891937 | Administratively Determined Incentive Program | WEST DEPTFORD | 8096 | 15 | 18.8 | Residential | Behind the Meter | No | Net Metered Residential | Seabright Solar |  | PSE&G | Accepted | 2023-10-23 | 2023-11-16 | 2024-11-16 | Inverters | Enphase | IQ 7HS | 384 |  | 47 |  |  | 0.99 |  | Outside | Roof
NJADRE1554892002 | Administratively Determined Incentive Program | PRINCETON | 8540 | 12 | 9.78 | Residential | Behind the Meter | No | Net Metered Residential | Seabright Solar |  | PSE&G | Accepted | 2023-10-23 | 2023-11-16 | 2024-11-16 | Solar Panels | Sunpower | SPR-M-425 |  | 0.425 | 13 | 188 | 32 |  | Fixed | Roof
NJADRE1554892002 | Administratively Determined Incentive Program | PRINCETON | 8540 | 12 | 9.78 | Residential | Behind the Meter | No | Net Metered Residential | Seabright Solar |  | PSE&G | Accepted | 2023-10-23 | 2023-11-16 | 2024-11-16 | Solar Panels | Sunpower | SPR-M-425 |  | 0.425 | 10 | 98 | 40 |  | Fixed | Roof
NJADRE1554892002 | Administratively Determined Incentive Program | PRINCETON | 8540 | 12 | 9.78 | Residential | Behind the Meter | No | Net Metered Residential | Seabright Solar |  | PSE&G | Accepted | 2023-10-23 | 2023-11-16 | 2024-11-16 | Inverters | Enphase | IQ 7HS | 384 |  | 23 |  |  | 0.99 |  | Outside | Roof
NJADRE1554892009 | Administratively Determined Incentive Program | RIVER VALE | 7675 | 7 | 10.53 | Residential | Behind the Meter | No | Net Metered Residential | Tesla Energy Operations Inc |  | PSE&G | Accepted | 2023-10-23 | 2023-11-16 | 2024-11-16 | Solar Panels | Hanwha | Q.PEAK DUO BLK ML-G10+/TS 405 |  | 0.405 | 6 | 350 | 25 |  | Fixed | Roof
NJADRE1554892009 | Administratively Determined Incentive Program | RIVER VALE | 7675 | 7 | 10.53 | Residential | Behind the Meter | No | Net Metered Residential | Tesla Energy Operations Inc |  | PSE&G | Accepted | 2023-10-23 | 2023-11-16 | 2024-11-16 | Solar Panels | Q.PEAK DUO BLK ML-G10+/TS 405 | Hanwha |  | 0.405 | 7 | 171 | 25 |  | Fixed | Roof
NJADRE1554892009 | Administratively Determined Incentive Program | RIVER VALE | 7675 | 7 | 10.53 | Residential | Behind the Meter | No | Net Metered Residential | Tesla Energy Operations Inc |  | PSE&G | Accepted | 2023-10-23 | 2023-11-16 | 2024-11-16 | Solar Panels | Hanwha | Q.PEAK DUO BLK ML-G10+/TS 405 |  | 0.405 | 7 | 81 | 27 |  | Fixed | Roof
NJADRE1554892009 | Administratively Determined Incentive Program | RIVER VALE | 7675 | 7 | 10.53 | Residential | Behind the Meter | No | Net Metered Residential | Tesla Energy Operations Inc |  | PSE&G | Accepted | 2023-10-23 | 2023-11-16 | 2024-11-16 | Solar Panels | Q.PEAK DUO BLK ML-G10+/TS 405 | Hanwha |  | 0.405 | 6 | 261 | 27 |  | Fixed | Roof
NJADRE1554892009 | Administratively Determined Incentive Program | RIVER VALE | 7675 | 7 | 10.53 | Residential | Behind the Meter | No | Net Metered Residential | Tesla Energy Operations Inc |  | PSE&G | Accepted | 2023-10-23 | 2023-11-16 | 2024-11-16 | Inverters | Tesla | 1850000-00-C | 7600 |  | 2 |  |  | 0.986 |  | Outdoor
NJADRE1554892009 | Administratively Determined Incentive Program | RIVER VALE | 7675 | 7 | 10.53 | Residential | Behind the Meter | No | Net Metered Residential | Tesla Energy Operations Inc |  | PSE&G | Accepted | 2023-10-23 | 2023-11-16 | 2024-11-16 | Electric Storage Battery | Tesla | Ac Powerwall 2.0 |  |  | 2 |  |  |  | Lithium Ion |  | OUTSIDE
NJADRE1554892010 | Administratively Determined Incentive Program | NORTH BRUNSWICK | 8902 | 11 | 13.86 | Residential | Behind the Meter | Yes | Net Metered Residential | EMT Renewables |  | PSE&G | Accepted | 2023-10-23 | 2023-11-16 | 2024-11-16 | Inverters | ENPHASE | IQ7x | 315 |  | 33 |  |  | 0.98 |  | Other | UNDER EACH PANEL
NJADRE1554892010 | Administratively Determined Incentive Program | NORTH BRUNSWICK | 8902 | 11 | 13.86 | Residential | Behind the Meter | Yes | Net Metered Residential | EMT Renewables |  | PSE&G | Accepted | 2023-10-23 | 2023-11-16 | 2024-11-16 | Solar Panels | REC ALPHA | REC 420 |  | 0.42 | 13 | 234 | 21 |  | Fixed | Roof
NJADRE1554892010 | Administratively Determined Incentive Program | NORTH BRUNSWICK | 8902 | 11 | 13.86 | Residential | Behind the Meter | Yes | Net Metered Residential | EMT Renewables |  | PSE&G | Accepted | 2023-10-23 | 2023-11-16 | 2024-11-16 | Solar Panels | REC ALPHA | REC 420 |  | 0.42 | 6 | 54 | 22 |  | Fixed | Roof
NJADRE1554892010 | Administratively Determined Incentive Program | NORTH BRUNSWICK | 8902 | 11 | 13.86 | Residential | Behind the Meter | Yes | Net Metered Residential | EMT Renewables |  | PSE&G | Accepted | 2023-10-23 | 2023-11-16 | 2024-11-16 | Solar Panels | REC ALPHA | REC 420 |  | 0.42 | 14 | 54 | 21 |  | Fixed | Roof
NJADRE1554892087 | Administratively Determined Incentive Program | ELMER | 8318 | 16 | 12 | Residential | Behind the Meter | No | Net Metered Residential | Power Energy Solutions |  | AC Electric | Accepted | 2023-10-23 | 2023-11-20 | 2024-11-20 | Inverters | SE10000H-US | SOLAREDGE | 10000 |  | 1 |  |  | 0.99 |  | Outside | ROOFTOP
NJADRE1554892087 | Administratively Determined Incentive Program | ELMER | 8318 | 16 | 12 | Residential | Behind the Meter | No | Net Metered Residential | Power Energy Solutions |  | AC Electric | Accepted | 2023-10-23 | 2023-11-20 | 2024-11-20 | Solar Panels | SIL-400 HC+ | SILFAB SOLAR |  | 0.4 | 14 | 204 | 22 |  | Fixed | Roof | ROOFTOP
NJADRE1554892087 | Administratively Determined Incentive Program | ELMER | 8318 | 16 | 12 | Residential | Behind the Meter | No | Net Metered Residential | Power Energy Solutions |  | AC Electric | Accepted | 2023-10-23 | 2023-11-20 | 2024-11-20 | Solar Panels | SIL-400 HC+ | SILFAB SOLAR |  | 0.4 | 16 | 24 | 22 |  | Fixed | Roof | ROOFTOP
NJADRE1554892150 | Administratively Determined Incentive Program | JERSEY CITY | 7305 | 8 | 168 | Commercial | Behind the Meter | No | Small Net-Metered Non-Residential located on Rooftop, Carport, Canopy and Floating Solar | EVERGREEN ENERGY |  | PSE&G | Accepted | 2023-10-23 | 2023-11-16 | 2024-11-16 | Inverters | Solar Edge | SE100KUS | 100000 |  | 1 |  |  | 0.98 |  | Outdoor | Near SE
NJADRE1554892150 | Administratively Determined Incentive Program | JERSEY CITY | 7305 | 8 | 168 | Commercial | Behind the Meter | No | Small Net-Metered Non-Residential located on Rooftop, Carport, Canopy and Floating Solar | EVERGREEN ENERGY |  | PSE&G | Accepted | 2023-10-23 | 2023-11-16 | 2024-11-16 | Inverters | Solar Edge | SE40KUS | 40000 |  | 1 |  |  | 0.98 |  | Outdoor
NJADRE1554892150 | Administratively Determined Incentive Program | JERSEY CITY | 7305 | 8 | 168 | Commercial | Behind the Meter | No | Small Net-Metered Non-Residential located on Rooftop, Carport, Canopy and Floating Solar | EVERGREEN ENERGY |  | PSE&G | Accepted | 2023-10-23 | 2023-11-16 | 2024-11-16 | Solar Panels | Hanwha | Q.Peak Duo XL-G10.3 |  | 0.48 | 122 | 260 | 5 |  | Fixed | Roof
NJADRE1554892150 | Administratively Determined Incentive Program | JERSEY CITY | 7305 | 8 | 168 | Commercial | Behind the Meter | No | Small Net-Metered Non-Residential located on Rooftop, Carport, Canopy and Floating Solar | EVERGREEN ENERGY |  | PSE&G | Accepted | 2023-10-23 | 2023-11-16 | 2024-11-16 | Solar Panels | Hanwha | Q.Peak Duo XL-G10.3 |  | 0.48 | 228 | 180 | 5 |  | Fixed | Roof
NJADRE1554892176 | Administratively Determined Incentive Program | MYSTIC ISLANDS | 8087 | 18 | 9.72 | Residential | Behind the Meter | No | Net Metered Residential | EMT Renewables |  | AC Electric | Accepted | 2023-10-23 | 2023-11-16 | 2024-11-16 | Inverters | ENPHASE | IQ8+ | 290 |  | 24 |  |  | 0.8 |  | Other | UNDER EACH PANEL
NJADRE1554892176 | Administratively Determined Incentive Program | MYSTIC ISLANDS | 8087 | 18 | 9.72 | Residential | Behind the Meter | No | Net Metered Residential | EMT Renewables |  | AC Electric | Accepted | 2023-10-23 | 2023-11-16 | 2024-11-16 | Solar Panels | Q CELLS | Q PEAK DUO BLK |  | 0.405 | 3 | 204 | 39 |  | Fixed | Roof
NJADRE1554892176 | Administratively Determined Incentive Program | MYSTIC ISLANDS | 8087 | 18 | 9.72 | Residential | Behind the Meter | No | Net Metered Residential | EMT Renewables |  | AC Electric | Accepted | 2023-10-23 | 2023-11-16 | 2024-11-16 | Solar Panels | Q CELLS | Q PEAK DUO BLK |  | 0.405 | 5 | 114 | 30 |  | Fixed | Roof
NJADRE1554892176 | Administratively Determined Incentive Program | MYSTIC ISLANDS | 8087 | 18 | 9.72 | Residential | Behind the Meter | No | Net Metered Residential | EMT Renewables |  | AC Electric | Accepted | 2023-10-23 | 2023-11-16 | 2024-11-16 | Solar Panels | Q CELLS | Q PEAK DUO BLK |  | 0.405 | 10 | 114 | 30 |  | Fixed | Roof
NJADRE1554892176 | Administratively Determined Incentive Program | MYSTIC ISLANDS | 8087 | 18 | 9.72 | Residential | Behind the Meter | No | Net Metered Residential | EMT Renewables |  | AC Electric | Accepted | 2023-10-23 | 2023-11-16 | 2024-11-16 | Solar Panels | Q CELLS | Q PEAK DUO BLK |  | 0.405 | 6 | 204 | 37 |  | Fixed | Roof
NJADRE1554892191 | Administratively Determined Incentive Program | NEWARK | 7104 | 9 | 9.72 | Residential | Behind the Meter | Yes | Net Metered Residential | Pro Custom Solar dba Momentum Solar |  | PSE&G | Accepted | 2023-10-23 | 2023-11-16 | 2024-11-16 | Solar Panels | Â Q. PEAK DUO BLK-G10+405 | hanwha |  | 0.405 | 6 | 204 | 23 |  | Fixed | Roof
NJADRE1554892191 | Administratively Determined Incentive Program | NEWARK | 7104 | 9 | 9.72 | Residential | Behind the Meter | Yes | Net Metered Residential | Pro Custom Solar dba Momentum Solar |  | PSE&G | Accepted | 2023-10-23 | 2023-11-16 | 2024-11-16 | Solar Panels | Â Q. PEAK DUO BLK-G10+405 | hawnha |  | 0.405 | 5 | 204 | 23 |  | Fixed | Roof
NJADRE1554892191 | Administratively Determined Incentive Program | NEWARK | 7104 | 9 | 9.72 | Residential | Behind the Meter | Yes | Net Metered Residential | Pro Custom Solar dba Momentum Solar |  | PSE&G | Accepted | 2023-10-23 | 2023-11-16 | 2024-11-16 | Solar Panels | Â Q. PEAK DUO BLK-G10+405 | hanwha |  | 0.405 | 13 | 24 | 23 |  | Fixed | Roof
NJADRE1554892191 | Administratively Determined Incentive Program | NEWARK | 7104 | 9 | 9.72 | Residential | Behind the Meter | Yes | Net Metered Residential | Pro Custom Solar dba Momentum Solar |  | PSE&G | Accepted | 2023-10-23 | 2023-11-16 | 2024-11-16 | Inverters | IQ8PLUS-72-2-US | enphase | 290 |  | 24 |  |  | 0.97 |  | Outdoor
NJADRE1554892203 | Administratively Determined Incentive Program | RAHWAY | 7065 | 10 | 6.48 | Residential | Behind the Meter | No | Net Metered Residential | Tesla Energy Operations Inc |  | PSE&G | Accepted | 2023-10-23 | 2023-11-16 | 2024-11-16 | Solar Panels | Hanwha | Q.PEAK DUO BLK ML-G10+/TS 405 |  | 0.405 | 16 | 174 | 27 |  | Fixed | Roof
NJADRE1554892203 | Administratively Determined Incentive Program | RAHWAY | 7065 | 10 | 6.48 | Residential | Behind the Meter | No | Net Metered Residential | Tesla Energy Operations Inc |  | PSE&G | Accepted | 2023-10-23 | 2023-11-16 | 2024-11-16 | Inverters | 1850000-00-C | Tesla | 7600 |  | 1 |  |  | 0.986 |  | Outdoor
NJADRE1554892203 | Administratively Determined Incentive Program | RAHWAY | 7065 | 10 | 6.48 | Residential | Behind the Meter | No | Net Metered Residential | Tesla Energy Operations Inc |  | PSE&G | Accepted | 2023-10-23 | 2023-11-16 | 2024-11-16 | Electric Storage Battery | Tesla | Ac Powerwall 2.0 |  |  | 1 |  |  |  | Lithium Ion |  | OUTSIDE
NJADRE1554892239 | Administratively Determined Incentive Program | RAHWAY | 7065 | 10 | 6.48 | Residential | Behind the Meter | No | Net Metered Residential | EMT Renewables |  | PSE&G | Accepted | 2023-10-23 | 2023-11-16 | 2024-11-16 | Inverters | ENPHASE | IQ8+ | 290 |  | 16 |  |  | 0.98 |  | Other | UNDER EACH PANEL
NJADRE1554892239 | Administratively Determined Incentive Program | RAHWAY | 7065 | 10 | 6.48 | Residential | Behind the Meter | No | Net Metered Residential | EMT Renewables |  | PSE&G | Accepted | 2023-10-23 | 2023-11-16 | 2024-11-16 | Solar Panels | Q CELLS | Q PEAK DUO BLK |  | 0.405 | 8 | 118 | 43 |  | Fixed | Roof
NJADRE1554892239 | Administratively Determined Incentive Program | RAHWAY | 7065 | 10 | 6.48 | Residential | Behind the Meter | No | Net Metered Residential | EMT Renewables |  | PSE&G | Accepted | 2023-10-23 | 2023-11-16 | 2024-11-16 | Solar Panels | Q CELLS | Q PEAK DUO BLK |  | 0.405 | 8 | 298 | 43 |  | Fixed | Roof
NJADRE1554892277 | Administratively Determined Incentive Program | West Paterson Boro | 7424 | 6 | 5.27 | Residential | Behind the Meter | No | Net Metered Residential | EMT Renewables |  | PSE&G | Accepted | 2023-10-23 | 2023-11-17 | 2024-11-17 | Inverters | ENPHASE | IQ8+ | 290 |  | 13 |  |  | 0.98 |  | Other | UNDER EACH PANEL
NJADRE1554892277 | Administratively Determined Incentive Program | West Paterson Boro | 7424 | 6 | 5.27 | Residential | Behind the Meter | No | Net Metered Residential | EMT Renewables |  | PSE&G | Accepted | 2023-10-23 | 2023-11-17 | 2024-11-17 | Solar Panels | Q CELLS | Q PEAK DUO BLK |  | 0.405 | 9 | 201 | 23 |  | Fixed | Roof
NJADRE1554892277 | Administratively Determined Incentive Program | West Paterson Boro | 7424 | 6 | 5.27 | Residential | Behind the Meter | No | Net Metered Residential | EMT Renewables |  | PSE&G | Accepted | 2023-10-23 | 2023-11-17 | 2024-11-17 | Solar Panels | Q CELLS | Q PEAK DUO BLK |  | 0.405 | 4 | 111 | 23 |  | Fixed | Roof
NJADRE1554892350 | Administratively Determined Incentive Program | TEANECK | 7666 | 7 | 7.11 | Residential | Behind the Meter | No | Net Metered Residential | Bright Planet Solar |  | PSE&G | Accepted | 2023-10-23 | 2023-11-17 | 2024-11-17 | Inverters | Solar Edge | SE5000H-USRGM | 5000 |  | 1 |  |  | 0.98 |  | Outdoor | OUTSIDE
NJADRE1554892350 | Administratively Determined Incentive Program | TEANECK | 7666 | 7 | 7.11 | Residential | Behind the Meter | No | Net Metered Residential | Bright Planet Solar |  | PSE&G | Accepted | 2023-10-23 | 2023-11-17 | 2024-11-17 | Solar Panels | Canadian Solar | CS3N-395MS |  | 0.395 | 2 | 198 | 27 |  | Fixed | Roof
NJADRE1554892350 | Administratively Determined Incentive Program | TEANECK | 7666 | 7 | 7.11 | Residential | Behind the Meter | No | Net Metered Residential | Bright Planet Solar |  | PSE&G | Accepted | 2023-10-23 | 2023-11-17 | 2024-11-17 | Solar Panels | Canadian Solar | CS3N-395MS |  | 0.395 | 7 | 106 | 14 |  | Fixed | Roof
NJADRE1554892350 | Administratively Determined Incentive Program | TEANECK | 7666 | 7 | 7.11 | Residential | Behind the Meter | No | Net Metered Residential | Bright Planet Solar |  | PSE&G | Accepted | 2023-10-23 | 2023-11-17 | 2024-11-17 | Solar Panels | Canadian Solar | CS3N-395MS |  | 0.395 | 9 | 104 | 5 |  | Fixed | Roof
NJADRE1554892401 | Administratively Determined Incentive Program | EGG HARBOR TOWNSHIP | 8234 | 19 | 11.2 | Residential | Behind the Meter | No | Net Metered Residential | Power Energy Solutions |  | AC Electric | Accepted | 2023-10-24 | 2023-11-20 | 2024-11-20 | Solar Panels | SIL-400 HC+ | SILFAB SOLAR |  | 0.4 | 21 | 111 | 22 |  | Fixed | Roof | ROOFTOP
NJADRE1554892401 | Administratively Determined Incentive Program | EGG HARBOR TOWNSHIP | 8234 | 19 | 11.2 | Residential | Behind the Meter | No | Net Metered Residential | Power Energy Solutions |  | AC Electric | Accepted | 2023-10-24 | 2023-11-20 | 2024-11-20 | Solar Panels | SIL-400 HC+ | SILFAB SOLAR |  | 0.4 | 7 | 291 | 22 |  | Fixed | Roof | ROOFTOP
NJADRE1554892401 | Administratively Determined Incentive Program | EGG HARBOR TOWNSHIP | 8234 | 19 | 11.2 | Residential | Behind the Meter | No | Net Metered Residential | Power Energy Solutions |  | AC Electric | Accepted | 2023-10-24 | 2023-11-20 | 2024-11-20 | Inverters | SE7600H-US | SOLAREDGE | 7600 |  | 1 |  |  | 0.99 |  | Outside | ROOFTOP
NJADRE1554892433 | Administratively Determined Incentive Program | NORTH BERGEN | 7047 | 8 | 4.35 | Residential | Behind the Meter | No | Net Metered Residential | Bright Planet Solar |  | PSE&G | Accepted | 2023-10-23 | 2023-11-21 | 2024-11-21 | Inverters | Solar Edge | SE3000H-USRGM | 3000 |  | 1 |  |  | 0.98 |  | Outdoor | OUTSIDE
NJADRE1554892433 | Administratively Determined Incentive Program | NORTH BERGEN | 7047 | 8 | 4.35 | Residential | Behind the Meter | No | Net Metered Residential | Bright Planet Solar |  | PSE&G | Accepted | 2023-10-23 | 2023-11-21 | 2024-11-21 | Solar Panels | Canadian Solar | CS3N-395MS |  | 0.395 | 11 | 207 | 9 |  | Fixed | Roof
NJADRE1554892480 | Administratively Determined Incentive Program | Heislerville | 8324 | 20 | 6 | Residential | Behind the Meter | No | Net Metered Residential | Power Energy Solutions |  | AC Electric | Accepted | 2023-10-24 | 2023-11-20 | 2024-11-20 | Inverters | SE5000H-US | SOLAREDGE | 5000 |  | 1 |  |  | 0.99 |  | Outside | ROOFTOP
NJADRE1554892480 | Administratively Determined Incentive Program | Heislerville | 8324 | 20 | 6 | Residential | Behind the Meter | No | Net Metered Residential | Power Energy Solutions |  | AC Electric | Accepted | 2023-10-24 | 2023-11-20 | 2024-11-20 | Solar Panels | SIL-400 HC+ | SILFAB SOLAR |  | 0.4 | 15 | 179 | 12 |  | Fixed | Roof | ROOFTOP
NJADRE1554892517 | Administratively Determined Incentive Program | PATERSON | 7522 | 6 | 7.92 | Residential | Behind the Meter | No | Net Metered Residential | Bright Planet Solar |  | PSE&G | Accepted | 2023-10-23 | 2023-11-16 | 2024-11-16 | Inverters | Solar Edge | SE6000H-USRGM | 6000 |  | 1 |  |  | 0.98 |  | Outdoor | OUTSIDE
NJADRE1554892517 | Administratively Determined Incentive Program | PATERSON | 7522 | 6 | 7.92 | Residential | Behind the Meter | No | Net Metered Residential | Bright Planet Solar |  | PSE&G | Accepted | 2023-10-23 | 2023-11-16 | 2024-11-16 | Solar Panels | LONGI | LR4-60HPB-360M |  | 0.36 | 8 | 229 | 37 |  | Fixed | Roof
NJADRE1554892517 | Administratively Determined Incentive Program | PATERSON | 7522 | 6 | 7.92 | Residential | Behind the Meter | No | Net Metered Residential | Bright Planet Solar |  | PSE&G | Accepted | 2023-10-23 | 2023-11-16 | 2024-11-16 | Solar Panels | LONGI | LR4-60HPB-360M |  | 0.36 | 3 | 139 | 37 |  | Fixed | Roof
NJADRE1554892517 | Administratively Determined Incentive Program | PATERSON | 7522 | 6 | 7.92 | Residential | Behind the Meter | No | Net Metered Residential | Bright Planet Solar |  | PSE&G | Accepted | 2023-10-23 | 2023-11-16 | 2024-11-16 | Solar Panels | LONGI | LR4-60HPB-360M |  | 0.36 | 8 | 48 | 40 |  | Fixed | Roof
NJADRE1554892517 | Administratively Determined Incentive Program | PATERSON | 7522 | 6 | 7.92 | Residential | Behind the Meter | No | Net Metered Residential | Bright Planet Solar |  | PSE&G | Accepted | 2023-10-23 | 2023-11-16 | 2024-11-16 | Solar Panels | LONGI | LR4-60HPB-360M |  | 0.36 | 2 | 139 | 37 |  | Fixed | Roof
NJADRE1554892517 | Administratively Determined Incentive Program | PATERSON | 7522 | 6 | 7.92 | Residential | Behind the Meter | No | Net Metered Residential | Bright Planet Solar |  | PSE&G | Accepted | 2023-10-23 | 2023-11-16 | 2024-11-16 | Solar Panels | LONGI | LR4-60HPB-360M |  | 0.36 | 1 | 319 | 40 |  | Fixed | Roof
NJADRE1554892584 | Administratively Determined Incentive Program | WILLIAMSTOWN | 8094 | 15 | 10.8 | Residential | Behind the Meter | No | Net Metered Residential | Power Energy Solutions |  | AC Electric | Accepted | 2023-10-23 | 2023-11-20 | 2024-11-20 | Solar Panels | SIL-400 HC+ | SILFAB SOLAR |  | 0.4 | 19 | 75 | 11 |  | Fixed | Roof | ROOFTOP
NJADRE1554892584 | Administratively Determined Incentive Program | WILLIAMSTOWN | 8094 | 15 | 10.8 | Residential | Behind the Meter | No | Net Metered Residential | Power Energy Solutions |  | AC Electric | Accepted | 2023-10-23 | 2023-11-20 | 2024-11-20 | Solar Panels | SIL-400 HC+ | SILFAB SOLAR |  | 0.4 | 8 | 255 | 11 |  | Fixed | Roof | ROOFTOP
NJADRE1554892584 | Administratively Determined Incentive Program | WILLIAMSTOWN | 8094 | 15 | 10.8 | Residential | Behind the Meter | No | Net Metered Residential | Power Energy Solutions |  | AC Electric | Accepted | 2023-10-23 | 2023-11-20 | 2024-11-20 | Inverters | SE7600H-US | SOLAREDGE | 7600 |  | 1 |  |  | 0.99 |  | Outside | ROOFTOP
NJADRE1554892618 | Administratively Determined Incentive Program | JERSEY CITY | 7306 | 8 | 3.2 | Residential | Behind the Meter | Yes | Net Metered Residential | Solar Mite Solutions |  | PSE&G | Accepted | 2023-10-23 | 2023-11-17 | 2024-11-17 | Inverters | Enphase | IQ8PLUS-72-2 | 290 |  | 8 |  |  | 0.98 |  | Outdoor
NJADRE1554892618 | Administratively Determined Incentive Program | JERSEY CITY | 7306 | 8 | 3.2 | Residential | Behind the Meter | Yes | Net Metered Residential | Solar Mite Solutions |  | PSE&G | Accepted | 2023-10-23 | 2023-11-17 | 2024-11-17 | Solar Panels | Canadian Solar | CS6R |  | 0.4 | 2 | 120 | 3 |  | Fixed | Roof | Array 1
NJADRE1554892618 | Administratively Determined Incentive Program | JERSEY CITY | 7306 | 8 | 3.2 | Residential | Behind the Meter | Yes | Net Metered Residential | Solar Mite Solutions |  | PSE&G | Accepted | 2023-10-23 | 2023-11-17 | 2024-11-17 | Solar Panels | Canadian Solar | CS6R |  | 0.4 | 6 | 120 | 3 |  | Fixed | Roof | Array 2
NJADRE1554894699 | Administratively Determined Incentive Program | RARITAN | 8869 | 5 | 9.99 | Residential | Behind the Meter | No | Net Metered Residential | Greentech Solar USA LLC |  | PSE&G | Accepted | 2023-10-24 | 2023-11-21 | 2024-11-21 | Inverters | Growatt | MIN10000TL-XH-US | 10000 |  | 1 |  |  | 0.97 |  | Outdoor
NJADRE1554894699 | Administratively Determined Incentive Program | RARITAN | 8869 | 5 | 9.99 | Residential | Behind the Meter | No | Net Metered Residential | Greentech Solar USA LLC |  | PSE&G | Accepted | 2023-10-24 | 2023-11-21 | 2024-11-21 | Solar Panels | Zn shine Solar | ZXM6-NH120 |  | 0.37 | 9 | 95 | 32 |  | Fixed | Roof
NJADRE1554894699 | Administratively Determined Incentive Program | RARITAN | 8869 | 5 | 9.99 | Residential | Behind the Meter | No | Net Metered Residential | Greentech Solar USA LLC |  | PSE&G | Accepted | 2023-10-24 | 2023-11-21 | 2024-11-21 | Solar Panels | Znshine Solar | ZXM6-NH120 |  | 0.37 | 18 | 95 | 32 |  | Fixed | Roof
NJADRE1554894701 | Administratively Determined Incentive Program | BRIDGEWATER | 8807 | 5 | 9.99 | Residential | Behind the Meter | No | Net Metered Residential | Greentech Solar USA LLC |  | PSE&G | Accepted | 2023-10-24 | 2023-11-21 | 2024-11-21 | Inverters | Growatt | MIN10000TL-XH-US | 10000 |  | 1 |  |  | 0.97 |  | Outdoor
NJADRE1554894701 | Administratively Determined Incentive Program | BRIDGEWATER | 8807 | 5 | 9.99 | Residential | Behind the Meter | No | Net Metered Residential | Greentech Solar USA LLC |  | PSE&G | Accepted | 2023-10-24 | 2023-11-21 | 2024-11-21 | Solar Panels | Znshine Solar | ZXM6-NH120 |  | 0.37 | 14 | 135 | 32 |  | Fixed | Roof
NJADRE1554894701 | Administratively Determined Incentive Program | BRIDGEWATER | 8807 | 5 | 9.99 | Residential | Behind the Meter | No | Net Metered Residential | Greentech Solar USA LLC |  | PSE&G | Accepted | 2023-10-24 | 2023-11-21 | 2024-11-21 | Solar Panels | Znshine | ZXM6-NH120 |  | 0.37 | 8 | 315 | 30 |  | Fixed | Roof
NJADRE1554894701 | Administratively Determined Incentive Program | BRIDGEWATER | 8807 | 5 | 9.99 | Residential | Behind the Meter | No | Net Metered Residential | Greentech Solar USA LLC |  | PSE&G | Accepted | 2023-10-24 | 2023-11-21 | 2024-11-21 | Solar Panels | Znshine Solar | ZXM6-NH120 |  | 0.37 | 5 | 225 | 32 |  | Fixed | Roof
NJADRE1554894723 | Administratively Determined Incentive Program | VINELAND | 8361 | 20 | 6.08 | Residential | Behind the Meter | Yes | Net Metered Residential | EMT Renewables |  | Vineland Muni Electric | Accepted | 2023-10-24 | 2023-11-16 | 2024-11-16 | Inverters | ENPHASE | IQ8+ | 290 |  | 15 |  |  | 0.98 |  | Other | UNDER EACH PANEL
NJADRE1554894723 | Administratively Determined Incentive Program | VINELAND | 8361 | 20 | 6.08 | Residential | Behind the Meter | Yes | Net Metered Residential | EMT Renewables |  | Vineland Muni Electric | Accepted | 2023-10-24 | 2023-11-16 | 2024-11-16 | Solar Panels | Q CELLS | Q PEAK DUO BLK |  | 0.405 | 2 | 156 | 30 |  | Fixed | Roof
NJADRE1554894723 | Administratively Determined Incentive Program | VINELAND | 8361 | 20 | 6.08 | Residential | Behind the Meter | Yes | Net Metered Residential | EMT Renewables |  | Vineland Muni Electric | Accepted | 2023-10-24 | 2023-11-16 | 2024-11-16 | Solar Panels | Q CELLS | Q PEAK DUO BLK |  | 0.405 | 3 | 156 | 30 |  | Fixed | Roof
NJADRE1554894723 | Administratively Determined Incentive Program | VINELAND | 8361 | 20 | 6.08 | Residential | Behind the Meter | Yes | Net Metered Residential | EMT Renewables |  | Vineland Muni Electric | Accepted | 2023-10-24 | 2023-11-16 | 2024-11-16 | Solar Panels | Q CELLS | Q PEAK DUO BLK |  | 0.405 | 4 | 246 | 39 |  | Fixed | Roof
NJADRE1554894723 | Administratively Determined Incentive Program | VINELAND | 8361 | 20 | 6.08 | Residential | Behind the Meter | Yes | Net Metered Residential | EMT Renewables |  | Vineland Muni Electric | Accepted | 2023-10-24 | 2023-11-16 | 2024-11-16 | Solar Panels | Q CELLS | Q PEAK DUO BLK |  | 0.405 | 6 | 156 | 30 |  | Fixed | Roof
NJADRE1554894735 | Administratively Determined Incentive Program | IRVINGTON | 7111 | 9 | 4.46 | Residential | Behind the Meter | Yes | Net Metered Residential | Sunrun Installation Services, Inc. |  | PSE&G | Accepted | 2023-10-24 | 2023-11-21 | 2024-11-21 | Inverters | Delta Electronics | E4-TL-US | 4000 |  | 1 |  |  | 0.975 |  | Outdoor | next to meter
NJADRE1554894735 | Administratively Determined Incentive Program | IRVINGTON | 7111 | 9 | 4.46 | Residential | Behind the Meter | Yes | Net Metered Residential | Sunrun Installation Services, Inc. |  | PSE&G | Accepted | 2023-10-24 | 2023-11-21 | 2024-11-21 | Solar Panels | Hanwha Q-Cells | Q.PEAK DUO BLK ML-G10+ 405 |  | 0.405 | 11 | 216 | 19 |  | Fixed | Roof
NJADRE1554894737 | Administratively Determined Incentive Program | WAYNE TWP | 7470 | 6 | 9.24 | Residential | Behind the Meter | No | Net Metered Residential | EMT Renewables |  | PSE&G | Accepted | 2023-10-24 | 2023-11-16 | 2024-11-16 | Inverters | ENPHASE | IQ7x | 315 |  | 22 |  |  | 0.98 |  | Other | UNDER EACH PANEL
NJADRE1554894737 | Administratively Determined Incentive Program | WAYNE TWP | 7470 | 6 | 9.24 | Residential | Behind the Meter | No | Net Metered Residential | EMT Renewables |  | PSE&G | Accepted | 2023-10-24 | 2023-11-16 | 2024-11-16 | Solar Panels | REC ALPHA | REC 420 |  | 0.42 | 5 | 267 | 11 |  | Fixed | Roof
NJADRE1554894737 | Administratively Determined Incentive Program | WAYNE TWP | 7470 | 6 | 9.24 | Residential | Behind the Meter | No | Net Metered Residential | EMT Renewables |  | PSE&G | Accepted | 2023-10-24 | 2023-11-16 | 2024-11-16 | Solar Panels | REC ALPHA | REC 420 |  | 0.42 | 5 | 87 | 11 |  | Fixed | Roof
NJADRE1554894737 | Administratively Determined Incentive Program | WAYNE TWP | 7470 | 6 | 9.24 | Residential | Behind the Meter | No | Net Metered Residential | EMT Renewables |  | PSE&G | Accepted | 2023-10-24 | 2023-11-16 | 2024-11-16 | Solar Panels | REC ALPHA | REC 420 |  | 0.42 | 6 | 267 | 26 |  | Fixed | Roof
NJADRE1554894737 | Administratively Determined Incentive Program | WAYNE TWP | 7470 | 6 | 9.24 | Residential | Behind the Meter | No | Net Metered Residential | EMT Renewables |  | PSE&G | Accepted | 2023-10-24 | 2023-11-16 | 2024-11-16 | Solar Panels | REC ALPHA | REC 420 |  | 0.42 | 6 | 87 | 26 |  | Fixed | Roof
NJADRE1554894746 | Administratively Determined Incentive Program | BLACKWOOD | 8012 | 14 | 6.15 | Residential | Behind the Meter | No | Net Metered Residential | Sun Up Zero Down LLC |  | PSE&G | Accepted | 2023-10-27 | 2023-11-29 | 2024-11-29 | Inverters | Enphase | IQ8PLUS-72-2-US | 290 |  | 15 |  |  | 0.976 |  | Outdoor
NJADRE1554894746 | Administratively Determined Incentive Program | BLACKWOOD | 8012 | 14 | 6.15 | Residential | Behind the Meter | No | Net Metered Residential | Sun Up Zero Down LLC |  | PSE&G | Accepted | 2023-10-27 | 2023-11-29 | 2024-11-29 | Meters | Enphase | TBD |  |  | 1 |  |  |  | Yes
NJADRE1554894746 | Administratively Determined Incentive Program | BLACKWOOD | 8012 | 14 | 6.15 | Residential | Behind the Meter | No | Net Metered Residential | Sun Up Zero Down LLC |  | PSE&G | Accepted | 2023-10-27 | 2023-11-29 | 2024-11-29 | Solar Panels | Trina | TSM-410-NE09RC.05 Vertex S+ |  | 0.41 | 15 | 240 | 23 |  | Fixed | Roof
NJADRE1554894756 | Administratively Determined Incentive Program | JERSEY CITY | 7307 | 8 | 6.08 | Residential | Behind the Meter | Yes | Net Metered Residential | Pro Custom Solar dba Momentum Solar |  | PSE&G | Accepted | 2023-10-24 | 2023-11-17 | 2024-11-17 | Solar Panels | Â Q. PEAK DUO BLK-G10+405 | hawnha |  | 0.405 | 3 | 206 | 22 |  | Fixed | Roof
NJADRE1554894756 | Administratively Determined Incentive Program | JERSEY CITY | 7307 | 8 | 6.08 | Residential | Behind the Meter | Yes | Net Metered Residential | Pro Custom Solar dba Momentum Solar |  | PSE&G | Accepted | 2023-10-24 | 2023-11-17 | 2024-11-17 | Solar Panels | Â Q. PEAK DUO BLK-G10+405 | hawnha |  | 0.405 | 12 | 26 | 22 |  | Fixed | Roof
NJADRE1554894756 | Administratively Determined Incentive Program | JERSEY CITY | 7307 | 8 | 6.08 | Residential | Behind the Meter | Yes | Net Metered Residential | Pro Custom Solar dba Momentum Solar |  | PSE&G | Accepted | 2023-10-24 | 2023-11-17 | 2024-11-17 | Inverters | IQ8PLUS-72-2-US | enphase | 290 |  | 15 |  |  | 0.97 |  | Outdoor
NJADRE1554894774 | Administratively Determined Incentive Program | UNION TWP UNI | 7083 | 10 | 2.94 | Residential | Behind the Meter | No | Net Metered Residential | EMT Renewables |  | PSE&G | Accepted | 2023-10-24 | 2023-11-17 | 2024-11-17 | Inverters | ENPHASE | IQ7x | 315 |  | 7 |  |  | 0.98 |  | Other | UNDER EACH PANEL
NJADRE1554894774 | Administratively Determined Incentive Program | UNION TWP UNI | 7083 | 10 | 2.94 | Residential | Behind the Meter | No | Net Metered Residential | EMT Renewables |  | PSE&G | Accepted | 2023-10-24 | 2023-11-17 | 2024-11-17 | Solar Panels | REC ALPHA | REC 420 |  | 0.42 | 7 | 168 | 34 |  | Fixed | Roof
NJADRE1554894786 | Administratively Determined Incentive Program | JERSEY CITY | 7307 | 8 | 2.43 | Residential | Behind the Meter | Yes | Net Metered Residential | Pro Custom Solar dba Momentum Solar |  | PSE&G | Accepted | 2023-10-24 | 2023-11-17 | 2024-11-17 | Solar Panels | Â Q. PEAK DUO BLK-G10+405 | hawnha |  | 0.405 | 6 | 206 | 22 |  | Fixed | Roof
NJADRE1554894786 | Administratively Determined Incentive Program | JERSEY CITY | 7307 | 8 | 2.43 | Residential | Behind the Meter | Yes | Net Metered Residential | Pro Custom Solar dba Momentum Solar |  | PSE&G | Accepted | 2023-10-24 | 2023-11-17 | 2024-11-17 | Inverters | IQ8PLUS-72-2-US | enphase | 290 |  | 6 |  |  | 0.97 |  | Outdoor
NJADRE1554894790 | Administratively Determined Incentive Program | WEST CREEK | 8092 | 18 | 12.96 | Residential | Behind the Meter | Yes | Net Metered Residential | SunnyMac LLC |  | AC Electric | Accepted | 2023-10-24 | 2023-11-28 | 2024-11-28 | Solar Panels | Q.PEAK DUO BLK ML-G10+400 | HANWHA |  | 0.405 | 32 | 204 | 45 |  | Fixed | Roof
NJADRE1554894790 | Administratively Determined Incentive Program | WEST CREEK | 8092 | 18 | 12.96 | Residential | Behind the Meter | Yes | Net Metered Residential | SunnyMac LLC |  | AC Electric | Accepted | 2023-10-24 | 2023-11-28 | 2024-11-28 | Inverters | SE11400H-US | Solarege | 11400 |  | 1 |  |  | 0.99 |  | Outdoor | next to meter
NJADRE1554894790 | Administratively Determined Incentive Program | WEST CREEK | 8092 | 18 | 12.96 | Residential | Behind the Meter | Yes | Net Metered Residential | SunnyMac LLC |  | AC Electric | Accepted | 2023-10-24 | 2023-11-28 | 2024-11-28 | Meters | SE-RGMTR-1D-240C-B | Solaredge |  |  | 1 |  |  |  | Yes | Outdoor
NJADRE1554894800 | Administratively Determined Incentive Program | MILLSTONE TOWNSHIP | 8510 | 17 | 9.32 | Residential | Behind the Meter | Yes | Net Metered Residential | Pro Custom Solar dba Momentum Solar |  | JCP&L | Accepted | 2023-10-24 | 2023-11-17 | 2024-11-17 | Inverters | Enphase | IQ8PLUS-72-2-US | 290 |  | 23 |  |  | 0.97 |  | Outdoor
NJADRE1554894800 | Administratively Determined Incentive Program | MILLSTONE TOWNSHIP | 8510 | 17 | 9.32 | Residential | Behind the Meter | Yes | Net Metered Residential | Pro Custom Solar dba Momentum Solar |  | JCP&L | Accepted | 2023-10-24 | 2023-11-17 | 2024-11-17 | Solar Panels | Hanwha | q.peak duo blk ML-g10+405 |  | 0.405 | 4 | 91 | 36 |  | Fixed | Roof
NJADRE1554894800 | Administratively Determined Incentive Program | MILLSTONE TOWNSHIP | 8510 | 17 | 9.32 | Residential | Behind the Meter | Yes | Net Metered Residential | Pro Custom Solar dba Momentum Solar |  | JCP&L | Accepted | 2023-10-24 | 2023-11-17 | 2024-11-17 | Solar Panels | Hanwha | q.peak duo blk ML-g10+405 |  | 0.405 | 13 | 271 | 37 |  | Fixed | Roof
NJADRE1554894800 | Administratively Determined Incentive Program | MILLSTONE TOWNSHIP | 8510 | 17 | 9.32 | Residential | Behind the Meter | Yes | Net Metered Residential | Pro Custom Solar dba Momentum Solar |  | JCP&L | Accepted | 2023-10-24 | 2023-11-17 | 2024-11-17 | Solar Panels | Hanwha | q.peak duo blk ML-g10+405 |  | 0.405 | 6 | 91 | 39 |  | Fixed | Roof
NJADRE1554894830 | Administratively Determined Incentive Program | MONTAGUE | 7827 | 1 | 14.4 | Residential | Behind the Meter | No | Net Metered Residential | Solar Bear Energy, LLC. |  | JCP&L | Accepted | 2023-10-24 | 2023-11-28 | 2024-11-28 | Solar Panels | HANWHA Q-CELLS | Q-PEAK DUO BLK ML-G10+-400 |  | 0.4 | 36 | 210 | 49 |  | Fixed | Roof | N/A
NJADRE1554894830 | Administratively Determined Incentive Program | MONTAGUE | 7827 | 1 | 14.4 | Residential | Behind the Meter | No | Net Metered Residential | Solar Bear Energy, LLC. |  | JCP&L | Accepted | 2023-10-24 | 2023-11-28 | 2024-11-28 | Inverters | ENPHASE | IQ8PLUS-72-2-US | 290 |  | 36 |  |  | 0.97 |  | Outdoor | UNDER EACH MODULE
NJADRE1554894848 | Administratively Determined Incentive Program | SOUTH PLAINFIELD | 7080 | 11 | 13.37 | Residential | Behind the Meter | Yes | Net Metered Residential | SunnyMac LLC |  | PSE&G | Accepted | 2023-10-24 | 2023-11-17 | 2024-11-17 | Solar Panels | Q.PEAK DUO BLK ML-G10+ 405 | HANWHA |  | 0.405 | 16 | 345 | 27 |  | Fixed | Roof
NJADRE1554894848 | Administratively Determined Incentive Program | SOUTH PLAINFIELD | 7080 | 11 | 13.37 | Residential | Behind the Meter | Yes | Net Metered Residential | SunnyMac LLC |  | PSE&G | Accepted | 2023-10-24 | 2023-11-17 | 2024-11-17 | Solar Panels | Q.PEAK DUO BLK ML-G10+ 405 | HANWHA |  | 0.405 | 11 | 165 | 27 |  | Fixed | Roof
NJADRE1554894848 | Administratively Determined Incentive Program | SOUTH PLAINFIELD | 7080 | 11 | 13.37 | Residential | Behind the Meter | Yes | Net Metered Residential | SunnyMac LLC |  | PSE&G | Accepted | 2023-10-24 | 2023-11-17 | 2024-11-17 | Solar Panels | Q.PEAK DUO BLK ML-G10+ 405 | HANWHA |  | 0.405 | 2 | 345 | 27 |  | Fixed | Roof
NJADRE1554894848 | Administratively Determined Incentive Program | SOUTH PLAINFIELD | 7080 | 11 | 13.37 | Residential | Behind the Meter | Yes | Net Metered Residential | SunnyMac LLC |  | PSE&G | Accepted | 2023-10-24 | 2023-11-17 | 2024-11-17 | Solar Panels | Q.PEAK DUO BLK ML-G10+ 405 | HANWHA |  | 0.405 | 4 | 165 | 27 |  | Fixed | Roof
NJADRE1554894848 | Administratively Determined Incentive Program | SOUTH PLAINFIELD | 7080 | 11 | 13.37 | Residential | Behind the Meter | Yes | Net Metered Residential | SunnyMac LLC |  | PSE&G | Accepted | 2023-10-24 | 2023-11-17 | 2024-11-17 | Inverters | SE 10000H -US | Solaredge | 10000 |  | 1 |  |  | 0.1 |  | Outdoor | NEXT TO METER
NJADRE1554894848 | Administratively Determined Incentive Program | SOUTH PLAINFIELD | 7080 | 11 | 13.37 | Residential | Behind the Meter | Yes | Net Metered Residential | SunnyMac LLC |  | PSE&G | Accepted | 2023-10-24 | 2023-11-17 | 2024-11-17 | Meters | SE-RGMTR-1D-240C-B | Solaredge |  |  | 1 |  |  |  | Yes | Outdoor
NJADRE1554894865 | Administratively Determined Incentive Program | MAPLE SHADE TWP | 8052 | 13 | 10.08 | Residential | Behind the Meter | No | Net Metered Residential | EMT Renewables |  | PSE&G | Accepted | 2023-10-24 | 2023-11-17 | 2024-11-17 | Inverters | ENPHASE | IQ7x | 315 |  | 24 |  |  | 0.98 |  | Other | UNDER EACH PANEL
NJADRE1554894865 | Administratively Determined Incentive Program | MAPLE SHADE TWP | 8052 | 13 | 10.08 | Residential | Behind the Meter | No | Net Metered Residential | EMT Renewables |  | PSE&G | Accepted | 2023-10-24 | 2023-11-17 | 2024-11-17 | Solar Panels | REC ALPHA | REC 420 |  | 0.42 | 17 | 163 | 34 |  | Fixed | Roof
NJADRE1554894865 | Administratively Determined Incentive Program | MAPLE SHADE TWP | 8052 | 13 | 10.08 | Residential | Behind the Meter | No | Net Metered Residential | EMT Renewables |  | PSE&G | Accepted | 2023-10-24 | 2023-11-17 | 2024-11-17 | Solar Panels | REC ALPHA | REC 420 |  | 0.42 | 7 | 343 | 34 |  | Fixed | Roof
NJADRE1554894909 | Administratively Determined Incentive Program | PRINCETON | 8540 | 12 | 7.79 | Residential | Behind the Meter | No | Net Metered Residential | Infinity Solar Systems |  | PSE&G | Accepted | 2023-10-24 | 2023-11-20 | 2024-11-20 | Inverters | Enphase | IQ8Plus-72-2-US | 290 |  | 19 |  |  | 0.97 |  | Outdoor
NJADRE1554894909 | Administratively Determined Incentive Program | PRINCETON | 8540 | 12 | 7.79 | Residential | Behind the Meter | No | Net Metered Residential | Infinity Solar Systems |  | PSE&G | Accepted | 2023-10-24 | 2023-11-20 | 2024-11-20 | Solar Panels | SEG Solar | SOLAR SEG-410-BMD-HV |  | 0.41 | 19 | 267 | 21 |  | Fixed | Roof
NJADRE1554894910 | Administratively Determined Incentive Program | MAPLE SHADE | 8052 | 13 | 5.27 | Residential | Behind the Meter | No | Net Metered Residential | EMT Renewables |  | PSE&G | Accepted | 2023-10-24 | 2023-11-17 | 2024-11-17 | Inverters | ENPHASE | IQ8+ | 290 |  | 13 |  |  | 0.98 |  | Other | UNDER EACH PANEL
NJADRE1554894910 | Administratively Determined Incentive Program | MAPLE SHADE | 8052 | 13 | 5.27 | Residential | Behind the Meter | No | Net Metered Residential | EMT Renewables |  | PSE&G | Accepted | 2023-10-24 | 2023-11-17 | 2024-11-17 | Solar Panels | Q CELLS | Q PEAK DUO BLK |  | 0.405 | 13 | 172 | 31 |  | Fixed | Roof
NJADRE1554894912 | Administratively Determined Incentive Program | WYCKOFF | 7481 | 7 | 12.8 | Residential | Behind the Meter | No | Net Metered Residential | Power Energy Solutions |  | PSE&G | Accepted | 2023-10-24 | 2023-11-21 | 2024-11-21 | Solar Panels | PS400M6-18/VHB | PHONO SOLAR |  | 0.4 | 7 | 219 | 20 |  | Fixed | Roof | ROOFTOP
NJADRE1554894912 | Administratively Determined Incentive Program | WYCKOFF | 7481 | 7 | 12.8 | Residential | Behind the Meter | No | Net Metered Residential | Power Energy Solutions |  | PSE&G | Accepted | 2023-10-24 | 2023-11-21 | 2024-11-21 | Solar Panels | PS400M6-18/VHB | PHONO SOLAR |  | 0.4 | 18 | 219 | 20 |  | Fixed | Roof | ROOFTOP
NJADRE1554894912 | Administratively Determined Incentive Program | WYCKOFF | 7481 | 7 | 12.8 | Residential | Behind the Meter | No | Net Metered Residential | Power Energy Solutions |  | PSE&G | Accepted | 2023-10-24 | 2023-11-21 | 2024-11-21 | Solar Panels | PS400M6-18/VHB | PHONO SOLAR |  | 0.4 | 7 | 20 | 39 |  | Fixed | Roof | ROOFTOP
NJADRE1554894912 | Administratively Determined Incentive Program | WYCKOFF | 7481 | 7 | 12.8 | Residential | Behind the Meter | No | Net Metered Residential | Power Energy Solutions |  | PSE&G | Accepted | 2023-10-24 | 2023-11-21 | 2024-11-21 | Inverters | SE10000H-US | SOLAREDGE | 10000 |  | 1 |  |  | 0.99 |  | Outside | ROOFTOP
NJADRE1554894919 | Administratively Determined Incentive Program | TRENTON | 8690 | 12 | 4.46 | Residential | Behind the Meter | Yes | Net Metered Residential | SunnyMac LLC |  | PSE&G | Accepted | 2023-10-24 | 2023-11-17 | 2024-11-17 | Solar Panels | Q.PEAK DUO BLK ML-G10+ 405W | HANWHA |  | 0.405 | 11 | 197 | 27 |  | Fixed | Roof
NJADRE1554894919 | Administratively Determined Incentive Program | TRENTON | 8690 | 12 | 4.46 | Residential | Behind the Meter | Yes | Net Metered Residential | SunnyMac LLC |  | PSE&G | Accepted | 2023-10-24 | 2023-11-17 | 2024-11-17 | Inverters | SE3800H-US | Solaredge | 3800 |  | 1 |  |  | 0.99 |  | Outdoor | next to meter
NJADRE1554894935 | Administratively Determined Incentive Program | ELMER | 8318 | 16 | 18.48 | Residential | Behind the Meter | No | Net Metered Residential | EMT Renewables |  | AC Electric | Accepted | 2023-10-24 | 2023-11-17 | 2024-11-17 | Inverters | ENPHASE | IQ7x | 315 |  | 44 |  |  | 0.98 |  | Other | UNDER EACH PANEL
NJADRE1554894935 | Administratively Determined Incentive Program | ELMER | 8318 | 16 | 18.48 | Residential | Behind the Meter | No | Net Metered Residential | EMT Renewables |  | AC Electric | Accepted | 2023-10-24 | 2023-11-17 | 2024-11-17 | Solar Panels | REC ALPHA | REC 420 |  | 0.42 | 15 | 227 | 29 |  | Fixed | Roof
NJADRE1554894935 | Administratively Determined Incentive Program | ELMER | 8318 | 16 | 18.48 | Residential | Behind the Meter | No | Net Metered Residential | EMT Renewables |  | AC Electric | Accepted | 2023-10-24 | 2023-11-17 | 2024-11-17 | Solar Panels | REC ALPHA | REC 420 |  | 0.42 | 29 | 227 | 12 |  | Fixed | Roof
NJADRE1554894950 | Administratively Determined Incentive Program | PLAINFIELD | 7060 | 10 | 7.29 | Residential | Behind the Meter | Yes | Net Metered Residential | SunnyMac LLC |  | PSE&G | Accepted | 2023-10-24 | 2023-11-20 | 2024-11-20 | Solar Panels | Q.PEAK DUO BLK ML-G10+ 405W | HANWHA |  | 0.405 | 4 | 217 | 11 |  | Fixed | Roof
NJADRE1554894950 | Administratively Determined Incentive Program | PLAINFIELD | 7060 | 10 | 7.29 | Residential | Behind the Meter | Yes | Net Metered Residential | SunnyMac LLC |  | PSE&G | Accepted | 2023-10-24 | 2023-11-20 | 2024-11-20 | Solar Panels | Q.PEAK DUO BLK ML-G10+ 405W | HANWHA |  | 0.405 | 10 | 217 | 14 |  | Fixed | Roof
NJADRE1554894950 | Administratively Determined Incentive Program | PLAINFIELD | 7060 | 10 | 7.29 | Residential | Behind the Meter | Yes | Net Metered Residential | SunnyMac LLC |  | PSE&G | Accepted | 2023-10-24 | 2023-11-20 | 2024-11-20 | Solar Panels | Q.PEAK DUO BLK ML-G10+ 405W | HANWHA |  | 0.405 | 4 | 127 | 45 |  | Fixed | Roof
NJADRE1554894950 | Administratively Determined Incentive Program | PLAINFIELD | 7060 | 10 | 7.29 | Residential | Behind the Meter | Yes | Net Metered Residential | SunnyMac LLC |  | PSE&G | Accepted | 2023-10-24 | 2023-11-20 | 2024-11-20 | Inverters | SE6000H-US | Solaredge | 6000 |  | 1 |  |  | 0.99 |  | Outdoor | next to meter
NJADRE1554894950 | Administratively Determined Incentive Program | PLAINFIELD | 7060 | 10 | 7.29 | Residential | Behind the Meter | Yes | Net Metered Residential | SunnyMac LLC |  | PSE&G | Accepted | 2023-10-24 | 2023-11-20 | 2024-11-20 | Meters | SE-RGMTR-1D-240C-B | Solaredge |  |  | 1 |  |  |  | Yes | Outdoor
NJADRE1554894971 | Administratively Determined Incentive Program | JACKSON | 8527 | 18 | 10.08 | Residential | Behind the Meter | Yes | Net Metered Residential | EMT Renewables |  | JCP&L | Accepted | 2023-10-24 | 2023-11-17 | 2024-11-17 | Inverters | ENPHASE | IQ7x | 315 |  | 24 |  |  | 0.98 |  | Other | UNDER EACH PANEL
NJADRE1554894971 | Administratively Determined Incentive Program | JACKSON | 8527 | 18 | 10.08 | Residential | Behind the Meter | Yes | Net Metered Residential | EMT Renewables |  | JCP&L | Accepted | 2023-10-24 | 2023-11-17 | 2024-11-17 | Solar Panels | REC ALPHA | REC 420 |  | 0.42 | 20 | 146 | 35 |  | Fixed | Roof
NJADRE1554894971 | Administratively Determined Incentive Program | JACKSON | 8527 | 18 | 10.08 | Residential | Behind the Meter | Yes | Net Metered Residential | EMT Renewables |  | JCP&L | Accepted | 2023-10-24 | 2023-11-17 | 2024-11-17 | Solar Panels | REC ALPHA | REC 420 |  | 0.42 | 4 | 146 | 34 |  | Fixed | Roof
NJADRE1554894988 | Administratively Determined Incentive Program | NEW MILFORD | 7646 | 7 | 11.48 | Residential | Behind the Meter | No | Net Metered Residential | Infinity Solar Systems |  | PSE&G | Accepted | 2023-10-24 | 2023-11-21 | 2024-11-21 | Inverters | Enphase | IQ8Plus-72-2-US | 290 |  | 28 |  |  | 0.97 |  | Outdoor
NJADRE1554894988 | Administratively Determined Incentive Program | NEW MILFORD | 7646 | 7 | 11.48 | Residential | Behind the Meter | No | Net Metered Residential | Infinity Solar Systems |  | PSE&G | Accepted | 2023-10-24 | 2023-11-21 | 2024-11-21 | Solar Panels | SEG Solar | SEG-410-BMD-HV |  | 0.41 | 5 | 181 | 30 |  | Fixed | Roof
NJADRE1554894988 | Administratively Determined Incentive Program | NEW MILFORD | 7646 | 7 | 11.48 | Residential | Behind the Meter | No | Net Metered Residential | Infinity Solar Systems |  | PSE&G | Accepted | 2023-10-24 | 2023-11-21 | 2024-11-21 | Solar Panels | SEG Solar | SEG-410-BMD-HV |  | 0.41 | 5 | 181 | 30 |  | Fixed | Roof
NJADRE1554894988 | Administratively Determined Incentive Program | NEW MILFORD | 7646 | 7 | 11.48 | Residential | Behind the Meter | No | Net Metered Residential | Infinity Solar Systems |  | PSE&G | Accepted | 2023-10-24 | 2023-11-21 | 2024-11-21 | Solar Panels | SEG Solar | SEG-410-BMD-HV |  | 0.41 | 3 | 91 | 30 |  | Fixed | Roof
NJADRE1554894988 | Administratively Determined Incentive Program | NEW MILFORD | 7646 | 7 | 11.48 | Residential | Behind the Meter | No | Net Metered Residential | Infinity Solar Systems |  | PSE&G | Accepted | 2023-10-24 | 2023-11-21 | 2024-11-21 | Solar Panels | SEG Solar | SEG-410-BMD-HV |  | 0.41 | 2 | 271 | 30 |  | Fixed | Roof
NJADRE1554894988 | Administratively Determined Incentive Program | NEW MILFORD | 7646 | 7 | 11.48 | Residential | Behind the Meter | No | Net Metered Residential | Infinity Solar Systems |  | PSE&G | Accepted | 2023-10-24 | 2023-11-21 | 2024-11-21 | Solar Panels | SEG Solar | SEG-410-BMD-HV |  | 0.41 | 13 | 1 | 30 |  | Fixed | Roof
NJADRE1554895219 | Administratively Determined Incentive Program | MANALAPAN | 7726 | 17 | 12.96 | Residential | Behind the Meter | Yes | Net Metered Residential | Pro Custom Solar dba Momentum Solar |  | JCP&L | Accepted | 2023-10-24 | 2023-11-20 | 2024-11-20 | Inverters | Enphase | IQ8PLUS-72-2-US | 290 |  | 32 |  |  | 0.97 |  | Outdoor
NJADRE1554895219 | Administratively Determined Incentive Program | MANALAPAN | 7726 | 17 | 12.96 | Residential | Behind the Meter | Yes | Net Metered Residential | Pro Custom Solar dba Momentum Solar |  | JCP&L | Accepted | 2023-10-24 | 2023-11-20 | 2024-11-20 | Solar Panels | Hanwha | q.peak duo blk ML-g10+405 |  | 0.405 | 22 | 209 | 23 |  | Fixed | Roof
NJADRE1554895219 | Administratively Determined Incentive Program | MANALAPAN | 7726 | 17 | 12.96 | Residential | Behind the Meter | Yes | Net Metered Residential | Pro Custom Solar dba Momentum Solar |  | JCP&L | Accepted | 2023-10-24 | 2023-11-20 | 2024-11-20 | Solar Panels | Hanwha | q.peak duo blk ML-g10+405 |  | 0.405 | 10 | 209 | 23 |  | Fixed | Roof
NJADRE1554895222 | Administratively Determined Incentive Program | PISCATAWAY | 8854 | 11 | 5.67 | Residential | Behind the Meter | Yes | Net Metered Residential | SunnyMac LLC |  | PSE&G | Accepted | 2023-10-24 | 2023-11-21 | 2024-11-21 | Solar Panels | Q.PEAK DUO BLK ML-G10+ 405W | HANWHA |  | 0.405 | 14 | 99 | 23 |  | Fixed | Roof
NJADRE1554895222 | Administratively Determined Incentive Program | PISCATAWAY | 8854 | 11 | 5.67 | Residential | Behind the Meter | Yes | Net Metered Residential | SunnyMac LLC |  | PSE&G | Accepted | 2023-10-24 | 2023-11-21 | 2024-11-21 | Inverters | SE5000H-US | Solaredge | 5000 |  | 1 |  |  | 0.99 |  | Outdoor | next to meter
NJADRE1554895222 | Administratively Determined Incentive Program | PISCATAWAY | 8854 | 11 | 5.67 | Residential | Behind the Meter | Yes | Net Metered Residential | SunnyMac LLC |  | PSE&G | Accepted | 2023-10-24 | 2023-11-21 | 2024-11-21 | Meters | SE-RGMTR-1D-240C-B | Solaredge |  |  | 1 |  |  |  | Yes | Outdoor
NJADRE1554895223 | Administratively Determined Incentive Program | EDISON | 8820 | 11 | 11.52 | Residential | Behind the Meter | No | Net Metered Residential | Panatec Corporation |  | PSE&G | Accepted | 2023-10-24 | 2023-11-21 | 2024-11-21 | Inverters | Enphase | IQ8A | 349 |  | 32 |  |  | 0.976 |  | Outdoor
NJADRE1554895223 | Administratively Determined Incentive Program | EDISON | 8820 | 11 | 11.52 | Residential | Behind the Meter | No | Net Metered Residential | Panatec Corporation |  | PSE&G | Accepted | 2023-10-24 | 2023-11-21 | 2024-11-21 | Meters | Enphase | X-IQ-AM1-240-4 |  |  | 1 |  |  |  | Yes | Indoor
NJADRE1554895223 | Administratively Determined Incentive Program | EDISON | 8820 | 11 | 11.52 | Residential | Behind the Meter | No | Net Metered Residential | Panatec Corporation |  | PSE&G | Accepted | 2023-10-24 | 2023-11-21 | 2024-11-21 | Solar Panels | Panasonic | EVPV360 |  | 0.36 | 10 | 109 | 25 |  | Fixed | Roof
NJADRE1554895223 | Administratively Determined Incentive Program | EDISON | 8820 | 11 | 11.52 | Residential | Behind the Meter | No | Net Metered Residential | Panatec Corporation |  | PSE&G | Accepted | 2023-10-24 | 2023-11-21 | 2024-11-21 | Solar Panels | Panasonic | EVPV360 |  | 0.36 | 6 | 199 | 25 |  | Fixed | Roof
NJADRE1554895223 | Administratively Determined Incentive Program | EDISON | 8820 | 11 | 11.52 | Residential | Behind the Meter | No | Net Metered Residential | Panatec Corporation |  | PSE&G | Accepted | 2023-10-24 | 2023-11-21 | 2024-11-21 | Solar Panels | Panasonic | EVPV360 |  | 0.36 | 16 | 199 | 25 |  | Fixed | Roof
NJADRE1554895224 | Administratively Determined Incentive Program | BOONTON | 7005 | 3 | 51.75 | Commercial | Behind the Meter | No | Small Net-Metered Non-Residential located on Rooftop, Carport, Canopy and Floating Solar | Powerlutions |  | JCP&L | Accepted | 2023-10-24 | 2023-11-22 | 2024-11-22 | Solar Panels | TALESUN SOLAR | BIPRO TD6I72M-450 |  | 0.45 | 38 | 247 | 27 |  | Fixed | Roof
NJADRE1554895224 | Administratively Determined Incentive Program | BOONTON | 7005 | 3 | 51.75 | Commercial | Behind the Meter | No | Small Net-Metered Non-Residential located on Rooftop, Carport, Canopy and Floating Solar | Powerlutions |  | JCP&L | Accepted | 2023-10-24 | 2023-11-22 | 2024-11-22 | Solar Panels | TALESUN SOLAR | BIPRO TD6I72M-450 |  | 0.45 | 20 | 247 | 27 |  | Fixed | Roof
NJADRE1554895224 | Administratively Determined Incentive Program | BOONTON | 7005 | 3 | 51.75 | Commercial | Behind the Meter | No | Small Net-Metered Non-Residential located on Rooftop, Carport, Canopy and Floating Solar | Powerlutions |  | JCP&L | Accepted | 2023-10-24 | 2023-11-22 | 2024-11-22 | Solar Panels | TALESUN SOLAR | BIPRO TD6I72M-450 |  | 0.45 | 11 | 247 | 27 |  | Fixed | Roof
NJADRE1554895224 | Administratively Determined Incentive Program | BOONTON | 7005 | 3 | 51.75 | Commercial | Behind the Meter | No | Small Net-Metered Non-Residential located on Rooftop, Carport, Canopy and Floating Solar | Powerlutions |  | JCP&L | Accepted | 2023-10-24 | 2023-11-22 | 2024-11-22 | Solar Panels | TALESUN SOLAR | BIPRO TD6I72M-450 |  | 0.45 | 46 | 247 | 27 |  | Fixed | Roof
NJADRE1554895224 | Administratively Determined Incentive Program | BOONTON | 7005 | 3 | 51.75 | Commercial | Behind the Meter | No | Small Net-Metered Non-Residential located on Rooftop, Carport, Canopy and Floating Solar | Powerlutions |  | JCP&L | Accepted | 2023-10-24 | 2023-11-22 | 2024-11-22 | Inverters | ENPHASE | IQ7PLUS-72-2-US | 290 |  | 115 |  |  | 0.98 |  | Outdoor
NJADRE1554896845 | Administratively Determined Incentive Program | BRIDGETON | 8302 | 20 | 50.22 | Farm | Behind the Meter | No | Small Net-Metered Non-Residential located on Rooftop, Carport, Canopy and Floating Solar | RCL Enterprises Inc. |  | AC Electric | Accepted | 2023-10-24 | 2023-11-17 | 2024-11-17 | Inverters | Enphase | IQ8plus | 290 |  | 124 |  |  | 0.97 |  | Outdoor
NJADRE1554896845 | Administratively Determined Incentive Program | BRIDGETON | 8302 | 20 | 50.22 | Farm | Behind the Meter | No | Small Net-Metered Non-Residential located on Rooftop, Carport, Canopy and Floating Solar | RCL Enterprises Inc. |  | AC Electric | Accepted | 2023-10-24 | 2023-11-17 | 2024-11-17 | Solar Panels | QPEAK | DUOBLKMLG10 |  | 0.405 | 78 | 180 | 18 |  | Fixed | Roof
NJADRE1554896845 | Administratively Determined Incentive Program | BRIDGETON | 8302 | 20 | 50.22 | Farm | Behind the Meter | No | Small Net-Metered Non-Residential located on Rooftop, Carport, Canopy and Floating Solar | RCL Enterprises Inc. |  | AC Electric | Accepted | 2023-10-24 | 2023-11-17 | 2024-11-17 | Solar Panels | QPEAK | DUOBLKMLG10 |  | 0.405 | 46 | 0 | 18 |  | Fixed | Roof
NJADRE1554897023 | Administratively Determined Incentive Program | PISCATAWAY | 8854 | 11 | 6.08 | Residential | Behind the Meter | Yes | Net Metered Residential | Pro Custom Solar dba Momentum Solar |  | PSE&G | Accepted | 2023-10-24 | 2023-11-17 | 2024-11-17 | Inverters | Enphase | IQ8PLUS-72-2-US | 290 |  | 15 |  |  | 0.97 |  | Outdoor
NJADRE1554897023 | Administratively Determined Incentive Program | PISCATAWAY | 8854 | 11 | 6.08 | Residential | Behind the Meter | Yes | Net Metered Residential | Pro Custom Solar dba Momentum Solar |  | PSE&G | Accepted | 2023-10-24 | 2023-11-17 | 2024-11-17 | Solar Panels | Hanwha | q.peak duo blk ML-g10+405 |  | 0.405 | 15 | 173 | 34 |  | Fixed | Roof
NJADRE1554897028 | Administratively Determined Incentive Program | PENNSAUKEN | 8110 | 14 | 9.66 | Residential | Behind the Meter | No | Net Metered Residential | EMT Renewables |  | PSE&G | Accepted | 2023-10-24 | 2023-11-17 | 2024-11-17 | Inverters | ENPHASE | IQ7x | 315 |  | 23 |  |  | 0.86 |  | Other | UNDER EACH PANEL
NJADRE1554897028 | Administratively Determined Incentive Program | PENNSAUKEN | 8110 | 14 | 9.66 | Residential | Behind the Meter | No | Net Metered Residential | EMT Renewables |  | PSE&G | Accepted | 2023-10-24 | 2023-11-17 | 2024-11-17 | Solar Panels | REC ALPHA | REC 420 |  | 0.42 | 7 | 189 | 50 |  | Fixed | Roof
NJADRE1554897028 | Administratively Determined Incentive Program | PENNSAUKEN | 8110 | 14 | 9.66 | Residential | Behind the Meter | No | Net Metered Residential | EMT Renewables |  | PSE&G | Accepted | 2023-10-24 | 2023-11-17 | 2024-11-17 | Solar Panels | REC ALPHA | REC 420 |  | 0.42 | 11 | 279 | 28 |  | Fixed | Roof
NJADRE1554897028 | Administratively Determined Incentive Program | PENNSAUKEN | 8110 | 14 | 9.66 | Residential | Behind the Meter | No | Net Metered Residential | EMT Renewables |  | PSE&G | Accepted | 2023-10-24 | 2023-11-17 | 2024-11-17 | Solar Panels | REC ALPHA | REC 420 |  | 0.42 | 5 | 99 | 28 |  | Fixed | Roof
NJADRE1554897059 | Administratively Determined Incentive Program | AVENEL | 7001 | 11 | 13.37 | Residential | Behind the Meter | No | Net Metered Residential | EMT Renewables |  | PSE&G | Accepted | 2023-10-24 | 2023-11-17 | 2024-11-17 | Inverters | ENPHASE | IQ8+ | 290 |  | 33 |  |  | 0.98 |  | Other | UNDER EACH PANEL
NJADRE1554897059 | Administratively Determined Incentive Program | AVENEL | 7001 | 11 | 13.37 | Residential | Behind the Meter | No | Net Metered Residential | EMT Renewables |  | PSE&G | Accepted | 2023-10-24 | 2023-11-17 | 2024-11-17 | Solar Panels | Q CELLS | Q PEAK DUO BLK |  | 0.405 | 14 | 124 | 16 |  | Fixed | Roof
NJADRE1554897059 | Administratively Determined Incentive Program | AVENEL | 7001 | 11 | 13.37 | Residential | Behind the Meter | No | Net Metered Residential | EMT Renewables |  | PSE&G | Accepted | 2023-10-24 | 2023-11-17 | 2024-11-17 | Solar Panels | Q CELLS | Q PEAK DUO BLK |  | 0.405 | 4 | 124 | 15 |  | Fixed | Roof
NJADRE1554897059 | Administratively Determined Incentive Program | AVENEL | 7001 | 11 | 13.37 | Residential | Behind the Meter | No | Net Metered Residential | EMT Renewables |  | PSE&G | Accepted | 2023-10-24 | 2023-11-17 | 2024-11-17 | Solar Panels | Q CELLS | Q PEAK DUO BLK |  | 0.405 | 10 | 304 | 38 |  | Fixed | Roof
NJADRE1554897059 | Administratively Determined Incentive Program | AVENEL | 7001 | 11 | 13.37 | Residential | Behind the Meter | No | Net Metered Residential | EMT Renewables |  | PSE&G | Accepted | 2023-10-24 | 2023-11-17 | 2024-11-17 | Solar Panels | Q CELLS | Q PEAK DUO BLK |  | 0.405 | 5 | 304 | 19 |  | Fixed | Roof
NJADRE1554897065 | Administratively Determined Incentive Program | OAKLAND | 7436 | 7 | 6.97 | Residential | Behind the Meter | No | Net Metered Residential | Infinity Solar Systems |  | Orange Rockland Electric | Accepted | 2023-10-24 | 2023-11-20 | 2024-11-20 | Inverters | Enphase | IQ8Plus-72-2-US | 290 |  | 17 |  |  | 0.97 |  | Outdoor
NJADRE1554897065 | Administratively Determined Incentive Program | OAKLAND | 7436 | 7 | 6.97 | Residential | Behind the Meter | No | Net Metered Residential | Infinity Solar Systems |  | Orange Rockland Electric | Accepted | 2023-10-24 | 2023-11-20 | 2024-11-20 | Solar Panels | SEG SOLAR | SEG-410-BMD-HV |  | 0.41 | 6 | 110 | 33 |  | Fixed | Roof
NJADRE1554897065 | Administratively Determined Incentive Program | OAKLAND | 7436 | 7 | 6.97 | Residential | Behind the Meter | No | Net Metered Residential | Infinity Solar Systems |  | Orange Rockland Electric | Accepted | 2023-10-24 | 2023-11-20 | 2024-11-20 | Solar Panels | SEG SOLAR | SOLAR SEG-410-BMD-HV |  | 0.41 | 6 | 110 | 16 |  | Fixed | Roof
NJADRE1554897065 | Administratively Determined Incentive Program | OAKLAND | 7436 | 7 | 6.97 | Residential | Behind the Meter | No | Net Metered Residential | Infinity Solar Systems |  | Orange Rockland Electric | Accepted | 2023-10-24 | 2023-11-20 | 2024-11-20 | Solar Panels | SEG Solar | SEG-410-BMD-HV |  | 0.41 | 5 | 290 | 33 |  | Fixed | Roof
NJADRE1554897070 | Administratively Determined Incentive Program | BOONTON | 7005 | 3 | 154.8 | Commercial | Behind the Meter | No | Small Net-Metered Non-Residential located on Rooftop, Carport, Canopy and Floating Solar | Powerlutions |  | JCP&L | Accepted | 2023-10-24 | 2023-11-22 | 2024-11-22 | Solar Panels | TALESUN SOLAR | BIPRO TD6I72M-450 |  | 0.45 | 25 | 247 | 27 |  | Fixed | Roof
NJADRE1554897070 | Administratively Determined Incentive Program | BOONTON | 7005 | 3 | 154.8 | Commercial | Behind the Meter | No | Small Net-Metered Non-Residential located on Rooftop, Carport, Canopy and Floating Solar | Powerlutions |  | JCP&L | Accepted | 2023-10-24 | 2023-11-22 | 2024-11-22 | Solar Panels | TALESUN SOLAR | BIPRO TD6I72M-450 |  | 0.45 | 32 | 247 | 27 |  | Fixed | Roof
NJADRE1554897070 | Administratively Determined Incentive Program | BOONTON | 7005 | 3 | 154.8 | Commercial | Behind the Meter | No | Small Net-Metered Non-Residential located on Rooftop, Carport, Canopy and Floating Solar | Powerlutions |  | JCP&L | Accepted | 2023-10-24 | 2023-11-22 | 2024-11-22 | Solar Panels | TALESUN SOLAR | BIPRO TD6I72M-450 |  | 0.45 | 9 | 247 | 27 |  | Fixed | Roof
NJADRE1554897070 | Administratively Determined Incentive Program | BOONTON | 7005 | 3 | 154.8 | Commercial | Behind the Meter | No | Small Net-Metered Non-Residential located on Rooftop, Carport, Canopy and Floating Solar | Powerlutions |  | JCP&L | Accepted | 2023-10-24 | 2023-11-22 | 2024-11-22 | Solar Panels | TALESUN SOLAR | BIPRO TD6I72M-450 |  | 0.45 | 10 | 247 | 27 |  | Fixed | Roof
NJADRE1554897070 | Administratively Determined Incentive Program | BOONTON | 7005 | 3 | 154.8 | Commercial | Behind the Meter | No | Small Net-Metered Non-Residential located on Rooftop, Carport, Canopy and Floating Solar | Powerlutions |  | JCP&L | Accepted | 2023-10-24 | 2023-11-22 | 2024-11-22 | Solar Panels | TALESUN SOLAR | BIPRO TD6I72M-450 |  | 0.45 | 9 | 247 | 27 |  | Fixed | Roof
NJADRE1554897070 | Administratively Determined Incentive Program | BOONTON | 7005 | 3 | 154.8 | Commercial | Behind the Meter | No | Small Net-Metered Non-Residential located on Rooftop, Carport, Canopy and Floating Solar | Powerlutions |  | JCP&L | Accepted | 2023-10-24 | 2023-11-22 | 2024-11-22 | Solar Panels | TALESUN SOLAR | BIPRO TD6I72M-450 |  | 0.45 | 42 | 67 | 27 |  | Fixed | Roof
NJADRE1554897070 | Administratively Determined Incentive Program | BOONTON | 7005 | 3 | 154.8 | Commercial | Behind the Meter | No | Small Net-Metered Non-Residential located on Rooftop, Carport, Canopy and Floating Solar | Powerlutions |  | JCP&L | Accepted | 2023-10-24 | 2023-11-22 | 2024-11-22 | Solar Panels | TALESUN SOLAR | BIPRO TD6I72M-450 |  | 0.45 | 51 | 247 | 27 |  | Fixed | Roof
NJADRE1554897070 | Administratively Determined Incentive Program | BOONTON | 7005 | 3 | 154.8 | Commercial | Behind the Meter | No | Small Net-Metered Non-Residential located on Rooftop, Carport, Canopy and Floating Solar | Powerlutions |  | JCP&L | Accepted | 2023-10-24 | 2023-11-22 | 2024-11-22 | Solar Panels | TALESUN SOLAR | BIPRO TD6I72M-450 |  | 0.45 | 9 | 247 | 27 |  | Fixed | Roof
NJADRE1554897070 | Administratively Determined Incentive Program | BOONTON | 7005 | 3 | 154.8 | Commercial | Behind the Meter | No | Small Net-Metered Non-Residential located on Rooftop, Carport, Canopy and Floating Solar | Powerlutions |  | JCP&L | Accepted | 2023-10-24 | 2023-11-22 | 2024-11-22 | Solar Panels | TALESUN SOLAR | BIPRO TD6I72M-450 |  | 0.45 | 29 | 157 | 27 |  | Fixed | Roof
NJADRE1554897070 | Administratively Determined Incentive Program | BOONTON | 7005 | 3 | 154.8 | Commercial | Behind the Meter | No | Small Net-Metered Non-Residential located on Rooftop, Carport, Canopy and Floating Solar | Powerlutions |  | JCP&L | Accepted | 2023-10-24 | 2023-11-22 | 2024-11-22 | Solar Panels | TALESUN SOLAR | BIPRO TD6I72M-450 |  | 0.45 | 49 | 67 | 27 |  | Fixed | Roof
NJADRE1554897070 | Administratively Determined Incentive Program | BOONTON | 7005 | 3 | 154.8 | Commercial | Behind the Meter | No | Small Net-Metered Non-Residential located on Rooftop, Carport, Canopy and Floating Solar | Powerlutions |  | JCP&L | Accepted | 2023-10-24 | 2023-11-22 | 2024-11-22 | Solar Panels | TALESUN SOLAR | BIPRO TD6I72M-450 |  | 0.45 | 79 | 67 | 27 |  | Fixed | Roof
NJADRE1554897070 | Administratively Determined Incentive Program | BOONTON | 7005 | 3 | 154.8 | Commercial | Behind the Meter | No | Small Net-Metered Non-Residential located on Rooftop, Carport, Canopy and Floating Solar | Powerlutions |  | JCP&L | Accepted | 2023-10-24 | 2023-11-22 | 2024-11-22 | Inverters | ENPHASE | IQ7PLUS-72-2-US | 290 |  | 344 |  |  | 0.98 |  | Outdoor
NJADRE1554897073 | Administratively Determined Incentive Program | EAST BRUNSWICK | 8816 | 11 | 7.29 | Residential | Behind the Meter | Yes | Net Metered Residential | Pro Custom Solar dba Momentum Solar |  | JCP&L | Accepted | 2023-10-24 | 2023-11-20 | 2024-11-20 | Inverters | Enphase | IQ8PLUS-72-2-US | 290 |  | 18 |  |  | 0.97 |  | Outdoor
NJADRE1554897073 | Administratively Determined Incentive Program | EAST BRUNSWICK | 8816 | 11 | 7.29 | Residential | Behind the Meter | Yes | Net Metered Residential | Pro Custom Solar dba Momentum Solar |  | JCP&L | Accepted | 2023-10-24 | 2023-11-20 | 2024-11-20 | Solar Panels | Hanwha | q.peak duo blk ML-g10+405 |  | 0.405 | 18 | 250 | 18 |  | Fixed | Roof
NJADRE1554897077 | Administratively Determined Incentive Program | SAYREVILLE | 8872 | 11 | 6.08 | Residential | Behind the Meter | No | Net Metered Residential | Maier Solar Engineering dba Solar Me |  | PSE&G | Accepted | 2023-10-26 | 2023-11-28 | 2024-11-28 | Inverters | Enphase | IQ8+ | 290 |  | 15 |  |  | 0.96 |  | Outdoor | Next to meter
NJADRE1554897077 | Administratively Determined Incentive Program | SAYREVILLE | 8872 | 11 | 6.08 | Residential | Behind the Meter | No | Net Metered Residential | Maier Solar Engineering dba Solar Me |  | PSE&G | Accepted | 2023-10-26 | 2023-11-28 | 2024-11-28 | Solar Panels | Hanwha | Q.PEAK DUO BLK-ML-G10+405W |  | 0.405 | 15 | 170 | 34 |  | Fixed | Roof
NJADRE1554897096 | Administratively Determined Incentive Program | NEWTON | 7860 | 1 | 15.96 | Residential | Behind the Meter | No | Net Metered Residential | EMT Renewables |  | JCP&L | Accepted | 2023-10-24 | 2023-11-17 | 2024-11-17 | Inverters | ENPHASE | IQ7x | 315 |  | 38 |  |  | 0.98 |  | Other | UNDER EACH PANEL
NJADRE1554897096 | Administratively Determined Incentive Program | NEWTON | 7860 | 1 | 15.96 | Residential | Behind the Meter | No | Net Metered Residential | EMT Renewables |  | JCP&L | Accepted | 2023-10-24 | 2023-11-17 | 2024-11-17 | Solar Panels | REC ALPHA | REC 420 |  | 0.42 | 15 | 127 | 5 |  | Fixed | Roof
NJADRE1554897096 | Administratively Determined Incentive Program | NEWTON | 7860 | 1 | 15.96 | Residential | Behind the Meter | No | Net Metered Residential | EMT Renewables |  | JCP&L | Accepted | 2023-10-24 | 2023-11-17 | 2024-11-17 | Solar Panels | REC ALPHA | REC 420 |  | 0.42 | 3 | 128 | 31 |  | Fixed | Roof
NJADRE1554897096 | Administratively Determined Incentive Program | NEWTON | 7860 | 1 | 15.96 | Residential | Behind the Meter | No | Net Metered Residential | EMT Renewables |  | JCP&L | Accepted | 2023-10-24 | 2023-11-17 | 2024-11-17 | Solar Panels | REC ALPHA | REC 420 |  | 0.42 | 10 | 127 | 14 |  | Fixed | Roof
NJADRE1554897096 | Administratively Determined Incentive Program | NEWTON | 7860 | 1 | 15.96 | Residential | Behind the Meter | No | Net Metered Residential | EMT Renewables |  | JCP&L | Accepted | 2023-10-24 | 2023-11-17 | 2024-11-17 | Solar Panels | REC ALPHA | REC 420 |  | 0.42 | 10 | 307 | 32 |  | Fixed | Roof
NJADRE1554897106 | Administratively Determined Incentive Program | BOONTON | 7005 | 3 | 14.85 | Commercial | Behind the Meter | No | Small Net-Metered Non-Residential located on Rooftop, Carport, Canopy and Floating Solar | Powerlutions |  | JCP&L | Accepted | 2023-10-24 | 2023-11-28 | 2024-11-28 | Solar Panels | TALESUN SOLAR | BIPRO TD6I72M-450 |  | 0.45 | 11 | 247 | 27 |  | Fixed | Roof
NJADRE1554897106 | Administratively Determined Incentive Program | BOONTON | 7005 | 3 | 14.85 | Commercial | Behind the Meter | No | Small Net-Metered Non-Residential located on Rooftop, Carport, Canopy and Floating Solar | Powerlutions |  | JCP&L | Accepted | 2023-10-24 | 2023-11-28 | 2024-11-28 | Solar Panels | TALESUN SOLAR | BIPRO TD6I72M-450 |  | 0.45 | 22 | 157 | 27 |  | Fixed | Roof
NJADRE1554897106 | Administratively Determined Incentive Program | BOONTON | 7005 | 3 | 14.85 | Commercial | Behind the Meter | No | Small Net-Metered Non-Residential located on Rooftop, Carport, Canopy and Floating Solar | Powerlutions |  | JCP&L | Accepted | 2023-10-24 | 2023-11-28 | 2024-11-28 | Inverters | ENPHASE | IQ7PLUS-72-2-US | 290 |  | 33 |  |  | 0.98 |  | Outdoor
NJADRE1554897125 | Administratively Determined Incentive Program | PENNSVILLE | 8070 | 16 | 12.4 | Residential | Behind the Meter | No | Net Metered Residential | Power Energy Solutions |  | AC Electric | Accepted | 2023-10-24 | 2023-11-21 | 2024-11-21 | Inverters | SE10000H-US | SOLAREDGE | 10000 |  | 1 |  |  | 0.99 |  | Outside | ROOFTOP
NJADRE1554897125 | Administratively Determined Incentive Program | PENNSVILLE | 8070 | 16 | 12.4 | Residential | Behind the Meter | No | Net Metered Residential | Power Energy Solutions |  | AC Electric | Accepted | 2023-10-24 | 2023-11-21 | 2024-11-21 | Solar Panels | SIL-400 HC+ | SILFAB SOLAR |  | 0.4 | 12 | 42 | 23 |  | Fixed | Roof | ROOFTOP
NJADRE1554897125 | Administratively Determined Incentive Program | PENNSVILLE | 8070 | 16 | 12.4 | Residential | Behind the Meter | No | Net Metered Residential | Power Energy Solutions |  | AC Electric | Accepted | 2023-10-24 | 2023-11-21 | 2024-11-21 | Solar Panels | SIL-400 HC+ | SILFAB SOLAR |  | 0.4 | 8 | 222 | 25 |  | Fixed | Roof | ROOFTOP
NJADRE1554897125 | Administratively Determined Incentive Program | PENNSVILLE | 8070 | 16 | 12.4 | Residential | Behind the Meter | No | Net Metered Residential | Power Energy Solutions |  | AC Electric | Accepted | 2023-10-24 | 2023-11-21 | 2024-11-21 | Solar Panels | SIL-400 HC+ | SILFAB SOLAR |  | 0.4 | 11 | 222 | 23 |  | Fixed | Roof | ROOFTOP
NJADRE1554897128 | Administratively Determined Incentive Program | BOONTON | 7005 | 3 | 29.7 | Commercial | Behind the Meter | No | Small Net-Metered Non-Residential located on Rooftop, Carport, Canopy and Floating Solar | Powerlutions |  | JCP&L | Accepted | 2023-10-24 | 2023-11-22 | 2024-11-22 | Solar Panels | TALESUN SOLAR | BIPRO TD6I72M-450 |  | 0.45 | 66 | 157 | 27 |  | Fixed | Roof
NJADRE1554897128 | Administratively Determined Incentive Program | BOONTON | 7005 | 3 | 29.7 | Commercial | Behind the Meter | No | Small Net-Metered Non-Residential located on Rooftop, Carport, Canopy and Floating Solar | Powerlutions |  | JCP&L | Accepted | 2023-10-24 | 2023-11-22 | 2024-11-22 | Inverters | ENPHASE | IQ7PLUS-72-2-US | 290 |  | 66 |  |  | 0.98 |  | Outdoor
NJADRE1554897134 | Administratively Determined Incentive Program | CHERRY HILL | 8003 | 14 | 8.51 | Residential | Behind the Meter | No | Net Metered Residential | Tesla Energy Operations Inc |  | PSE&G | Accepted | 2023-10-24 | 2023-10-24 | 2024-10-24 | Inverters | Tesla | 1538000-45-A | 7600 |  | 1 |  |  | 0.98 |  | Outside
NJADRE1554897134 | Administratively Determined Incentive Program | CHERRY HILL | 8003 | 14 | 8.51 | Residential | Behind the Meter | No | Net Metered Residential | Tesla Energy Operations Inc |  | PSE&G | Accepted | 2023-10-24 | 2023-10-24 | 2024-10-24 | Solar Panels | Hanwha | # Q.PEAK DUO BLK ML-G10+/TS 405 |  | 0.405 | 10 | 276 | 23 |  | Fixed | Roof
NJADRE1554897134 | Administratively Determined Incentive Program | CHERRY HILL | 8003 | 14 | 8.51 | Residential | Behind the Meter | No | Net Metered Residential | Tesla Energy Operations Inc |  | PSE&G | Accepted | 2023-10-24 | 2023-10-24 | 2024-10-24 | Solar Panels | Hanwha | # Q.PEAK DUO BLK ML-G10+/TS 405 |  | 0.405 | 11 | 96 | 23 |  | Fixed | Roof
NJADRE1554897149 | Administratively Determined Incentive Program | BARRINGTON | 8007 | 14 | 8.51 | Residential | Behind the Meter | Yes | Net Metered Residential | SunnyMac LLC |  | PSE&G | Accepted | 2023-10-24 | 2023-10-24 | 2024-10-24 | Solar Panels | Q.PEAK DUO BLK ML-G10+ 405 | HANWHA |  | 0.405 | 4 | 128 | 22 |  | Fixed | Roof
NJADRE1554897149 | Administratively Determined Incentive Program | BARRINGTON | 8007 | 14 | 8.51 | Residential | Behind the Meter | Yes | Net Metered Residential | SunnyMac LLC |  | PSE&G | Accepted | 2023-10-24 | 2023-10-24 | 2024-10-24 | Solar Panels | Q.PEAK DUO BLK ML-G10+ 405 | HANWHA |  | 0.405 | 9 | 218 | 23 |  | Fixed | Roof
NJADRE1554897149 | Administratively Determined Incentive Program | BARRINGTON | 8007 | 14 | 8.51 | Residential | Behind the Meter | Yes | Net Metered Residential | SunnyMac LLC |  | PSE&G | Accepted | 2023-10-24 | 2023-10-24 | 2024-10-24 | Solar Panels | Q.PEAK DUO BLK ML-G10+ 405 | HANWHA |  | 0.405 | 4 | 308 | 22 |  | Fixed | Roof
NJADRE1554897149 | Administratively Determined Incentive Program | BARRINGTON | 8007 | 14 | 8.51 | Residential | Behind the Meter | Yes | Net Metered Residential | SunnyMac LLC |  | PSE&G | Accepted | 2023-10-24 | 2023-10-24 | 2024-10-24 | Solar Panels | Q.PEAK DUO BLK ML-G10+ 405 | HANWHA |  | 0.405 | 4 | 38 | 23 |  | Fixed | Roof
NJADRE1554897149 | Administratively Determined Incentive Program | BARRINGTON | 8007 | 14 | 8.51 | Residential | Behind the Meter | Yes | Net Metered Residential | SunnyMac LLC |  | PSE&G | Accepted | 2023-10-24 | 2023-10-24 | 2024-10-24 | Inverters | SE6000H-US | Solaredge | 6000 |  | 1 |  |  | 0.1 |  | Outdoor | next to meter
NJADRE1554897152 | Administratively Determined Incentive Program | BOONTON | 7005 | 3 | 11.25 | Commercial | Behind the Meter | No | Small Net-Metered Non-Residential located on Rooftop, Carport, Canopy and Floating Solar | Powerlutions |  | JCP&L | Accepted | 2023-10-24 | 2023-11-22 | 2024-11-22 | Solar Panels | TALESUN SOLAR | BIPRO TD6I72M-450 |  | 0.45 | 25 | 247 | 27 |  | Fixed | Roof
NJADRE1554897152 | Administratively Determined Incentive Program | BOONTON | 7005 | 3 | 11.25 | Commercial | Behind the Meter | No | Small Net-Metered Non-Residential located on Rooftop, Carport, Canopy and Floating Solar | Powerlutions |  | JCP&L | Accepted | 2023-10-24 | 2023-11-22 | 2024-11-22 | Inverters | Enphase | IQ7PLUS-72-2-US | 290 |  | 25 |  |  | 0.98 |  | Outdoor
NJADRE1554897158 | Administratively Determined Incentive Program | Delran Twp | 8075 | 13 | 15.39 | Residential | Behind the Meter | Yes | Net Metered Residential | EMT Renewables |  | PSE&G | Accepted | 2023-10-24 | 2023-11-17 | 2024-11-17 | Inverters | ENPHASE | IQ8+ | 290 |  | 38 |  |  | 0.98 |  | Other | UNDER EACH PANEL
NJADRE1554897158 | Administratively Determined Incentive Program | Delran Twp | 8075 | 13 | 15.39 | Residential | Behind the Meter | Yes | Net Metered Residential | EMT Renewables |  | PSE&G | Accepted | 2023-10-24 | 2023-11-17 | 2024-11-17 | Solar Panels | Q CELLS | Q PEAK DUO BLK |  | 0.405 | 15 | 287 | 36 |  | Fixed | Roof
NJADRE1554897158 | Administratively Determined Incentive Program | Delran Twp | 8075 | 13 | 15.39 | Residential | Behind the Meter | Yes | Net Metered Residential | EMT Renewables |  | PSE&G | Accepted | 2023-10-24 | 2023-11-17 | 2024-11-17 | Solar Panels | Q CELLS | Q PEAK DUO BLK |  | 0.405 | 3 | 197 | 31 |  | Fixed | Roof
NJADRE1554897158 | Administratively Determined Incentive Program | Delran Twp | 8075 | 13 | 15.39 | Residential | Behind the Meter | Yes | Net Metered Residential | EMT Renewables |  | PSE&G | Accepted | 2023-10-24 | 2023-11-17 | 2024-11-17 | Solar Panels | Q CELLS | Q PEAK DUO BLK |  | 0.405 | 7 | 107 | 13 |  | Fixed | Roof
NJADRE1554897158 | Administratively Determined Incentive Program | Delran Twp | 8075 | 13 | 15.39 | Residential | Behind the Meter | Yes | Net Metered Residential | EMT Renewables |  | PSE&G | Accepted | 2023-10-24 | 2023-11-17 | 2024-11-17 | Solar Panels | Q CELLS | Q PEAK DUO BLK |  | 0.405 | 4 | 287 | 36 |  | Fixed | Roof
NJADRE1554897158 | Administratively Determined Incentive Program | Delran Twp | 8075 | 13 | 15.39 | Residential | Behind the Meter | Yes | Net Metered Residential | EMT Renewables |  | PSE&G | Accepted | 2023-10-24 | 2023-11-17 | 2024-11-17 | Solar Panels | Q CELLS | Q PEAK DUO BLK |  | 0.405 | 9 | 17 | 31 |  | Fixed | Roof
NJADRE1554897162 | Administratively Determined Incentive Program | BOONTON | 7005 | 3 | 44.55 | Commercial | Behind the Meter | No | Small Net-Metered Non-Residential located on Rooftop, Carport, Canopy and Floating Solar | Powerlutions |  | JCP&L | Accepted | 2023-10-24 | 2023-11-28 | 2024-11-28 | Solar Panels | TALESUN SOLAR | BIPRO TD6I72M-450 |  | 0.45 | 15 | 157 | 18 |  | Fixed | Roof
NJADRE1554897162 | Administratively Determined Incentive Program | BOONTON | 7005 | 3 | 44.55 | Commercial | Behind the Meter | No | Small Net-Metered Non-Residential located on Rooftop, Carport, Canopy and Floating Solar | Powerlutions |  | JCP&L | Accepted | 2023-10-24 | 2023-11-28 | 2024-11-28 | Solar Panels | TALESUN SOLAR | BIPRO TD6I72M-450 |  | 0.45 | 19 | 157 | 27 |  | Fixed | Roof
NJADRE1554897162 | Administratively Determined Incentive Program | BOONTON | 7005 | 3 | 44.55 | Commercial | Behind the Meter | No | Small Net-Metered Non-Residential located on Rooftop, Carport, Canopy and Floating Solar | Powerlutions |  | JCP&L | Accepted | 2023-10-24 | 2023-11-28 | 2024-11-28 | Solar Panels | TALESUN SOLAR | BIPRO TD6I72M-450 |  | 0.45 | 6 | 157 | 27 |  | Fixed | Roof
NJADRE1554897162 | Administratively Determined Incentive Program | BOONTON | 7005 | 3 | 44.55 | Commercial | Behind the Meter | No | Small Net-Metered Non-Residential located on Rooftop, Carport, Canopy and Floating Solar | Powerlutions |  | JCP&L | Accepted | 2023-10-24 | 2023-11-28 | 2024-11-28 | Solar Panels | TALESUN SOLAR | BIPRO TD6I72M-450 |  | 0.45 | 27 | 157 | 27 |  | Fixed | Pole
NJADRE1554897162 | Administratively Determined Incentive Program | BOONTON | 7005 | 3 | 44.55 | Commercial | Behind the Meter | No | Small Net-Metered Non-Residential located on Rooftop, Carport, Canopy and Floating Solar | Powerlutions |  | JCP&L | Accepted | 2023-10-24 | 2023-11-28 | 2024-11-28 | Solar Panels | TALESUN SOLAR | BIPRO TD6I72M-450 |  | 0.45 | 32 | 157 | 27 |  | Fixed | Roof
NJADRE1554897162 | Administratively Determined Incentive Program | BOONTON | 7005 | 3 | 44.55 | Commercial | Behind the Meter | No | Small Net-Metered Non-Residential located on Rooftop, Carport, Canopy and Floating Solar | Powerlutions |  | JCP&L | Accepted | 2023-10-24 | 2023-11-28 | 2024-11-28 | Inverters | ENPHASE | IQ7PLUS-72-2-US | 290 |  | 99 |  |  | 0.98 |  | Outdoor
NJADRE1554897164 | Administratively Determined Incentive Program | PLEASANTVILLE | 8232 | 19 | 9.2 | Residential | Behind the Meter | No | Net Metered Residential | Power Energy Solutions |  | AC Electric | Accepted | 2023-10-24 | 2023-11-22 | 2024-11-22 | Inverters | SE6000H-US | SOLAREDGE | 6000 |  | 1 |  |  | 0.99 |  | Outside | ROOFTOP
NJADRE1554897164 | Administratively Determined Incentive Program | PLEASANTVILLE | 8232 | 19 | 9.2 | Residential | Behind the Meter | No | Net Metered Residential | Power Energy Solutions |  | AC Electric | Accepted | 2023-10-24 | 2023-11-22 | 2024-11-22 | Solar Panels | SIL-400 HC+ | SILFAB SOLAR |  | 0.4 | 6 | 116 | 45 |  | Fixed | Roof | ROOFTOP
NJADRE1554897164 | Administratively Determined Incentive Program | PLEASANTVILLE | 8232 | 19 | 9.2 | Residential | Behind the Meter | No | Net Metered Residential | Power Energy Solutions |  | AC Electric | Accepted | 2023-10-24 | 2023-11-22 | 2024-11-22 | Solar Panels | SIL-400 HC+ | SILFAB SOLAR |  | 0.4 | 6 | 296 | 45 |  | Fixed | Roof | ROOFTOP
NJADRE1554897164 | Administratively Determined Incentive Program | PLEASANTVILLE | 8232 | 19 | 9.2 | Residential | Behind the Meter | No | Net Metered Residential | Power Energy Solutions |  | AC Electric | Accepted | 2023-10-24 | 2023-11-22 | 2024-11-22 | Solar Panels | SIL-400 HC+ | SILFAB SOLAR |  | 0.4 | 1 | 206 | 19 |  | Fixed | Roof | ROOFTOP
NJADRE1554897164 | Administratively Determined Incentive Program | PLEASANTVILLE | 8232 | 19 | 9.2 | Residential | Behind the Meter | No | Net Metered Residential | Power Energy Solutions |  | AC Electric | Accepted | 2023-10-24 | 2023-11-22 | 2024-11-22 | Solar Panels | SIL-400 HC+ | SILFAB SOLAR |  | 0.4 | 6 | 116 | 10 |  | Fixed | Roof | ROOFTOP
NJADRE1554897164 | Administratively Determined Incentive Program | PLEASANTVILLE | 8232 | 19 | 9.2 | Residential | Behind the Meter | No | Net Metered Residential | Power Energy Solutions |  | AC Electric | Accepted | 2023-10-24 | 2023-11-22 | 2024-11-22 | Solar Panels | SIL-400 HC+ | SILFAB SOLAR |  | 0.4 | 4 | 26 | 18 |  | Fixed | Roof | ROOFTOP
NJADRE1554897176 | Administratively Determined Incentive Program | MOUNT EPHRAIM | 8059 | 14 | 10.13 | Residential | Behind the Meter | Yes | Net Metered Residential | Sunny Mac LLC |  | PSE&G | Accepted | 2023-10-24 | 2023-11-22 | 2024-11-22 | Solar Panels | Q.PEAK DUO BLK ML-G10+ 405 | HANWHA |  | 0.405 | 25 | 79 | 12 |  | Fixed | Roof
NJADRE1554897176 | Administratively Determined Incentive Program | MOUNT EPHRAIM | 8059 | 14 | 10.13 | Residential | Behind the Meter | Yes | Net Metered Residential | Sunny Mac LLC |  | PSE&G | Accepted | 2023-10-24 | 2023-11-22 | 2024-11-22 | Inverters | SE7600H-US | Solaredge | 7600 |  | 1 |  |  | 0.1 |  | Outdoor | next to meter
NJADRE1554897176 | Administratively Determined Incentive Program | MOUNT EPHRAIM | 8059 | 14 | 10.13 | Residential | Behind the Meter | Yes | Net Metered Residential | Sunny Mac LLC |  | PSE&G | Accepted | 2023-10-24 | 2023-11-22 | 2024-11-22 | Meters | SE-RGMTR-1D-240C-B | Solaredge |  |  | 1 |  |  |  | Yes | Outdoor
NJADRE1554897177 | Administratively Determined Incentive Program | BOONTON | 7005 | 3 | 32.4 | Commercial | Behind the Meter | No | Small Net-Metered Non-Residential located on Rooftop, Carport, Canopy and Floating Solar | Powerlutions |  | JCP&L | Accepted | 2023-10-24 | 2023-11-22 | 2024-11-22 | Solar Panels | TALESUN SOLAR | BIPRO TD6I72M-450 |  | 0.45 | 72 | 247 | 27 |  | Fixed | Roof
NJADRE1554897177 | Administratively Determined Incentive Program | BOONTON | 7005 | 3 | 32.4 | Commercial | Behind the Meter | No | Small Net-Metered Non-Residential located on Rooftop, Carport, Canopy and Floating Solar | Powerlutions |  | JCP&L | Accepted | 2023-10-24 | 2023-11-22 | 2024-11-22 | Inverters | ENPHASE | IQ7PLUS-72-2-US | 290 |  | 72 |  |  | 0.98 |  | Outdoor
NJADRE1554897235 | Administratively Determined Incentive Program | BOONTON | 7005 | 3 | 6.75 | Commercial | Behind the Meter | No | Small Net-Metered Non-Residential located on Rooftop, Carport, Canopy and Floating Solar | Powerlutions |  | JCP&L | Accepted | 2023-10-24 | 2023-11-22 | 2024-11-22 | Solar Panels | TALESUN SOLAR | BIPRO TD6I72M-450 |  | 0.45 | 6 | 67 | 27 |  | Fixed | Roof
NJADRE1554897235 | Administratively Determined Incentive Program | BOONTON | 7005 | 3 | 6.75 | Commercial | Behind the Meter | No | Small Net-Metered Non-Residential located on Rooftop, Carport, Canopy and Floating Solar | Powerlutions |  | JCP&L | Accepted | 2023-10-24 | 2023-11-22 | 2024-11-22 | Solar Panels | TALESUN SOLAR | BIPRO TD6I72M-450 |  | 0.45 | 9 | 157 | 27 |  | Fixed | Roof
NJADRE1554897235 | Administratively Determined Incentive Program | BOONTON | 7005 | 3 | 6.75 | Commercial | Behind the Meter | No | Small Net-Metered Non-Residential located on Rooftop, Carport, Canopy and Floating Solar | Powerlutions |  | JCP&L | Accepted | 2023-10-24 | 2023-11-22 | 2024-11-22 | Inverters | ENPHASE | IQ7PLUS-72-2-US | 290 |  | 15 |  |  | 0.98 |  | Outdoor
NJADRE1554897459 | Administratively Determined Incentive Program | BOONTON | 7005 | 3 | 26.55 | Commercial | Behind the Meter | No | Small Net-Metered Non-Residential located on Rooftop, Carport, Canopy and Floating Solar | Powerlutions |  | JCP&L | Accepted | 2023-10-24 | 2023-11-22 | 2024-11-22 | Solar Panels | TALESUN SOLAR | BIPRO TD6I72M-450 |  | 0.45 | 32 | 247 | 27 |  | Fixed | Roof
NJADRE1554897459 | Administratively Determined Incentive Program | BOONTON | 7005 | 3 | 26.55 | Commercial | Behind the Meter | No | Small Net-Metered Non-Residential located on Rooftop, Carport, Canopy and Floating Solar | Powerlutions |  | JCP&L | Accepted | 2023-10-24 | 2023-11-22 | 2024-11-22 | Solar Panels | TALESUN SOLAR | BIPRO TD6I72M-450 |  | 0.45 | 18 | 157 | 27 |  | Fixed | Roof
NJADRE1554897459 | Administratively Determined Incentive Program | BOONTON | 7005 | 3 | 26.55 | Commercial | Behind the Meter | No | Small Net-Metered Non-Residential located on Rooftop, Carport, Canopy and Floating Solar | Powerlutions |  | JCP&L | Accepted | 2023-10-24 | 2023-11-22 | 2024-11-22 | Solar Panels | TALESUN SOLAR | BIPRO TD6I72M-450 |  | 0.45 | 9 | 157 | 18 |  | Fixed | Roof
NJADRE1554897459 | Administratively Determined Incentive Program | BOONTON | 7005 | 3 | 26.55 | Commercial | Behind the Meter | No | Small Net-Metered Non-Residential located on Rooftop, Carport, Canopy and Floating Solar | Powerlutions |  | JCP&L | Accepted | 2023-10-24 | 2023-11-22 | 2024-11-22 | Inverters | ENPHASE | IQ7PLUS-72-2-US | 290 |  | 59 |  |  | 0.98 |  | Outdoor
NJADRE1554897470 | Administratively Determined Incentive Program | BOONTON | 7005 | 3 | 12.6 | Residential | Behind the Meter | No | Small Net-Metered Non-Residential located on Rooftop, Carport, Canopy and Floating Solar | Powerlutions |  | JCP&L | Accepted | 2023-10-24 | 2023-11-22 | 2024-11-22 | Solar Panels | TALESUN SOLAR | BIPRO TD6I72M-450 |  | 0.45 | 9 | 157 | 18 |  | Fixed | Roof
NJADRE1554897470 | Administratively Determined Incentive Program | BOONTON | 7005 | 3 | 12.6 | Residential | Behind the Meter | No | Small Net-Metered Non-Residential located on Rooftop, Carport, Canopy and Floating Solar | Powerlutions |  | JCP&L | Accepted | 2023-10-24 | 2023-11-22 | 2024-11-22 | Solar Panels | TALESUN SOLAR | BIPRO TD6I72M-450 |  | 0.45 | 8 | 157 | 27 |  | Fixed | Roof
NJADRE1554897470 | Administratively Determined Incentive Program | BOONTON | 7005 | 3 | 12.6 | Residential | Behind the Meter | No | Small Net-Metered Non-Residential located on Rooftop, Carport, Canopy and Floating Solar | Powerlutions |  | JCP&L | Accepted | 2023-10-24 | 2023-11-22 | 2024-11-22 | Solar Panels | TALESUN SOLAR | BIPRO TD6I72M-450 |  | 0.45 | 11 | 157 | 27 |  | Fixed | Roof
NJADRE1554897470 | Administratively Determined Incentive Program | BOONTON | 7005 | 3 | 12.6 | Residential | Behind the Meter | No | Small Net-Metered Non-Residential located on Rooftop, Carport, Canopy and Floating Solar | Powerlutions |  | JCP&L | Accepted | 2023-10-24 | 2023-11-22 | 2024-11-22 | Inverters | ENPHASE | IQ7PLUS-72-2-US | 290 |  | 28 |  |  | 0.98 |  | Outdoor
NJADRE1554897475 | Administratively Determined Incentive Program | MANALAPAN | 7726 | 17 | 11.34 | Residential | Behind the Meter | Yes | Net Metered Residential | EMT Renewables |  | JCP&L | Accepted | 2023-10-24 | 2023-11-17 | 2024-11-17 | Inverters | ENPHASE | IQ7x | 315 |  | 27 |  |  | 0.98 |  | Other | UNDER EACH PANEL
NJADRE1554897475 | Administratively Determined Incentive Program | MANALAPAN | 7726 | 17 | 11.34 | Residential | Behind the Meter | Yes | Net Metered Residential | EMT Renewables |  | JCP&L | Accepted | 2023-10-24 | 2023-11-17 | 2024-11-17 | Solar Panels | REC ALPHA | REC 420 |  | 0.42 | 17 | 57 | 19 |  | Fixed | Roof
NJADRE1554897475 | Administratively Determined Incentive Program | MANALAPAN | 7726 | 17 | 11.34 | Residential | Behind the Meter | Yes | Net Metered Residential | EMT Renewables |  | JCP&L | Accepted | 2023-10-24 | 2023-11-17 | 2024-11-17 | Solar Panels | REC ALPHA | REC 420 |  | 0.42 | 8 | 58 | 19 |  | Fixed | Roof
NJADRE1554897475 | Administratively Determined Incentive Program | MANALAPAN | 7726 | 17 | 11.34 | Residential | Behind the Meter | Yes | Net Metered Residential | EMT Renewables |  | JCP&L | Accepted | 2023-10-24 | 2023-11-17 | 2024-11-17 | Solar Panels | REC ALPHA | REC 420 |  | 0.42 | 2 | 237 | 19 |  | Fixed | Roof
NJADRE1554897483 | Administratively Determined Incentive Program | NEWARK | 7108 | 9 | 5.92 | Residential | Behind the Meter | Yes | Net Metered Residential | Vision Solar LLC |  | PSE&G | Accepted | 2023-10-24 | 2023-11-17 | 2024-11-17 | Inverters | SolarEdge | SE6000H-USRGM | 6000 |  | 1 |  |  | 0.97 |  | Outdoor
NJADRE1554897483 | Administratively Determined Incentive Program | NEWARK | 7108 | 9 | 5.92 | Residential | Behind the Meter | Yes | Net Metered Residential | Vision Solar LLC |  | PSE&G | Accepted | 2023-10-24 | 2023-11-17 | 2024-11-17 | Solar Panels | ZNSHINE SOLAR | ZXM6-NH120-370/M |  | 0.37 | 8 | 196 | 43 |  | Fixed | Roof
NJADRE1554897483 | Administratively Determined Incentive Program | NEWARK | 7108 | 9 | 5.92 | Residential | Behind the Meter | Yes | Net Metered Residential | Vision Solar LLC |  | PSE&G | Accepted | 2023-10-24 | 2023-11-17 | 2024-11-17 | Solar Panels | ZNSHINE SOLAR | ZXM6-NH120-370/M |  | 0.37 | 8 | 16 | 43 |  | Fixed | Roof
NJADRE1554897484 | Administratively Determined Incentive Program | NORTH BERGEN | 7047 | 8 | 6.93 | Residential | Behind the Meter | Yes | Net Metered Residential | Freedom Forever New Jersey LLC |  | PSE&G | Accepted | 2023-10-24 | 2023-11-17 | 2024-11-17 | Inverters | Solar Edge | SE5000H-USRGM | 5000 |  | 1 |  |  | 0.99 |  | Outdoor
NJADRE1554897484 | Administratively Determined Incentive Program | NORTH BERGEN | 7047 | 8 | 6.93 | Residential | Behind the Meter | Yes | Net Metered Residential | Freedom Forever New Jersey LLC |  | PSE&G | Accepted | 2023-10-24 | 2023-11-17 | 2024-11-17 | Solar Panels | Jinko Solar | JKM385M-6RL3-B |  | 0.385 | 9 | 32 | 36 |  | Fixed | Roof
NJADRE1554897484 | Administratively Determined Incentive Program | NORTH BERGEN | 7047 | 8 | 6.93 | Residential | Behind the Meter | Yes | Net Metered Residential | Freedom Forever New Jersey LLC |  | PSE&G | Accepted | 2023-10-24 | 2023-11-17 | 2024-11-17 | Solar Panels | JInko Solar | JKM385M-6RL3-B |  | 0.385 | 9 | 212 | 36 |  | Fixed | Roof
NJADRE1554897498 | Administratively Determined Incentive Program | Wall | 7719 | 17 | 177.51 | Commercial | Behind the Meter | Yes | Small Net-Metered Non-Residential located on Rooftop, Carport, Canopy and Floating Solar | FIP NJ 2023 II, LLC |  | JCP&L | Accepted | 2023-12-11 | 2024-01-17 | 2025-01-17 | Solar Panels | Hanwha | Q. Peak Duo XL - G10.3/BFG 485 |  | 0.485 | 366 | 188 | 10 |  | Fixed | Roof
NJADRE1554897498 | Administratively Determined Incentive Program | Wall | 7719 | 17 | 177.51 | Commercial | Behind the Meter | Yes | Small Net-Metered Non-Residential located on Rooftop, Carport, Canopy and Floating Solar | FIP NJ 2023 II, LLC |  | JCP&L | Accepted | 2023-12-11 | 2024-01-17 | 2025-01-17 | Inverters | Solar Edge | SE80KUS | 80000 |  | 2 |  |  | 0.985 |  | Outdoor
NJADRE1554897504 | Administratively Determined Incentive Program | RIVERSIDE | 8075 | 13 | 6.93 | Residential | Behind the Meter | Yes | Net Metered Residential | Freedom Forever New Jersey LLC |  | PSE&G | Accepted | 2023-10-24 | 2023-12-14 | 2024-12-14 | Inverters | Solar Edge | SE5000H-USRGM | 5000 |  | 1 |  |  | 0.99 |  | Outdoor
NJADRE1554897504 | Administratively Determined Incentive Program | RIVERSIDE | 8075 | 13 | 6.93 | Residential | Behind the Meter | Yes | Net Metered Residential | Freedom Forever New Jersey LLC |  | PSE&G | Accepted | 2023-10-24 | 2023-12-14 | 2024-12-14 | Solar Panels | Jinko Solar | JKM385M-6RL3-B |  | 0.385 | 6 | 236 | 40 |  | Fixed | Roof
NJADRE1554897504 | Administratively Determined Incentive Program | RIVERSIDE | 8075 | 13 | 6.93 | Residential | Behind the Meter | Yes | Net Metered Residential | Freedom Forever New Jersey LLC |  | PSE&G | Accepted | 2023-10-24 | 2023-12-14 | 2024-12-14 | Solar Panels | Jinko Solar | JKM385M-6RL3-B |  | 0.385 | 5 | 56 | 40 |  | Fixed | Roof
NJADRE1554897504 | Administratively Determined Incentive Program | RIVERSIDE | 8075 | 13 | 6.93 | Residential | Behind the Meter | Yes | Net Metered Residential | Freedom Forever New Jersey LLC |  | PSE&G | Accepted | 2023-10-24 | 2023-12-14 | 2024-12-14 | Solar Panels | Jinko Solar | JKM385M-6RL3-B |  | 0.385 | 2 | 147 | 14 |  | Fixed | Roof
NJADRE1554897504 | Administratively Determined Incentive Program | RIVERSIDE | 8075 | 13 | 6.93 | Residential | Behind the Meter | Yes | Net Metered Residential | Freedom Forever New Jersey LLC |  | PSE&G | Accepted | 2023-10-24 | 2023-12-14 | 2024-12-14 | Solar Panels | Jinko Solar | JKM385M-6RL3-B |  | 0.385 | 5 | 147 | 14 |  | Fixed | Roof
NJADRE1554897507 | Administratively Determined Incentive Program | HASBROUCK HEIGHTS | 7604 | 7 | 9.66 | Residential | Behind the Meter | Yes | Net Metered Residential | EMT Renewables |  | PSE&G | Accepted | 2023-10-24 | 2023-11-17 | 2024-11-17 | Inverters | ENPHASE | IQ7x | 315 |  | 23 |  |  | 0.86 |  | Other | UNDER EACH PANEL
NJADRE1554897507 | Administratively Determined Incentive Program | HASBROUCK HEIGHTS | 7604 | 7 | 9.66 | Residential | Behind the Meter | Yes | Net Metered Residential | EMT Renewables |  | PSE&G | Accepted | 2023-10-24 | 2023-11-17 | 2024-11-17 | Solar Panels | REC ALPHA | REC 420 |  | 0.42 | 10 | 218 | 32 |  | Fixed | Roof
NJADRE1554897507 | Administratively Determined Incentive Program | HASBROUCK HEIGHTS | 7604 | 7 | 9.66 | Residential | Behind the Meter | Yes | Net Metered Residential | EMT Renewables |  | PSE&G | Accepted | 2023-10-24 | 2023-11-17 | 2024-11-17 | Solar Panels | REC ALPHA | REC 420 |  | 0.42 | 13 | 38 | 32 |  | Fixed | Roof
NJADRE1554897510 | Administratively Determined Incentive Program | EDISON | 8820 | 11 | 14.99 | Residential | Behind the Meter | Yes | Net Metered Residential | Pro Custom Solar dba Momentum Solar |  | PSE&G | Accepted | 2023-10-24 | 2023-11-21 | 2024-11-21 | Solar Panels | Â Q. PEAK DUO BLK-G10+405 | hanwha |  | 0.405 | 20 | 178 | 23 |  | Fixed | Roof
NJADRE1554897510 | Administratively Determined Incentive Program | EDISON | 8820 | 11 | 14.99 | Residential | Behind the Meter | Yes | Net Metered Residential | Pro Custom Solar dba Momentum Solar |  | PSE&G | Accepted | 2023-10-24 | 2023-11-21 | 2024-11-21 | Solar Panels | Â Q. PEAK DUO BLK-G10+405 | hawnha |  | 0.405 | 17 | 358 | 23 |  | Fixed | Roof
NJADRE1554897510 | Administratively Determined Incentive Program | EDISON | 8820 | 11 | 14.99 | Residential | Behind the Meter | Yes | Net Metered Residential | Pro Custom Solar dba Momentum Solar |  | PSE&G | Accepted | 2023-10-24 | 2023-11-21 | 2024-11-21 | Inverters | IQ8PLUS-72-2-US | enphase | 290 |  | 37 |  |  | 0.97 |  | Outdoor
NJADRE1554897518 | Administratively Determined Incentive Program | CLINTON | 8809 | 4 | 19.24 | Residential | Behind the Meter | Yes | Net Metered Residential | Vision Solar LLC |  | JCP&L | Accepted | 2023-10-24 | 2023-11-17 | 2024-11-17 | Inverters | SolarEdge | SE7600H-USRGM | 7600 |  | 2 |  |  | 0.97 |  | Outdoor
NJADRE1554897518 | Administratively Determined Incentive Program | CLINTON | 8809 | 4 | 19.24 | Residential | Behind the Meter | Yes | Net Metered Residential | Vision Solar LLC |  | JCP&L | Accepted | 2023-10-24 | 2023-11-17 | 2024-11-17 | Solar Panels | ZNSHINE SOLAR | ZXM6-NH120-370/M |  | 0.37 | 35 | 272 | 30 |  | Fixed | Roof
NJADRE1554897518 | Administratively Determined Incentive Program | CLINTON | 8809 | 4 | 19.24 | Residential | Behind the Meter | Yes | Net Metered Residential | Vision Solar LLC |  | JCP&L | Accepted | 2023-10-24 | 2023-11-17 | 2024-11-17 | Solar Panels | ZNSHINE SOLAR | ZXM6-NH120-370/M |  | 0.37 | 17 | 92 | 30 |  | Fixed | Roof
NJADRE1554897540 | Administratively Determined Incentive Program | CLARK | 7066 | 10 | 10.92 | Residential | Behind the Meter | Yes | Net Metered Residential | EMT Renewables |  | PSE&G | Accepted | 2023-10-24 | 2023-11-17 | 2024-11-17 | Inverters | ENPHASE | IQ7x | 315 |  | 26 |  |  | 0.98 |  | Other | UNDER EACH PANEL
NJADRE1554897540 | Administratively Determined Incentive Program | CLARK | 7066 | 10 | 10.92 | Residential | Behind the Meter | Yes | Net Metered Residential | EMT Renewables |  | PSE&G | Accepted | 2023-10-24 | 2023-11-17 | 2024-11-17 | Solar Panels | REC ALPHA | REC 420 |  | 0.42 | 3 | 130 | 29 |  | Fixed | Roof
NJADRE1554897540 | Administratively Determined Incentive Program | CLARK | 7066 | 10 | 10.92 | Residential | Behind the Meter | Yes | Net Metered Residential | EMT Renewables |  | PSE&G | Accepted | 2023-10-24 | 2023-11-17 | 2024-11-17 | Solar Panels | REC ALPHA | REC 420 |  | 0.42 | 3 | 310 | 29 |  | Fixed | Roof
NJADRE1554897540 | Administratively Determined Incentive Program | CLARK | 7066 | 10 | 10.92 | Residential | Behind the Meter | Yes | Net Metered Residential | EMT Renewables |  | PSE&G | Accepted | 2023-10-24 | 2023-11-17 | 2024-11-17 | Solar Panels | REC ALPHA | REC 420 |  | 0.42 | 6 | 220 | 40 |  | Fixed | Roof
NJADRE1554897540 | Administratively Determined Incentive Program | CLARK | 7066 | 10 | 10.92 | Residential | Behind the Meter | Yes | Net Metered Residential | EMT Renewables |  | PSE&G | Accepted | 2023-10-24 | 2023-11-17 | 2024-11-17 | Solar Panels | REC ALPHA | REC 420 |  | 0.42 | 11 | 40 | 40 |  | Fixed | Roof
NJADRE1554897540 | Administratively Determined Incentive Program | CLARK | 7066 | 10 | 10.92 | Residential | Behind the Meter | Yes | Net Metered Residential | EMT Renewables |  | PSE&G | Accepted | 2023-10-24 | 2023-11-17 | 2024-11-17 | Solar Panels | REC ALPHA | REC 420 |  | 0.42 | 3 | 220 | 36 |  | Fixed | Roof
NJADRE1554897541 | Administratively Determined Incentive Program | MOUNT LAUREL | 8054 | 13 | 8 | Residential | Behind the Meter | No | Net Metered Residential | SunnyMac LLC |  | PSE&G | Accepted | 2023-10-24 | 2023-11-17 | 2024-11-17 | Solar Panels | 400 N-PEAK 3 BLACK | REC |  | 0.4 | 6 | 228 | 34 |  | Fixed | Roof
NJADRE1554897541 | Administratively Determined Incentive Program | MOUNT LAUREL | 8054 | 13 | 8 | Residential | Behind the Meter | No | Net Metered Residential | SunnyMac LLC |  | PSE&G | Accepted | 2023-10-24 | 2023-11-17 | 2024-11-17 | Solar Panels | 400 N-PEAK 3 BLACK | REC |  | 0.4 | 4 | 138 | 34 |  | Fixed | Roof
NJADRE1554897541 | Administratively Determined Incentive Program | MOUNT LAUREL | 8054 | 13 | 8 | Residential | Behind the Meter | No | Net Metered Residential | SunnyMac LLC |  | PSE&G | Accepted | 2023-10-24 | 2023-11-17 | 2024-11-17 | Solar Panels | 400 N-PEAK 3 BLACK | REC |  | 0.4 | 5 | 138 | 34 |  | Fixed | Roof
NJADRE1554897541 | Administratively Determined Incentive Program | MOUNT LAUREL | 8054 | 13 | 8 | Residential | Behind the Meter | No | Net Metered Residential | SunnyMac LLC |  | PSE&G | Accepted | 2023-10-24 | 2023-11-17 | 2024-11-17 | Solar Panels | 400 N-PEAK 3 BLACK | REC |  | 0.4 | 5 | 228 | 44 |  | Fixed | Roof
NJADRE1554897541 | Administratively Determined Incentive Program | MOUNT LAUREL | 8054 | 13 | 8 | Residential | Behind the Meter | No | Net Metered Residential | SunnyMac LLC |  | PSE&G | Accepted | 2023-10-24 | 2023-11-17 | 2024-11-17 | Inverters | SE 6000H-US | Solaredge | 6000 |  | 1 |  |  | 0.99 |  | Outdoor | next to meter
NJADRE1554897600 | Administratively Determined Incentive Program | Malaga | 8328 | 15 | 8.1 | Residential | Behind the Meter | No | Small Net-Metered Non-Residential located on Rooftop, Carport, Canopy and Floating Solar | Sunwise Energy LLC |  | AC Electric | Accepted | 2023-10-24 | 2023-11-27 | 2024-11-27 | Solar Panels | HANWHA Q CELLS | Q.PEAK DUO BLK ML-G10+ |  | 0.405 | 20 | 230 | 25 |  | Fixed | Roof
NJADRE1554897600 | Administratively Determined Incentive Program | Malaga | 8328 | 15 | 8.1 | Residential | Behind the Meter | No | Small Net-Metered Non-Residential located on Rooftop, Carport, Canopy and Floating Solar | Sunwise Energy LLC |  | AC Electric | Accepted | 2023-10-24 | 2023-11-27 | 2024-11-27 | Inverters | ENPHASE ENERGY | IQ8A-72-2-US | 349 |  | 20 |  |  | 0.977 |  | Outside
NJADRE1554897679 | Administratively Determined Incentive Program | BELLEVILLE | 7109 | 9 | 6.89 | Residential | Behind the Meter | No | Net Metered Residential | Powur, PBC |  | PSE&G | Accepted | 2023-10-24 | 2023-12-11 | 2024-12-11 | Solar Panels | Rec Solar | REC405AA PURE |  | 0.405 | 7 | 193 | 25 |  | Fixed | Roof
NJADRE1554897679 | Administratively Determined Incentive Program | BELLEVILLE | 7109 | 9 | 6.89 | Residential | Behind the Meter | No | Net Metered Residential | Powur, PBC |  | PSE&G | Accepted | 2023-10-24 | 2023-12-11 | 2024-12-11 | Solar Panels | Rec Solar | REC405AA PURE |  | 0.405 | 10 | 103 | 27 |  | Fixed | Roof
NJADRE1554897679 | Administratively Determined Incentive Program | BELLEVILLE | 7109 | 9 | 6.89 | Residential | Behind the Meter | No | Net Metered Residential | Powur, PBC |  | PSE&G | Accepted | 2023-10-24 | 2023-12-11 | 2024-12-11 | Inverters | Enphase | IQ8PLUS-72-2-US | 290 |  | 17 |  |  | 0.99 |  | Outside
NJADRE1554898221 | Administratively Determined Incentive Program | EAST ORANGE CITY | 7018 | 9 | 4.05 | Residential | Behind the Meter | Yes | Net Metered Residential | Sunrun Installation Services, Inc. |  | PSE&G | Accepted | 2023-10-24 | 2023-12-06 | 2024-12-06 | Inverters | SOLAREDGE TECHNOLOGIES | SE3800H-USMN | 3800 |  | 1 |  |  | 0.992 |  | Outdoor | next to meter
NJADRE1554898221 | Administratively Determined Incentive Program | EAST ORANGE CITY | 7018 | 9 | 4.05 | Residential | Behind the Meter | Yes | Net Metered Residential | Sunrun Installation Services, Inc. |  | PSE&G | Accepted | 2023-10-24 | 2023-12-06 | 2024-12-06 | Solar Panels | Hanwha Q-Cells | Q.PEAK DUO BLK ML-G10+ 405 |  | 0.405 | 10 | 108 | 5 |  | Fixed | Roof
NJADRE1554898231 | Administratively Determined Incentive Program | MANAHAWKIN | 8050 | 18 | 8.91 | Residential | Behind the Meter | Yes | Net Metered Residential | Sunrun Installation Services, Inc. |  | AC Electric | Accepted | 2023-11-03 | 2023-12-04 | 2024-12-04 | Inverters | SOLAREDGE TECHNOLOGIES | SE6000H-USSN | 6000 |  | 1 |  |  | 0.99 |  | Outdoor | Next To Meter
NJADRE1554898231 | Administratively Determined Incentive Program | MANAHAWKIN | 8050 | 18 | 8.91 | Residential | Behind the Meter | Yes | Net Metered Residential | Sunrun Installation Services, Inc. |  | AC Electric | Accepted | 2023-11-03 | 2023-12-04 | 2024-12-04 | Solar Panels | HANWHA Q-CELLS | Q.PEAK DUO BLK ML-G10+ 405 |  | 0.405 | 22 | 194 | 26 |  | Fixed | Roof
NJADRE1554898241 | Administratively Determined Incentive Program | PATERSON | 7503 | 6 | 7.2 | Residential | Behind the Meter | No | Net Metered Residential | Bright Planet Solar |  | PSE&G | Accepted | 2023-10-24 | 2023-11-20 | 2024-11-20 | Inverters | Solar Edge | SE5000H-USRGM | 5000 |  | 1 |  |  | 0.98 |  | Outdoor | Outdoor
NJADRE1554898241 | Administratively Determined Incentive Program | PATERSON | 7503 | 6 | 7.2 | Residential | Behind the Meter | No | Net Metered Residential | Bright Planet Solar |  | PSE&G | Accepted | 2023-10-24 | 2023-11-20 | 2024-11-20 | Solar Panels | HANWHA Q-CELLS | Q.PEAK DUO BLK ML-G10.a+400 |  | 0.4 | 11 | 345 | 27 |  | Fixed | Roof
NJADRE1554898241 | Administratively Determined Incentive Program | PATERSON | 7503 | 6 | 7.2 | Residential | Behind the Meter | No | Net Metered Residential | Bright Planet Solar |  | PSE&G | Accepted | 2023-10-24 | 2023-11-20 | 2024-11-20 | Solar Panels | HANWHA Q-CELLS | Q.PEAK DUO BLK ML-G10.a+400 |  | 0.4 | 4 | 74 | 18 |  | Fixed | Roof
NJADRE1554898241 | Administratively Determined Incentive Program | PATERSON | 7503 | 6 | 7.2 | Residential | Behind the Meter | No | Net Metered Residential | Bright Planet Solar |  | PSE&G | Accepted | 2023-10-24 | 2023-11-20 | 2024-11-20 | Solar Panels | HANWHA Q-CELLS | Q.PEAK DUO BLK ML-G10.a+400 |  | 0.4 | 3 | 259 | 18 |  | Fixed | Roof
NJADRE1554901996 | Administratively Determined Incentive Program | FORKED RIVER | 8731 | 18 | 7.6 | Residential | Behind the Meter | Yes | Net Metered Residential | Suntuity Solar LLC |  | JCP&L | Accepted | 2023-10-25 | 2023-11-20 | 2024-11-20 | Inverters | (19) ENPHASE | IQ8PLUS-72-2-US | 290 |  | 19 |  |  | 0.97 |  | Outdoor | Behind the PV modules
NJADRE1554901996 | Administratively Determined Incentive Program | FORKED RIVER | 8731 | 18 | 7.6 | Residential | Behind the Meter | Yes | Net Metered Residential | Suntuity Solar LLC |  | JCP&L | Accepted | 2023-10-25 | 2023-11-20 | 2024-11-20 | Solar Panels | (19) CANADIAN SOLAR | CS6R-400MS-HL |  | 0.4 | 8 | 184 | 20 |  | Fixed | Roof
NJADRE1554901996 | Administratively Determined Incentive Program | FORKED RIVER | 8731 | 18 | 7.6 | Residential | Behind the Meter | Yes | Net Metered Residential | Suntuity Solar LLC |  | JCP&L | Accepted | 2023-10-25 | 2023-11-20 | 2024-11-20 | Solar Panels | (19) CANADIAN SOLAR | CS6R-400MS-HL |  | 0.4 | 3 | 184 | 20 |  | Fixed | Roof
NJADRE1554901996 | Administratively Determined Incentive Program | FORKED RIVER | 8731 | 18 | 7.6 | Residential | Behind the Meter | Yes | Net Metered Residential | Suntuity Solar LLC |  | JCP&L | Accepted | 2023-10-25 | 2023-11-20 | 2024-11-20 | Solar Panels | (19) CANADIAN SOLAR | CS6R-400MS-HL |  | 0.4 | 8 | 4 | 20 |  | Fixed | Roof
NJADRE1554902002 | Administratively Determined Incentive Program | BRICK | 8724 | 18 | 4.4 | Residential | Behind the Meter | Yes | Net Metered Residential | Suntuity Solar LLC |  | JCP&L | Accepted | 2023-10-25 | 2023-11-21 | 2024-11-21 | Inverters | (11) ENPHASE | IQ8PLUS-72-2-US | 290 |  | 11 |  |  | 0.97 |  | Outdoor | Behind the PV modules
NJADRE1554902002 | Administratively Determined Incentive Program | BRICK | 8724 | 18 | 4.4 | Residential | Behind the Meter | Yes | Net Metered Residential | Suntuity Solar LLC |  | JCP&L | Accepted | 2023-10-25 | 2023-11-21 | 2024-11-21 | Solar Panels | (11) CANADIANSOLAR | CS6R-400MS-HL |  | 0.4 | 11 | 75 | 14 |  | Fixed | Roof
NJADRE1554902003 | Administratively Determined Incentive Program | MOORESTOWN | 8057 | 13 | 7.6 | Residential | Behind the Meter | Yes | Net Metered Residential | Suntuity Solar LLC |  | PSE&G | Accepted | 2023-10-25 | 2023-11-20 | 2024-11-20 | Inverters | IQ8PLUS-72-2-US | 0.4 | 290 |  | 19 |  |  | 0.97 |  | Outdoor | Behind the PV modules
NJADRE1554902003 | Administratively Determined Incentive Program | MOORESTOWN | 8057 | 13 | 7.6 | Residential | Behind the Meter | Yes | Net Metered Residential | Suntuity Solar LLC |  | PSE&G | Accepted | 2023-10-25 | 2023-11-20 | 2024-11-20 | Solar Panels | (19) CANADIAN SOLAR | CS6R-400MS-HL |  | 0.4 | 12 | 146 | 34 |  | Fixed | Roof
NJADRE1554902003 | Administratively Determined Incentive Program | MOORESTOWN | 8057 | 13 | 7.6 | Residential | Behind the Meter | Yes | Net Metered Residential | Suntuity Solar LLC |  | PSE&G | Accepted | 2023-10-25 | 2023-11-20 | 2024-11-20 | Solar Panels | (19) CANADIAN SOLAR | CS6R-400MS-HL |  | 0.4 | 7 | 146 | 36 |  | Fixed | Roof
NJADRE1554902009 | Administratively Determined Incentive Program | TOMS RIVER | 8753 | 18 | 8.8 | Residential | Behind the Meter | Yes | Net Metered Residential | Suntuity Solar LLC |  | JCP&L | Accepted | 2023-10-25 | 2023-11-20 | 2024-11-20 | Inverters | (22) ENPHASE | IQ8PLUS-72-2-US | 290 |  | 22 |  |  | 0.97 |  | Outdoor | Behind the PV modules
NJADRE1554902009 | Administratively Determined Incentive Program | TOMS RIVER | 8753 | 18 | 8.8 | Residential | Behind the Meter | Yes | Net Metered Residential | Suntuity Solar LLC |  | JCP&L | Accepted | 2023-10-25 | 2023-11-20 | 2024-11-20 | Solar Panels | (22) CANADIANSOLAR | CS6R-400MS-HL |  | 0.4 | 22 | 163 | 27 |  | Fixed | Roof
NJADRE1554902024 | Administratively Determined Incentive Program | LITTLE EGG HARBOR TWP | 8087 | 18 | 7.2 | Residential | Behind the Meter | Yes | Net Metered Residential | Suntuity Solar LLC |  | AC Electric | Accepted | 2023-10-25 | 2023-11-20 | 2024-11-20 | Inverters | (18) ENPHASE | IQ8PLUS-72-2-US | 290 |  | 18 |  |  | 0.97 |  | Outdoor | Behind the PV modules
NJADRE1554902024 | Administratively Determined Incentive Program | LITTLE EGG HARBOR TWP | 8087 | 18 | 7.2 | Residential | Behind the Meter | Yes | Net Metered Residential | Suntuity Solar LLC |  | AC Electric | Accepted | 2023-10-25 | 2023-11-20 | 2024-11-20 | Solar Panels | (18) CANADIANSOLAR | CS6R-400MS-HL |  | 0.4 | 18 | 164 | 27 |  | Fixed | Roof
NJADRE1554902025 | Administratively Determined Incentive Program | MONROE | 8831 | 11 | 14.06 | Residential | Behind the Meter | No | Net Metered Residential | Greentech Solar USA LLC |  | JCP&L | Accepted | 2023-10-25 | 2023-11-27 | 2024-11-27 | Inverters | Growatt | MIN11400TL-XH-US | 11400 |  | 1 |  |  | 0.97 |  | Outdoor | OUTSIDE WALL
NJADRE1554902025 | Administratively Determined Incentive Program | MONROE | 8831 | 11 | 14.06 | Residential | Behind the Meter | No | Net Metered Residential | Greentech Solar USA LLC |  | JCP&L | Accepted | 2023-10-25 | 2023-11-27 | 2024-11-27 | Solar Panels | ZNSHINE Solar | ZXM6-NH120 |  | 0.37 | 2 | 158 | 32 |  | Fixed | Roof
NJADRE1554902025 | Administratively Determined Incentive Program | MONROE | 8831 | 11 | 14.06 | Residential | Behind the Meter | No | Net Metered Residential | Greentech Solar USA LLC |  | JCP&L | Accepted | 2023-10-25 | 2023-11-27 | 2024-11-27 | Solar Panels | ZNSHINE Solar | ZXM6-NH120 |  | 0.37 | 10 | 158 | 32 |  | Fixed | Roof
NJADRE1554902025 | Administratively Determined Incentive Program | MONROE | 8831 | 11 | 14.06 | Residential | Behind the Meter | No | Net Metered Residential | Greentech Solar USA LLC |  | JCP&L | Accepted | 2023-10-25 | 2023-11-27 | 2024-11-27 | Solar Panels | ZNSHINE Solar | ZXM6-NH120 |  | 0.37 | 26 | 158 | 32 |  | Fixed | Roof
NJADRE1554902043 | Administratively Determined Incentive Program | TOMS RIVER | 8757 | 18 | 7.7 | Residential | Behind the Meter | Yes | Net Metered Residential | SunnyMac LLC |  | JCP&L | Accepted | 2023-10-25 | 2023-11-29 | 2024-11-29 | Solar Panels | Q.PEAK DUO BLK ML-G10+ 405 | HANWHA |  | 0.405 | 11 | 245 | 18 |  | Fixed | Roof
NJADRE1554902043 | Administratively Determined Incentive Program | TOMS RIVER | 8757 | 18 | 7.7 | Residential | Behind the Meter | Yes | Net Metered Residential | SunnyMac LLC |  | JCP&L | Accepted | 2023-10-25 | 2023-11-29 | 2024-11-29 | Solar Panels | Q.PEAK DUO BLK ML-G10+ 405 | HANWHA |  | 0.405 | 3 | 65 | 18 |  | Double Axis | Roof
NJADRE1554902043 | Administratively Determined Incentive Program | TOMS RIVER | 8757 | 18 | 7.7 | Residential | Behind the Meter | Yes | Net Metered Residential | SunnyMac LLC |  | JCP&L | Accepted | 2023-10-25 | 2023-11-29 | 2024-11-29 | Solar Panels | Q.PEAK DUO BLK ML-G10+ 405 | HANWHA |  | 0.405 | 2 | 65 | 23 |  | Fixed | Roof
NJADRE1554902043 | Administratively Determined Incentive Program | TOMS RIVER | 8757 | 18 | 7.7 | Residential | Behind the Meter | Yes | Net Metered Residential | SunnyMac LLC |  | JCP&L | Accepted | 2023-10-25 | 2023-11-29 | 2024-11-29 | Solar Panels | Q.PEAK DUO BLK ML-G10+ 405 | HANWHA |  | 0.405 | 3 | 245 | 17 |  | Fixed | Roof
NJADRE1554902043 | Administratively Determined Incentive Program | TOMS RIVER | 8757 | 18 | 7.7 | Residential | Behind the Meter | Yes | Net Metered Residential | SunnyMac LLC |  | JCP&L | Accepted | 2023-10-25 | 2023-11-29 | 2024-11-29 | Inverters | SE5000H-US | Solaredge | 5000 |  | 1 |  |  | 0.1 |  | Outdoor | next to meter
NJADRE1554902043 | Administratively Determined Incentive Program | TOMS RIVER | 8757 | 18 | 7.7 | Residential | Behind the Meter | Yes | Net Metered Residential | SunnyMac LLC |  | JCP&L | Accepted | 2023-10-25 | 2023-11-29 | 2024-11-29 | Meters | SE-RGMTR-1D-240C-B | Solaredge |  |  | 1 |  |  |  | Yes | Outdoor
NJADRE1554902046 | Administratively Determined Incentive Program | Hopewell Twp E | 8619 | 12 | 5.04 | Residential | Behind the Meter | No | Net Metered Residential | EMT Renewables |  | PSE&G | Accepted | 2023-10-25 | 2023-11-20 | 2024-11-20 | Inverters | ENPHASE | IQ7x | 315 |  | 12 |  |  | 0.84 |  | Other | UNDER EACH PANEL
NJADRE1554902046 | Administratively Determined Incentive Program | Hopewell Twp E | 8619 | 12 | 5.04 | Residential | Behind the Meter | No | Net Metered Residential | EMT Renewables |  | PSE&G | Accepted | 2023-10-25 | 2023-11-20 | 2024-11-20 | Solar Panels | REC ALPHA | REC 420 |  | 0.42 | 12 | 226 | 31 |  | Fixed | Roof
NJADRE1554902049 | Administratively Determined Incentive Program | MILLVILLE | 8332 | 20 | 8.4 | Residential | Behind the Meter | Yes | Net Metered Residential | Suntuity Solar LLC |  | AC Electric | Accepted | 2023-10-25 | 2023-11-20 | 2024-11-20 | Inverters | (21) ENPHASE | IQ8PLUS-72-2-US | 290 |  | 21 |  |  | 0.97 |  | Outdoor | Behind the PV modules
NJADRE1554902049 | Administratively Determined Incentive Program | MILLVILLE | 8332 | 20 | 8.4 | Residential | Behind the Meter | Yes | Net Metered Residential | Suntuity Solar LLC |  | AC Electric | Accepted | 2023-10-25 | 2023-11-20 | 2024-11-20 | Solar Panels | (21) CANADIANSOLAR | CS6R-400MS-HL |  | 0.4 | 12 | 110 | 27 |  | Fixed | Roof
NJADRE1554902049 | Administratively Determined Incentive Program | MILLVILLE | 8332 | 20 | 8.4 | Residential | Behind the Meter | Yes | Net Metered Residential | Suntuity Solar LLC |  | AC Electric | Accepted | 2023-10-25 | 2023-11-20 | 2024-11-20 | Solar Panels | (21) CANADIANSOLAR | CS6R-400MS-HL |  | 0.4 | 9 | 290 | 27 |  | Fixed | Roof
NJADRE1554902065 | Administratively Determined Incentive Program | PENNSAUKEN | 8110 | 14 | 5.27 | Residential | Behind the Meter | No | Net Metered Residential | EMT Renewables |  | PSE&G | Accepted | 2023-10-25 | 2023-11-20 | 2024-11-20 | Inverters | ENPHASE | IQ8+ | 290 |  | 13 |  |  | 0.98 |  | Other | UNDER EACH PANEL
NJADRE1554902065 | Administratively Determined Incentive Program | PENNSAUKEN | 8110 | 14 | 5.27 | Residential | Behind the Meter | No | Net Metered Residential | EMT Renewables |  | PSE&G | Accepted | 2023-10-25 | 2023-11-20 | 2024-11-20 | Solar Panels | Q CELLS | Q PEAK DUO BLK |  | 0.405 | 13 | 136 | 36 |  | Fixed | Roof
NJADRE1554902074 | Administratively Determined Incentive Program | BELLEVILLE | 7109 | 9 | 5.6 | Residential | Behind the Meter | Yes | Net Metered Residential | Suntuity Solar LLC |  | PSE&G | Accepted | 2023-10-25 | 2023-11-20 | 2024-11-20 | Inverters | (14) ENPHASE | IQ8PLUS-72-2-US | 290 |  | 14 |  |  | 0.97 |  | Outdoor | Behind the PV modules
NJADRE1554902074 | Administratively Determined Incentive Program | BELLEVILLE | 7109 | 9 | 5.6 | Residential | Behind the Meter | Yes | Net Metered Residential | Suntuity Solar LLC |  | PSE&G | Accepted | 2023-10-25 | 2023-11-20 | 2024-11-20 | Solar Panels | (14) CANADIAN SOLAR | CS6R-400MS-HL |  | 0.4 | 7 | 23 | 44 |  | Fixed | Roof
NJADRE1554902074 | Administratively Determined Incentive Program | BELLEVILLE | 7109 | 9 | 5.6 | Residential | Behind the Meter | Yes | Net Metered Residential | Suntuity Solar LLC |  | PSE&G | Accepted | 2023-10-25 | 2023-11-20 | 2024-11-20 | Solar Panels | (14) CANADIAN SOLAR | CS6R-400MS-HL |  | 0.4 | 7 | 203 | 44 |  | Fixed | Roof
NJADRE1554902082 | Administratively Determined Incentive Program | BOONTON | 7005 | 3 | 342.45 | Commercial | Behind the Meter | No | Small Net-Metered Non-Residential located on Rooftop, Carport, Canopy and Floating Solar | Powerlutions |  | JCP&L | Accepted | 2023-10-25 | 2023-11-27 | 2024-11-27 | Solar Panels | TALESUN SOLAR | BIPRO TD6I72M-450 |  | 0.45 | 65 | 247 | 27 |  | Fixed | Roof
NJADRE1554902082 | Administratively Determined Incentive Program | BOONTON | 7005 | 3 | 342.45 | Commercial | Behind the Meter | No | Small Net-Metered Non-Residential located on Rooftop, Carport, Canopy and Floating Solar | Powerlutions |  | JCP&L | Accepted | 2023-10-25 | 2023-11-27 | 2024-11-27 | Solar Panels | TALESUN SOLAR | BIPRO TD6I72M-450 |  | 0.45 | 25 | 67 | 7 |  | Fixed | Roof
NJADRE1554902082 | Administratively Determined Incentive Program | BOONTON | 7005 | 3 | 342.45 | Commercial | Behind the Meter | No | Small Net-Metered Non-Residential located on Rooftop, Carport, Canopy and Floating Solar | Powerlutions |  | JCP&L | Accepted | 2023-10-25 | 2023-11-27 | 2024-11-27 | Solar Panels | TALESUN SOLAR | BIPRO TD6I72M-450 |  | 0.45 | 31 | 67 | 27 |  | Fixed | Roof
NJADRE1554902082 | Administratively Determined Incentive Program | BOONTON | 7005 | 3 | 342.45 | Commercial | Behind the Meter | No | Small Net-Metered Non-Residential located on Rooftop, Carport, Canopy and Floating Solar | Powerlutions |  | JCP&L | Accepted | 2023-10-25 | 2023-11-27 | 2024-11-27 | Solar Panels | TALESUN SOLAR | BIPRO TD6I72M-450 |  | 0.45 | 38 | 67 | 27 |  | Fixed | Roof
NJADRE1554902082 | Administratively Determined Incentive Program | BOONTON | 7005 | 3 | 342.45 | Commercial | Behind the Meter | No | Small Net-Metered Non-Residential located on Rooftop, Carport, Canopy and Floating Solar | Powerlutions |  | JCP&L | Accepted | 2023-10-25 | 2023-11-27 | 2024-11-27 | Solar Panels | TALESUN SOLAR | BIPRO TD6I72M-450 |  | 0.45 | 28 | 157 | 27 |  | Fixed | Roof
NJADRE1554902082 | Administratively Determined Incentive Program | BOONTON | 7005 | 3 | 342.45 | Commercial | Behind the Meter | No | Small Net-Metered Non-Residential located on Rooftop, Carport, Canopy and Floating Solar | Powerlutions |  | JCP&L | Accepted | 2023-10-25 | 2023-11-27 | 2024-11-27 | Solar Panels | TALESUN SOLAR | BIPRO TD6I72M-450 |  | 0.45 | 21 | 157 | 18 |  | Fixed | Roof
NJADRE1554902082 | Administratively Determined Incentive Program | BOONTON | 7005 | 3 | 342.45 | Commercial | Behind the Meter | No | Small Net-Metered Non-Residential located on Rooftop, Carport, Canopy and Floating Solar | Powerlutions |  | JCP&L | Accepted | 2023-10-25 | 2023-11-27 | 2024-11-27 | Solar Panels | TALESUN SOLAR | BIPRO TD6I72M-450 |  | 0.45 | 45 | 157 | 27 |  | Fixed | Roof
NJADRE1554902082 | Administratively Determined Incentive Program | BOONTON | 7005 | 3 | 342.45 | Commercial | Behind the Meter | No | Small Net-Metered Non-Residential located on Rooftop, Carport, Canopy and Floating Solar | Powerlutions |  | JCP&L | Accepted | 2023-10-25 | 2023-11-27 | 2024-11-27 | Solar Panels | TALESUN SOLAR | BIPRO TD6I72M-450 |  | 0.45 | 11 | 157 | 27 |  | Fixed | Roof
NJADRE1554902082 | Administratively Determined Incentive Program | BOONTON | 7005 | 3 | 342.45 | Commercial | Behind the Meter | No | Small Net-Metered Non-Residential located on Rooftop, Carport, Canopy and Floating Solar | Powerlutions |  | JCP&L | Accepted | 2023-10-25 | 2023-11-27 | 2024-11-27 | Solar Panels | TALESUN SOLAR | BIPRO TD6I72M-450 |  | 0.45 | 3 | 157 | 27 |  | Fixed | Roof
NJADRE1554902082 | Administratively Determined Incentive Program | BOONTON | 7005 | 3 | 342.45 | Commercial | Behind the Meter | No | Small Net-Metered Non-Residential located on Rooftop, Carport, Canopy and Floating Solar | Powerlutions |  | JCP&L | Accepted | 2023-10-25 | 2023-11-27 | 2024-11-27 | Solar Panels | TALESUN SOLAR | BIPRO TD6I72M-450 |  | 0.45 | 25 | 67 | 27 |  | Fixed | Roof
NJADRE1554902082 | Administratively Determined Incentive Program | BOONTON | 7005 | 3 | 342.45 | Commercial | Behind the Meter | No | Small Net-Metered Non-Residential located on Rooftop, Carport, Canopy and Floating Solar | Powerlutions |  | JCP&L | Accepted | 2023-10-25 | 2023-11-27 | 2024-11-27 | Solar Panels | TALESUN SOLAR | BIPRO TD6I72M-450 |  | 0.45 | 24 | 67 | 27 |  | Fixed | Roof
NJADRE1554902082 | Administratively Determined Incentive Program | BOONTON | 7005 | 3 | 342.45 | Commercial | Behind the Meter | No | Small Net-Metered Non-Residential located on Rooftop, Carport, Canopy and Floating Solar | Powerlutions |  | JCP&L | Accepted | 2023-10-25 | 2023-11-27 | 2024-11-27 | Solar Panels | TALESUN SOLAR | BIPRO TD6I72M-450 |  | 0.45 | 33 | 247 | 27 |  | Fixed | Roof
NJADRE1554902082 | Administratively Determined Incentive Program | BOONTON | 7005 | 3 | 342.45 | Commercial | Behind the Meter | No | Small Net-Metered Non-Residential located on Rooftop, Carport, Canopy and Floating Solar | Powerlutions |  | JCP&L | Accepted | 2023-10-25 | 2023-11-27 | 2024-11-27 | Solar Panels | TALESUN SOLAR | BIPRO TD6I72M-450 |  | 0.45 | 18 | 157 | 27 |  | Fixed | Roof
NJADRE1554902082 | Administratively Determined Incentive Program | BOONTON | 7005 | 3 | 342.45 | Commercial | Behind the Meter | No | Small Net-Metered Non-Residential located on Rooftop, Carport, Canopy and Floating Solar | Powerlutions |  | JCP&L | Accepted | 2023-10-25 | 2023-11-27 | 2024-11-27 | Solar Panels | TALESUN SOLAR | BIPRO TD6I72M-450 |  | 0.45 | 29 | 157 | 27 |  | Fixed | Roof
NJADRE1554902082 | Administratively Determined Incentive Program | BOONTON | 7005 | 3 | 342.45 | Commercial | Behind the Meter | No | Small Net-Metered Non-Residential located on Rooftop, Carport, Canopy and Floating Solar | Powerlutions |  | JCP&L | Accepted | 2023-10-25 | 2023-11-27 | 2024-11-27 | Solar Panels | TALESUN SOLAR | BIPRO TD6I72M-450 |  | 0.45 | 31 | 157 | 27 |  | Fixed | Roof
NJADRE1554902082 | Administratively Determined Incentive Program | BOONTON | 7005 | 3 | 342.45 | Commercial | Behind the Meter | No | Small Net-Metered Non-Residential located on Rooftop, Carport, Canopy and Floating Solar | Powerlutions |  | JCP&L | Accepted | 2023-10-25 | 2023-11-27 | 2024-11-27 | Solar Panels | TALESUN SOLAR | BIPRO TD6I72M-450 |  | 0.45 | 36 | 157 | 27 |  | Fixed | Roof
NJADRE1554902082 | Administratively Determined Incentive Program | BOONTON | 7005 | 3 | 342.45 | Commercial | Behind the Meter | No | Small Net-Metered Non-Residential located on Rooftop, Carport, Canopy and Floating Solar | Powerlutions |  | JCP&L | Accepted | 2023-10-25 | 2023-11-27 | 2024-11-27 | Solar Panels | TALESUN SOLAR | BIPRO TD6I72M-450 |  | 0.45 | 39 | 157 | 27 |  | Fixed | Roof
NJADRE1554902082 | Administratively Determined Incentive Program | BOONTON | 7005 | 3 | 342.45 | Commercial | Behind the Meter | No | Small Net-Metered Non-Residential located on Rooftop, Carport, Canopy and Floating Solar | Powerlutions |  | JCP&L | Accepted | 2023-10-25 | 2023-11-27 | 2024-11-27 | Solar Panels | TALESUN SOLAR | BIPRO TD6I72M-450 |  | 0.45 | 23 | 247 | 27 |  | Fixed | Roof
NJADRE1554902082 | Administratively Determined Incentive Program | BOONTON | 7005 | 3 | 342.45 | Commercial | Behind the Meter | No | Small Net-Metered Non-Residential located on Rooftop, Carport, Canopy and Floating Solar | Powerlutions |  | JCP&L | Accepted | 2023-10-25 | 2023-11-27 | 2024-11-27 | Solar Panels | TALESUN SOLAR | BIPRO TD6I72M-450 |  | 0.45 | 14 | 157 | 27 |  | Fixed | Roof
NJADRE1554902082 | Administratively Determined Incentive Program | BOONTON | 7005 | 3 | 342.45 | Commercial | Behind the Meter | No | Small Net-Metered Non-Residential located on Rooftop, Carport, Canopy and Floating Solar | Powerlutions |  | JCP&L | Accepted | 2023-10-25 | 2023-11-27 | 2024-11-27 | Solar Panels | TALESUN SOLAR | BIPRO TD6I72M-450 |  | 0.45 | 50 | 157 | 27 |  | Fixed | Roof
NJADRE1554902082 | Administratively Determined Incentive Program | BOONTON | 7005 | 3 | 342.45 | Commercial | Behind the Meter | No | Small Net-Metered Non-Residential located on Rooftop, Carport, Canopy and Floating Solar | Powerlutions |  | JCP&L | Accepted | 2023-10-25 | 2023-11-27 | 2024-11-27 | Solar Panels | TALESUN SOLAR | BIPRO TD6I72M-450 |  | 0.45 | 15 | 157 | 27 |  | Fixed | Roof
NJADRE1554902082 | Administratively Determined Incentive Program | BOONTON | 7005 | 3 | 342.45 | Commercial | Behind the Meter | No | Small Net-Metered Non-Residential located on Rooftop, Carport, Canopy and Floating Solar | Powerlutions |  | JCP&L | Accepted | 2023-10-25 | 2023-11-27 | 2024-11-27 | Solar Panels | TALESUN SOLAR | BIPRO TD6I72M-450 |  | 0.45 | 14 | 157 | 27 |  | Fixed | Roof
NJADRE1554902082 | Administratively Determined Incentive Program | BOONTON | 7005 | 3 | 342.45 | Commercial | Behind the Meter | No | Small Net-Metered Non-Residential located on Rooftop, Carport, Canopy and Floating Solar | Powerlutions |  | JCP&L | Accepted | 2023-10-25 | 2023-11-27 | 2024-11-27 | Solar Panels | TALESUN SOLAR | BIPRO TD6I72M-450 |  | 0.45 | 15 | 157 | 27 |  | Fixed | Roof
NJADRE1554902082 | Administratively Determined Incentive Program | BOONTON | 7005 | 3 | 342.45 | Commercial | Behind the Meter | No | Small Net-Metered Non-Residential located on Rooftop, Carport, Canopy and Floating Solar | Powerlutions |  | JCP&L | Accepted | 2023-10-25 | 2023-11-27 | 2024-11-27 | Solar Panels | TALESUN SOLAR | BIPRO TD6I72M-450 |  | 0.45 | 41 | 67 | 27 |  | Fixed | Roof
NJADRE1554902082 | Administratively Determined Incentive Program | BOONTON | 7005 | 3 | 342.45 | Commercial | Behind the Meter | No | Small Net-Metered Non-Residential located on Rooftop, Carport, Canopy and Floating Solar | Powerlutions |  | JCP&L | Accepted | 2023-10-25 | 2023-11-27 | 2024-11-27 | Solar Panels | TALESUN SOLAR | BIPRO TD6I72M-450 |  | 0.45 | 12 | 247 | 27 |  | Fixed | Roof
NJADRE1554902082 | Administratively Determined Incentive Program | BOONTON | 7005 | 3 | 342.45 | Commercial | Behind the Meter | No | Small Net-Metered Non-Residential located on Rooftop, Carport, Canopy and Floating Solar | Powerlutions |  | JCP&L | Accepted | 2023-10-25 | 2023-11-27 | 2024-11-27 | Solar Panels | TALESUN SOLAR | BIPRO TD6I72M-450 |  | 0.45 | 5 | 247 | 27 |  | Fixed | Roof
NJADRE1554902082 | Administratively Determined Incentive Program | BOONTON | 7005 | 3 | 342.45 | Commercial | Behind the Meter | No | Small Net-Metered Non-Residential located on Rooftop, Carport, Canopy and Floating Solar | Powerlutions |  | JCP&L | Accepted | 2023-10-25 | 2023-11-27 | 2024-11-27 | Solar Panels | TALESUN SOLAR | BIPRO TD6I72M-450 |  | 0.45 | 11 | 247 | 18 |  | Fixed | Roof
NJADRE1554902082 | Administratively Determined Incentive Program | BOONTON | 7005 | 3 | 342.45 | Commercial | Behind the Meter | No | Small Net-Metered Non-Residential located on Rooftop, Carport, Canopy and Floating Solar | Powerlutions |  | JCP&L | Accepted | 2023-10-25 | 2023-11-27 | 2024-11-27 | Solar Panels | TALESUN SOLAR | BIPRO TD6I72M-450 |  | 0.45 | 15 | 247 | 27 |  | Fixed | Roof
NJADRE1554902082 | Administratively Determined Incentive Program | BOONTON | 7005 | 3 | 342.45 | Commercial | Behind the Meter | No | Small Net-Metered Non-Residential located on Rooftop, Carport, Canopy and Floating Solar | Powerlutions |  | JCP&L | Accepted | 2023-10-25 | 2023-11-27 | 2024-11-27 | Solar Panels | TALESUN SOLAR | BIPRO TD6I72M-450 |  | 0.45 | 15 | 247 | 27 |  | Fixed | Roof
NJADRE1554902082 | Administratively Determined Incentive Program | BOONTON | 7005 | 3 | 342.45 | Commercial | Behind the Meter | No | Small Net-Metered Non-Residential located on Rooftop, Carport, Canopy and Floating Solar | Powerlutions |  | JCP&L | Accepted | 2023-10-25 | 2023-11-27 | 2024-11-27 | Solar Panels | TALESUN SOLAR | BIPRO TD6I72M-450 |  | 0.45 | 29 | 247 | 27 |  | Fixed | Roof
NJADRE1554902082 | Administratively Determined Incentive Program | BOONTON | 7005 | 3 | 342.45 | Commercial | Behind the Meter | No | Small Net-Metered Non-Residential located on Rooftop, Carport, Canopy and Floating Solar | Powerlutions |  | JCP&L | Accepted | 2023-10-25 | 2023-11-27 | 2024-11-27 | Inverters | IQ7PLUS-72-2-US | Enphase | 290 |  | 761 |  |  | 0.98 |  | Outdoor
NJADRE1554902096 | Administratively Determined Incentive Program | ORANGE | 7050 | 9 | 4.05 | Residential | Behind the Meter | No | Net Metered Residential | Big Wave Roofing and Solar LLC |  | PSE&G | Accepted | 2023-10-25 | 2023-11-20 | 2024-11-20 | Inverters | Enphase Energy Inc | IQ7A-72-2-US | 290 |  | 10 |  |  | 0.98 |  | Outside
NJADRE1554902096 | Administratively Determined Incentive Program | ORANGE | 7050 | 9 | 4.05 | Residential | Behind the Meter | No | Net Metered Residential | Big Wave Roofing and Solar LLC |  | PSE&G | Accepted | 2023-10-25 | 2023-11-20 | 2024-11-20 | Solar Panels | Qcells | Q.PEAK DUO BLK ML-G10+ 405 |  | 0.405 | 10 | 119 | 41 |  | Fixed | Roof
NJADRE1554902103 | Administratively Determined Incentive Program | HAMPTON | 8827 | 4 | 11.07 | Residential | Behind the Meter | No | Net Metered Residential | EMT Renewables |  | JCP&L | Accepted | 2023-10-25 | 2023-11-20 | 2024-11-20 | Inverters | ENPHASE | IQ8+ | 290 |  | 27 |  |  | 0.98 |  | Other | UNDER EACH PANEL
NJADRE1554902103 | Administratively Determined Incentive Program | HAMPTON | 8827 | 4 | 11.07 | Residential | Behind the Meter | No | Net Metered Residential | EMT Renewables |  | JCP&L | Accepted | 2023-10-25 | 2023-11-20 | 2024-11-20 | Solar Panels | SEG SOLAR | SIV 410 |  | 0.41 | 27 | 180 | 30 |  | Fixed | Ground
NJADRE1554902115 | Administratively Determined Incentive Program | Plainfield City | 7063 | 10 | 12.56 | Residential | Behind the Meter | Yes | Net Metered Residential | Sunrun Installation Services, Inc. |  | PSE&G | Accepted | 2023-10-25 | 2023-11-20 | 2024-11-20 | Inverters | SOLAREDGE TECHNOLOGIES | SE10000H-USSN | 10000 |  | 1 |  |  | 0.992 |  | Outdoor | next to meter
NJADRE1554902115 | Administratively Determined Incentive Program | Plainfield City | 7063 | 10 | 12.56 | Residential | Behind the Meter | Yes | Net Metered Residential | Sunrun Installation Services, Inc. |  | PSE&G | Accepted | 2023-10-25 | 2023-11-20 | 2024-11-20 | Solar Panels | HANWHA Q-CELLS | Q.PEAK DUO BLK ML-G10+ 405 |  | 0.405 | 11 | 41 | 43 |  | Fixed | Roof
NJADRE1554902115 | Administratively Determined Incentive Program | Plainfield City | 7063 | 10 | 12.56 | Residential | Behind the Meter | Yes | Net Metered Residential | Sunrun Installation Services, Inc. |  | PSE&G | Accepted | 2023-10-25 | 2023-11-20 | 2024-11-20 | Solar Panels | HANWHA Q-CELLS | Q.PEAK DUO BLK ML-G10+ 405 |  | 0.405 | 20 | 222 | 46 |  | Fixed | Roof
NJADRE1554902117 | Administratively Determined Incentive Program | ROSELLE | 7203 | 10 | 5.67 | Residential | Behind the Meter | Yes | Net Metered Residential | Pro Custom Solar dba Momentum Solar |  | PSE&G | Accepted | 2023-10-25 | 2023-11-21 | 2024-11-21 | Solar Panels | Â Q. PEAK DUO BLK-G10+405 | hawnha |  | 0.405 | 6 | 156 | 35 |  | Fixed | Roof
NJADRE1554902117 | Administratively Determined Incentive Program | ROSELLE | 7203 | 10 | 5.67 | Residential | Behind the Meter | Yes | Net Metered Residential | Pro Custom Solar dba Momentum Solar |  | PSE&G | Accepted | 2023-10-25 | 2023-11-21 | 2024-11-21 | Solar Panels | Â Q. PEAK DUO BLK-G10+405 | hanwha |  | 0.405 | 4 | 336 | 36 |  | Fixed | Roof
NJADRE1554902117 | Administratively Determined Incentive Program | ROSELLE | 7203 | 10 | 5.67 | Residential | Behind the Meter | Yes | Net Metered Residential | Pro Custom Solar dba Momentum Solar |  | PSE&G | Accepted | 2023-10-25 | 2023-11-21 | 2024-11-21 | Solar Panels | Â Q. PEAK DUO BLK-G10+405 | hawnha |  | 0.405 | 4 | 156 | 12 |  | Fixed | Roof
NJADRE1554902117 | Administratively Determined Incentive Program | ROSELLE | 7203 | 10 | 5.67 | Residential | Behind the Meter | Yes | Net Metered Residential | Pro Custom Solar dba Momentum Solar |  | PSE&G | Accepted | 2023-10-25 | 2023-11-21 | 2024-11-21 | Inverters | IQ8PLUS-72-2-US | enphase | 290 |  | 14 |  |  | 0.97 |  | Outdoor
NJADRE1554902120 | Administratively Determined Incentive Program | MOUNT LAUREL | 8054 | 13 | 11.48 | Residential | Behind the Meter | No | Net Metered Residential | Sun Up Zero Down |  | PSE&G | Accepted | 2023-10-25 | 2023-11-21 | 2024-11-21 | Inverters | Enphase | IQ8PLUS-72-2-US | 290 |  | 28 |  |  | 0.976 |  | Outdoor
NJADRE1554902120 | Administratively Determined Incentive Program | MOUNT LAUREL | 8054 | 13 | 11.48 | Residential | Behind the Meter | No | Net Metered Residential | Sun Up Zero Down |  | PSE&G | Accepted | 2023-10-25 | 2023-11-21 | 2024-11-21 | Meters | Enphase | TBD |  |  | 1 |  |  |  | Yes
NJADRE1554902120 | Administratively Determined Incentive Program | MOUNT LAUREL | 8054 | 13 | 11.48 | Residential | Behind the Meter | No | Net Metered Residential | Sun Up Zero Down |  | PSE&G | Accepted | 2023-10-25 | 2023-11-21 | 2024-11-21 | Solar Panels | Trina | TSM-410-NE09RC.05 Vertex S+ |  | 0.41 | 28 | 203 | 45 |  | Fixed | Roof
NJADRE1554902140 | Administratively Determined Incentive Program | PENNS GROVE | 8069 | 16 | 11.76 | Residential | Behind the Meter | Yes | Net Metered Residential | EMT Renewables |  | AC Electric | Accepted | 2023-10-25 | 2023-11-20 | 2024-11-20 | Inverters | ENPHASE | IQ7x | 315 |  | 28 |  |  | 0.98 |  | Other | UNDER EACH PANEL
NJADRE1554902140 | Administratively Determined Incentive Program | PENNS GROVE | 8069 | 16 | 11.76 | Residential | Behind the Meter | Yes | Net Metered Residential | EMT Renewables |  | AC Electric | Accepted | 2023-10-25 | 2023-11-20 | 2024-11-20 | Solar Panels | REC ALPHA | REC 420 |  | 0.42 | 8 | 214 | 28 |  | Fixed | Roof
NJADRE1554902140 | Administratively Determined Incentive Program | PENNS GROVE | 8069 | 16 | 11.76 | Residential | Behind the Meter | Yes | Net Metered Residential | EMT Renewables |  | AC Electric | Accepted | 2023-10-25 | 2023-11-20 | 2024-11-20 | Solar Panels | REC ALPHA | REC 420 |  | 0.42 | 8 | 304 | 23 |  | Fixed | Roof
NJADRE1554902140 | Administratively Determined Incentive Program | PENNS GROVE | 8069 | 16 | 11.76 | Residential | Behind the Meter | Yes | Net Metered Residential | EMT Renewables |  | AC Electric | Accepted | 2023-10-25 | 2023-11-20 | 2024-11-20 | Solar Panels | REC ALPHA | REC 420 |  | 0.42 | 12 | 124 | 23 |  | Fixed | Roof
NJADRE1554902157 | Administratively Determined Incentive Program | BAYVILLE | 8721 | 18 | 17.33 | Residential | Behind the Meter | Yes | Net Metered Residential | All Season Solar |  | JCP&L | Accepted | 2023-10-25 | 2023-11-20 | 2024-11-20 | Inverters | Enphase | IQ8 Plus | 290 |  | 45 |  |  | 0.97 |  | Outside
NJADRE1554902157 | Administratively Determined Incentive Program | BAYVILLE | 8721 | 18 | 17.33 | Residential | Behind the Meter | Yes | Net Metered Residential | All Season Solar |  | JCP&L | Accepted | 2023-10-25 | 2023-11-20 | 2024-11-20 | Solar Panels | Trina | TSMDE09.05 |  | 0.385 | 45 | 563 | 22 |  | Fixed | Roof
NJADRE1554902175 | Administratively Determined Incentive Program | BOONTON | 7005 | 3 | 9 | Commercial | Behind the Meter | No | Small Net-Metered Non-Residential located on Rooftop, Carport, Canopy and Floating Solar | Powerlutions |  | JCP&L | Accepted | 2023-10-25 | 2023-11-22 | 2024-11-22 | Solar Panels | TALESUN SOLAR | BIPRO TD6I72M-450 |  | 0.45 | 9 | 247 | 27 |  | Fixed | Roof
NJADRE1554902175 | Administratively Determined Incentive Program | BOONTON | 7005 | 3 | 9 | Commercial | Behind the Meter | No | Small Net-Metered Non-Residential located on Rooftop, Carport, Canopy and Floating Solar | Powerlutions |  | JCP&L | Accepted | 2023-10-25 | 2023-11-22 | 2024-11-22 | Solar Panels | TALESUN SOLAR | BIPRO TD6I72M-450 |  | 0.45 | 11 | 247 | 27 |  | Fixed | Roof
NJADRE1554902175 | Administratively Determined Incentive Program | BOONTON | 7005 | 3 | 9 | Commercial | Behind the Meter | No | Small Net-Metered Non-Residential located on Rooftop, Carport, Canopy and Floating Solar | Powerlutions |  | JCP&L | Accepted | 2023-10-25 | 2023-11-22 | 2024-11-22 | Inverters | ENPHASE | IQ7PLUS-72-2-US | 290 |  | 20 |  |  | 0.98 |  | Outdoor
NJADRE1554902187 | Administratively Determined Incentive Program | BOONTON | 7005 | 3 | 10.35 | Commercial | Behind the Meter | No | Small Net-Metered Non-Residential located on Rooftop, Carport, Canopy and Floating Solar | Powerlutions |  | JCP&L | Accepted | 2023-10-25 | 2023-11-22 | 2024-11-22 | Solar Panels | TALESUN SOLAR | BIPRO TD6I72M-450 |  | 0.45 | 23 | 157 | 27 |  | Fixed | Roof
NJADRE1554902187 | Administratively Determined Incentive Program | BOONTON | 7005 | 3 | 10.35 | Commercial | Behind the Meter | No | Small Net-Metered Non-Residential located on Rooftop, Carport, Canopy and Floating Solar | Powerlutions |  | JCP&L | Accepted | 2023-10-25 | 2023-11-22 | 2024-11-22 | Inverters | ENPHASE | IQ7PLUS-72-2-US | 290 |  | 23 |  |  | 0.98 |  | Outdoor
NJADRE1554902212 | Administratively Determined Incentive Program | BERLIN | 8009 | 14 | 10.92 | Residential | Behind the Meter | Yes | Net Metered Residential | EMT Renewables |  | AC Electric | Accepted | 2023-10-25 | 2023-11-20 | 2024-11-20 | Inverters | ENPHASE | IQ7x | 315 |  | 26 |  |  | 0.98 |  | Other | UNDER EACH PANEL
NJADRE1554902212 | Administratively Determined Incentive Program | BERLIN | 8009 | 14 | 10.92 | Residential | Behind the Meter | Yes | Net Metered Residential | EMT Renewables |  | AC Electric | Accepted | 2023-10-25 | 2023-11-20 | 2024-11-20 | Solar Panels | REC ALPHA | REC 420 |  | 0.42 | 11 | 222 | 27 |  | Fixed | Roof
NJADRE1554902212 | Administratively Determined Incentive Program | BERLIN | 8009 | 14 | 10.92 | Residential | Behind the Meter | Yes | Net Metered Residential | EMT Renewables |  | AC Electric | Accepted | 2023-10-25 | 2023-11-20 | 2024-11-20 | Solar Panels | REC ALPHA | REC 420 |  | 0.42 | 2 | 132 | 32 |  | Fixed | Roof
NJADRE1554902212 | Administratively Determined Incentive Program | BERLIN | 8009 | 14 | 10.92 | Residential | Behind the Meter | Yes | Net Metered Residential | EMT Renewables |  | AC Electric | Accepted | 2023-10-25 | 2023-11-20 | 2024-11-20 | Solar Panels | REC ALPHA | REC 420 |  | 0.42 | 4 | 133 | 36 |  | Fixed | Roof
NJADRE1554902212 | Administratively Determined Incentive Program | BERLIN | 8009 | 14 | 10.92 | Residential | Behind the Meter | Yes | Net Metered Residential | EMT Renewables |  | AC Electric | Accepted | 2023-10-25 | 2023-11-20 | 2024-11-20 | Solar Panels | REC ALPHA | REC 420 |  | 0.42 | 9 | 42 | 27 |  | Fixed | Roof
NJADRE1554902227 | Administratively Determined Incentive Program | Wanaque | 7465 | 6 | 6.66 | Residential | Behind the Meter | No | Net Metered Residential | Vision Solar LLC |  | JCP&L | Accepted | 2023-10-25 | 2023-11-20 | 2024-11-20 | Inverters | SolarEdge | SE6000H-USRGM | 6 |  | 1 |  |  | 0.97 |  | Outdoor
NJADRE1554902227 | Administratively Determined Incentive Program | Wanaque | 7465 | 6 | 6.66 | Residential | Behind the Meter | No | Net Metered Residential | Vision Solar LLC |  | JCP&L | Accepted | 2023-10-25 | 2023-11-20 | 2024-11-20 | Solar Panels | ZNSHINE SOLAR | ZXM6-NH120-370/M |  | 0.37 | 7 | 284 | 7 |  | Fixed | Roof
NJADRE1554902227 | Administratively Determined Incentive Program | Wanaque | 7465 | 6 | 6.66 | Residential | Behind the Meter | No | Net Metered Residential | Vision Solar LLC |  | JCP&L | Accepted | 2023-10-25 | 2023-11-20 | 2024-11-20 | Solar Panels | ZNSHINE SOLAR | ZXM6-NH120-370/M |  | 0.37 | 7 | 104 | 7 |  | Fixed | Roof
NJADRE1554902227 | Administratively Determined Incentive Program | Wanaque | 7465 | 6 | 6.66 | Residential | Behind the Meter | No | Net Metered Residential | Vision Solar LLC |  | JCP&L | Accepted | 2023-10-25 | 2023-11-20 | 2024-11-20 | Solar Panels | ZNSHINE SOLAR | ZXM6-NH120-370/M |  | 0.37 | 4 | 104 | 20 |  | Fixed | Roof
NJADRE1554902236 | Administratively Determined Incentive Program | BURLINGTON | 8016 | 13 | 11.2 | Residential | Behind the Meter | Yes | Net Metered Residential | SunPower Corporation, Systems |  | PSE&G | Accepted | 2023-10-25 | 2023-11-27 | 2024-11-27 | Solar Panels | WAAREE ENERGIES LIMITED | WSMDI-400 |  | 0.4 | 4 | 84 | 30 |  | Fixed | Roof
NJADRE1554902236 | Administratively Determined Incentive Program | BURLINGTON | 8016 | 13 | 11.2 | Residential | Behind the Meter | Yes | Net Metered Residential | SunPower Corporation, Systems |  | PSE&G | Accepted | 2023-10-25 | 2023-11-27 | 2024-11-27 | Solar Panels | WAAREE ENERGIES LIMITED | WSMDI-400 |  | 0.4 | 3 | 264 | 30 |  | Fixed | Roof
NJADRE1554902236 | Administratively Determined Incentive Program | BURLINGTON | 8016 | 13 | 11.2 | Residential | Behind the Meter | Yes | Net Metered Residential | SunPower Corporation, Systems |  | PSE&G | Accepted | 2023-10-25 | 2023-11-27 | 2024-11-27 | Solar Panels | WAAREE ENERGIES LIMITED | WSMDI-400 |  | 0.4 | 21 | 264 | 30 |  | Fixed | Roof
NJADRE1554902236 | Administratively Determined Incentive Program | BURLINGTON | 8016 | 13 | 11.2 | Residential | Behind the Meter | Yes | Net Metered Residential | SunPower Corporation, Systems |  | PSE&G | Accepted | 2023-10-25 | 2023-11-27 | 2024-11-27 | Inverters | Enphase | IQ7HS-66-M-US | 384 |  | 28 |  |  | 0.97 |  | Other | under each panel
NJADRE1554902260 | Administratively Determined Incentive Program | WATERFORD WORKS | 8089 | 14 | 14.28 | Residential | Behind the Meter | Yes | Net Metered Residential | EMT Renewables |  | AC Electric | Accepted | 2023-10-25 | 2023-11-20 | 2024-11-20 | Inverters | ENPHASE | IQ7x | 315 |  | 34 |  |  | 0.98 |  | Other | UNDER EACH PANEL
NJADRE1554902260 | Administratively Determined Incentive Program | WATERFORD WORKS | 8089 | 14 | 14.28 | Residential | Behind the Meter | Yes | Net Metered Residential | EMT Renewables |  | AC Electric | Accepted | 2023-10-25 | 2023-11-20 | 2024-11-20 | Solar Panels | REC ALPHA | REC 420 |  | 0.42 | 16 | 110 | 22 |  | Fixed | Roof
NJADRE1554902260 | Administratively Determined Incentive Program | WATERFORD WORKS | 8089 | 14 | 14.28 | Residential | Behind the Meter | Yes | Net Metered Residential | EMT Renewables |  | AC Electric | Accepted | 2023-10-25 | 2023-11-20 | 2024-11-20 | Solar Panels | REC ALPHA | REC 420 |  | 0.42 | 18 | 290 | 21 |  | Fixed | Roof
NJADRE1554902268 | Administratively Determined Incentive Program | MATAWAN | 7747 | 17 | 12.96 | Residential | Behind the Meter | Yes | Net Metered Residential | SunnyMac LLC |  | JCP&L | Accepted | 2023-10-25 | 2023-11-27 | 2024-11-27 | Solar Panels | Q.PEAK DUO BLK ML-G10+ 405 | HANWHA |  | 0.405 | 14 | 125 | 36 |  | Fixed | Roof
NJADRE1554902268 | Administratively Determined Incentive Program | MATAWAN | 7747 | 17 | 12.96 | Residential | Behind the Meter | Yes | Net Metered Residential | SunnyMac LLC |  | JCP&L | Accepted | 2023-10-25 | 2023-11-27 | 2024-11-27 | Solar Panels | Q.PEAK DUO BLK ML-G10+ 405 | HANWHA |  | 0.405 | 4 | 125 | 26 |  | Fixed | Roof
NJADRE1554902268 | Administratively Determined Incentive Program | MATAWAN | 7747 | 17 | 12.96 | Residential | Behind the Meter | Yes | Net Metered Residential | SunnyMac LLC |  | JCP&L | Accepted | 2023-10-25 | 2023-11-27 | 2024-11-27 | Solar Panels | Q.PEAK DUO BLK ML-G10+ 405 | HANWHA |  | 0.405 | 5 | 305 | 5 |  | Fixed | Roof
NJADRE1554902268 | Administratively Determined Incentive Program | MATAWAN | 7747 | 17 | 12.96 | Residential | Behind the Meter | Yes | Net Metered Residential | SunnyMac LLC |  | JCP&L | Accepted | 2023-10-25 | 2023-11-27 | 2024-11-27 | Solar Panels | Q.PEAK DUO BLK ML-G10+ 405 | HANWHA |  | 0.405 | 9 | 305 | 26 |  | Fixed | Roof
NJADRE1554902268 | Administratively Determined Incentive Program | MATAWAN | 7747 | 17 | 12.96 | Residential | Behind the Meter | Yes | Net Metered Residential | SunnyMac LLC |  | JCP&L | Accepted | 2023-10-25 | 2023-11-27 | 2024-11-27 | Inverters | SE10000H-US | Solaredge | 10000 |  | 1 |  |  | 0.1 |  | Outdoor | next to meter
NJADRE1554902268 | Administratively Determined Incentive Program | MATAWAN | 7747 | 17 | 12.96 | Residential | Behind the Meter | Yes | Net Metered Residential | SunnyMac LLC |  | JCP&L | Accepted | 2023-10-25 | 2023-11-27 | 2024-11-27 | Meters | SE-RGMTR-1D-240C-B | Solaredge |  |  | 1 |  |  |  | Yes | Outdoor
NJADRE1554902283 | Administratively Determined Incentive Program | EWING | 8618 | 12 | 7.77 | Residential | Behind the Meter | Yes | Net Metered Residential | Vision Solar LLC |  | PSE&G | Accepted | 2023-10-25 | 2023-11-20 | 2024-11-20 | Inverters | SE6000H-USRGM | Solaredge | 6 |  | 1 |  |  | 0.97 |  | Outdoor | side of house
NJADRE1554902283 | Administratively Determined Incentive Program | EWING | 8618 | 12 | 7.77 | Residential | Behind the Meter | Yes | Net Metered Residential | Vision Solar LLC |  | PSE&G | Accepted | 2023-10-25 | 2023-11-20 | 2024-11-20 | Solar Panels | ZXM6-NH120-370/M | ZNSHINE |  | 0.37 | 9 | 325 | 24 |  | Fixed | Roof
NJADRE1554902283 | Administratively Determined Incentive Program | EWING | 8618 | 12 | 7.77 | Residential | Behind the Meter | Yes | Net Metered Residential | Vision Solar LLC |  | PSE&G | Accepted | 2023-10-25 | 2023-11-20 | 2024-11-20 | Solar Panels | ZXM6-NH120-370/M | ZNSHINE |  | 0.37 | 12 | 145 | 16 |  | Fixed | Roof
NJADRE1554902751 | Administratively Determined Incentive Program | RIDGEWOOD | 7450 | 7 | 9.72 | Residential | Behind the Meter | No | Net Metered Residential | Infinity Solar Systems |  | PSE&G | Accepted | 2023-10-25 | 2023-11-21 | 2024-11-21 | Inverters | Enphase | IQ8PLUS-72-2-US | 290 |  | 24 |  |  | 0.97 |  | Outdoor
NJADRE1554902751 | Administratively Determined Incentive Program | RIDGEWOOD | 7450 | 7 | 9.72 | Residential | Behind the Meter | No | Net Metered Residential | Infinity Solar Systems |  | PSE&G | Accepted | 2023-10-25 | 2023-11-21 | 2024-11-21 | Solar Panels | REC Solar | REC405AA Black |  | 0.405 | 18 | 105 | 24 |  | Fixed | Roof
NJADRE1554902751 | Administratively Determined Incentive Program | RIDGEWOOD | 7450 | 7 | 9.72 | Residential | Behind the Meter | No | Net Metered Residential | Infinity Solar Systems |  | PSE&G | Accepted | 2023-10-25 | 2023-11-21 | 2024-11-21 | Solar Panels | REC Solar | REC405AA Black |  | 0.405 | 6 | 285 | 24 |  | Fixed | Roof
NJADRE1554903585 | Administratively Determined Incentive Program | BEACH HAVEN | 8008 | 18 | 6 | Residential | Behind the Meter | No | Net Metered Residential | Paradise Solar and Electrical LLC |  | AC Electric | Accepted | 2023-10-25 | 2023-11-20 | 2024-11-20 | Solar Panels | Philadelphia Solar | PS-M108(HCBF)-400w |  | 0.4 | 4 | 28 | 16 |  | Fixed | Roof
NJADRE1554903585 | Administratively Determined Incentive Program | BEACH HAVEN | 8008 | 18 | 6 | Residential | Behind the Meter | No | Net Metered Residential | Paradise Solar and Electrical LLC |  | AC Electric | Accepted | 2023-10-25 | 2023-11-20 | 2024-11-20 | Solar Panels | Philadelphia Solar | PS-M108(HCBF)-400w |  | 0.4 | 2 | 298 | 28 |  | Fixed | Roof
NJADRE1554903585 | Administratively Determined Incentive Program | BEACH HAVEN | 8008 | 18 | 6 | Residential | Behind the Meter | No | Net Metered Residential | Paradise Solar and Electrical LLC |  | AC Electric | Accepted | 2023-10-25 | 2023-11-20 | 2024-11-20 | Solar Panels | Philadelphia Solar | PS-M108(HCBF)-400w |  | 0.4 | 1 | 208 | 16 |  | Fixed | Roof
NJADRE1554903585 | Administratively Determined Incentive Program | BEACH HAVEN | 8008 | 18 | 6 | Residential | Behind the Meter | No | Net Metered Residential | Paradise Solar and Electrical LLC |  | AC Electric | Accepted | 2023-10-25 | 2023-11-20 | 2024-11-20 | Solar Panels | Philadelphia Solar | PS-M108(HCBF)-400w |  | 0.4 | 8 | 208 | 30 |  | Fixed | Roof | Exterior Wall
NJADRE1554903585 | Administratively Determined Incentive Program | BEACH HAVEN | 8008 | 18 | 6 | Residential | Behind the Meter | No | Net Metered Residential | Paradise Solar and Electrical LLC |  | AC Electric | Accepted | 2023-10-25 | 2023-11-20 | 2024-11-20 | Inverters | Enphase | IQ7+ | 290 |  | 15 |  |  | 0.975 |  | Outside | under modules
NJADRE1554903815 | Administratively Determined Incentive Program | NEWARK | 7104 | 9 | 3.24 | Residential | Behind the Meter | Yes | Net Metered Residential | Pro Custom Solar dba Momentum Solar |  | PSE&G | Accepted | 2023-10-25 | 2023-11-21 | 2024-11-21 | Solar Panels | Â Q. PEAK DUO BLK-G10+405 | hawnha |  | 0.405 | 6 | 201 | 45 |  | Fixed | Roof
NJADRE1554903815 | Administratively Determined Incentive Program | NEWARK | 7104 | 9 | 3.24 | Residential | Behind the Meter | Yes | Net Metered Residential | Pro Custom Solar dba Momentum Solar |  | PSE&G | Accepted | 2023-10-25 | 2023-11-21 | 2024-11-21 | Solar Panels | Â Q. PEAK DUO BLK-G10+405 | hawnha |  | 0.405 | 2 | 201 | 26 |  | Fixed | Roof
NJADRE1554903815 | Administratively Determined Incentive Program | NEWARK | 7104 | 9 | 3.24 | Residential | Behind the Meter | Yes | Net Metered Residential | Pro Custom Solar dba Momentum Solar |  | PSE&G | Accepted | 2023-10-25 | 2023-11-21 | 2024-11-21 | Inverters | IQ8PLUS-72-2-US | enphase | 290 |  | 8 |  |  | 0.97 |  | Outdoor
NJADRE1554903833 | Administratively Determined Incentive Program | PEMBERTON | 8068 | 13 | 356.4 | Commercial | Behind the Meter | Yes | Small Net-Metered Non-Residential located on Rooftop, Carport, Canopy and Floating Solar | Absolute Enery Corp |  | JCP&L | Accepted | 2023-10-25 | 2023-12-28 | 2024-12-28 | Inverters | SMA America | SB-6.0-US | 6000 |  | 27 |  |  | 0.97 |  | Outdoor | Outside
NJADRE1554903833 | Administratively Determined Incentive Program | PEMBERTON | 8068 | 13 | 356.4 | Commercial | Behind the Meter | Yes | Small Net-Metered Non-Residential located on Rooftop, Carport, Canopy and Floating Solar | Absolute Enery Corp |  | JCP&L | Accepted | 2023-10-25 | 2023-12-28 | 2024-12-28 | Solar Panels | Canadian Solar | CS3W-440PB-AG |  | 0.44 | 200 | 100 | 5 |  | Fixed | Roof
NJADRE1554903833 | Administratively Determined Incentive Program | PEMBERTON | 8068 | 13 | 356.4 | Commercial | Behind the Meter | Yes | Small Net-Metered Non-Residential located on Rooftop, Carport, Canopy and Floating Solar | Absolute Enery Corp |  | JCP&L | Accepted | 2023-10-25 | 2023-12-28 | 2024-12-28 | Solar Panels | Canadian Solar | CS3W-440PB-AG |  | 0.44 | 610 | 100 | 5 |  | Fixed | Ground
NJADRE1554903880 | Administratively Determined Incentive Program | MOUNT LAUREL | 8054 | 13 | 53.35 | Commercial | Behind the Meter | No | Small Net-Metered Non-Residential located on Rooftop, Carport, Canopy and Floating Solar | NJ Solar Power |  | PSE&G | Accepted | 2023-10-25 | 2023-11-27 | 2024-11-27 | Inverters | Solaredge | SE40K-US | 40 |  | 1 |  |  | 0.99 |  | Outdoor
NJADRE1554903880 | Administratively Determined Incentive Program | MOUNT LAUREL | 8054 | 13 | 53.35 | Commercial | Behind the Meter | No | Small Net-Metered Non-Residential located on Rooftop, Carport, Canopy and Floating Solar | NJ Solar Power |  | PSE&G | Accepted | 2023-10-25 | 2023-11-27 | 2024-11-27 | Solar Panels | 0.485 | Q Peak Duo XL-G10.2 |  | 0.485 | 110 | 214 | 10 |  | Fixed | Roof
NJADRE1554903954 | Administratively Determined Incentive Program | NUTLEY | 7110 | 9 | 10.5 | Residential | Behind the Meter | Yes | Net Metered Residential | EMT Renewables |  | PSE&G | Accepted | 2023-10-25 | 2023-11-20 | 2024-11-20 | Inverters | ENPHASE | IQ7x | 315 |  | 25 |  |  | 0.98 |  | Other | UNDER EACH PANEL
NJADRE1554903954 | Administratively Determined Incentive Program | NUTLEY | 7110 | 9 | 10.5 | Residential | Behind the Meter | Yes | Net Metered Residential | EMT Renewables |  | PSE&G | Accepted | 2023-10-25 | 2023-11-20 | 2024-11-20 | Solar Panels | REC ALPHA | REC 420 |  | 0.42 | 8 | 210 | 19 |  | Fixed | Roof
NJADRE1554903954 | Administratively Determined Incentive Program | NUTLEY | 7110 | 9 | 10.5 | Residential | Behind the Meter | Yes | Net Metered Residential | EMT Renewables |  | PSE&G | Accepted | 2023-10-25 | 2023-11-20 | 2024-11-20 | Solar Panels | REC ALPHA | REC 420 |  | 0.42 | 4 | 300 | 19 |  | Fixed | Roof
NJADRE1554903954 | Administratively Determined Incentive Program | NUTLEY | 7110 | 9 | 10.5 | Residential | Behind the Meter | Yes | Net Metered Residential | EMT Renewables |  | PSE&G | Accepted | 2023-10-25 | 2023-11-20 | 2024-11-20 | Solar Panels | REC ALPHA | REC 420 |  | 0.42 | 5 | 210 | 19 |  | Fixed | Roof
NJADRE1554903954 | Administratively Determined Incentive Program | NUTLEY | 7110 | 9 | 10.5 | Residential | Behind the Meter | Yes | Net Metered Residential | EMT Renewables |  | PSE&G | Accepted | 2023-10-25 | 2023-11-20 | 2024-11-20 | Solar Panels | REC ALPHA | REC 420 |  | 0.42 | 6 | 119 | 47 |  | Fixed | Roof
NJADRE1554903954 | Administratively Determined Incentive Program | NUTLEY | 7110 | 9 | 10.5 | Residential | Behind the Meter | Yes | Net Metered Residential | EMT Renewables |  | PSE&G | Accepted | 2023-10-25 | 2023-11-20 | 2024-11-20 | Solar Panels | REC ALPHA | REC 420 |  | 0.42 | 2 | 119 | 9 |  | Fixed | Roof
NJADRE1554903976 | Administratively Determined Incentive Program | NORTH BERGEN | 7047 | 8 | 8 | Residential | Behind the Meter | No | Net Metered Residential | Kamtech Solar Solutions |  | PSE&G | Accepted | 2023-11-03 | 2023-12-08 | 2024-12-08 | Inverters | ENPHASE | IQ7HS-66-M-US | 384 |  | 20 |  |  | 0.97 |  | Outdoor | ROOFTOP
NJADRE1554903976 | Administratively Determined Incentive Program | NORTH BERGEN | 7047 | 8 | 8 | Residential | Behind the Meter | No | Net Metered Residential | Kamtech Solar Solutions |  | PSE&G | Accepted | 2023-11-03 | 2023-12-08 | 2024-12-08 | Solar Panels | WAAREE ARKA | WSMDI-400 |  | 0.4 | 20 | 120 | 9 |  | Fixed | Roof
NJADRE1554903979 | Administratively Determined Incentive Program | BELLEVILLE | 7109 | 9 | 8.1 | Residential | Behind the Meter | No | Net Metered Residential | New Jersey Suntech |  | PSE&G | Accepted | 2023-10-25 | 2023-11-29 | 2024-11-29 | Inverters | Solaredge | SE7600H-US | 7599 |  | 1 |  |  | 0.98 |  | Outside
NJADRE1554903979 | Administratively Determined Incentive Program | BELLEVILLE | 7109 | 9 | 8.1 | Residential | Behind the Meter | No | Net Metered Residential | New Jersey Suntech |  | PSE&G | Accepted | 2023-10-25 | 2023-11-29 | 2024-11-29 | Solar Panels | SEG Solar | SEG-405 |  | 0.405 | 16 | 100 | 35 |  | Fixed | Roof
NJADRE1554903979 | Administratively Determined Incentive Program | BELLEVILLE | 7109 | 9 | 8.1 | Residential | Behind the Meter | No | Net Metered Residential | New Jersey Suntech |  | PSE&G | Accepted | 2023-10-25 | 2023-11-29 | 2024-11-29 | Solar Panels | SEG Solar | SEG-405 |  | 0.405 | 4 | 189 | 14 |  | Fixed | Roof
NJADRE1554903997 | Administratively Determined Incentive Program | SOUTH PLAINFIELD | 7080 | 11 | 10.13 | Residential | Behind the Meter | Yes | Net Metered Residential | SunnyMac LLC |  | PSE&G | Accepted | 2023-10-25 | 2023-12-19 | 2024-12-19 | Solar Panels | Q.PEAK DUO BLK ML-G10+ 405 | HANWHA |  | 0.405 | 4 | 350 | 27 |  | Fixed | Roof
NJADRE1554903997 | Administratively Determined Incentive Program | SOUTH PLAINFIELD | 7080 | 11 | 10.13 | Residential | Behind the Meter | Yes | Net Metered Residential | SunnyMac LLC |  | PSE&G | Accepted | 2023-10-25 | 2023-12-19 | 2024-12-19 | Solar Panels | Q.PEAK DUO BLK ML-G10+ 405 | HANWHA |  | 0.405 | 21 | 170 | 28 |  | Fixed | Roof
NJADRE1554903997 | Administratively Determined Incentive Program | SOUTH PLAINFIELD | 7080 | 11 | 10.13 | Residential | Behind the Meter | Yes | Net Metered Residential | SunnyMac LLC |  | PSE&G | Accepted | 2023-10-25 | 2023-12-19 | 2024-12-19 | Inverters | SE7600H-US | Solaredge | 7600 |  | 1 |  |  | 0.99 |  | Outdoor | next to meter
NJADRE1554903997 | Administratively Determined Incentive Program | SOUTH PLAINFIELD | 7080 | 11 | 10.13 | Residential | Behind the Meter | Yes | Net Metered Residential | SunnyMac LLC |  | PSE&G | Accepted | 2023-10-25 | 2023-12-19 | 2024-12-19 | Meters | SE-RGMTR-1D-240C-B | Solaredge |  |  | 1 |  |  |  | Yes | Outdoor
NJADRE1554904003 | Administratively Determined Incentive Program | MOUNT LAUREL | 8054 | 13 | 83.91 | Commercial | Behind the Meter | No | Small Net-Metered Non-Residential located on Rooftop, Carport, Canopy and Floating Solar | NJ Solar Power, LLC |  | PSE&G | Accepted | 2023-10-25 | 2023-11-28 | 2024-11-28 | Inverters | Solaredge | SE80k-US | 80 |  | 1 |  |  | 0.99 |  | Outdoor
NJADRE1554904003 | Administratively Determined Incentive Program | MOUNT LAUREL | 8054 | 13 | 83.91 | Commercial | Behind the Meter | No | Small Net-Metered Non-Residential located on Rooftop, Carport, Canopy and Floating Solar | NJ Solar Power, LLC |  | PSE&G | Accepted | 2023-10-25 | 2023-11-28 | 2024-11-28 | Solar Panels | Hanwha | Q. Peak Duo XL-G10.2 |  | 0.485 | 173 | 214 | 10 |  | Fixed | Roof
NJADRE1554904019 | Administratively Determined Incentive Program | NATIONAL PARK | 8063 | 15 | 5.88 | Residential | Behind the Meter | No | Net Metered Residential | EMT Renewables |  | PSE&G | Accepted | 2023-10-25 | 2023-11-21 | 2024-11-21 | Inverters | ENPHASE | IQ7x | 315 |  | 14 |  |  | 0.98 |  | Other | UNDER EACH PANEL
NJADRE1554904019 | Administratively Determined Incentive Program | NATIONAL PARK | 8063 | 15 | 5.88 | Residential | Behind the Meter | No | Net Metered Residential | EMT Renewables |  | PSE&G | Accepted | 2023-10-25 | 2023-11-21 | 2024-11-21 | Solar Panels | REC ALPHA | REC 420 |  | 0.42 | 8 | 202 | 28 |  | Fixed | Roof
NJADRE1554904019 | Administratively Determined Incentive Program | NATIONAL PARK | 8063 | 15 | 5.88 | Residential | Behind the Meter | No | Net Metered Residential | EMT Renewables |  | PSE&G | Accepted | 2023-10-25 | 2023-11-21 | 2024-11-21 | Solar Panels | REC ALPHA | REC 420 |  | 0.42 | 3 | 202 | 14 |  | Fixed | Roof
NJADRE1554904019 | Administratively Determined Incentive Program | NATIONAL PARK | 8063 | 15 | 5.88 | Residential | Behind the Meter | No | Net Metered Residential | EMT Renewables |  | PSE&G | Accepted | 2023-10-25 | 2023-11-21 | 2024-11-21 | Solar Panels | REC ALPHA | REC 420 |  | 0.42 | 3 | 202 | 18 |  | Fixed | Roof
NJADRE1554904025 | Administratively Determined Incentive Program | Mt. Laurel | 8753 | 18 | 13.58 | Commercial | Behind the Meter | No | Small Net-Metered Non-Residential located on Rooftop, Carport, Canopy and Floating Solar | NJ Solar Power, LLC |  | PSE&G | Accepted | 2023-10-25 | 2023-11-27 | 2024-11-27 | Inverters | Solaredge | SE10k-US | 10000 |  | 1 |  |  | 0.99 |  | Outdoor
NJADRE1554904025 | Administratively Determined Incentive Program | Mt. Laurel | 8753 | 18 | 13.58 | Commercial | Behind the Meter | No | Small Net-Metered Non-Residential located on Rooftop, Carport, Canopy and Floating Solar | NJ Solar Power, LLC |  | PSE&G | Accepted | 2023-10-25 | 2023-11-27 | 2024-11-27 | Solar Panels | Hanwha | Q. Peak Duo XL-G10.2 |  | 0.485 | 28 | 214 | 10 |  | Fixed | Roof
NJADRE1554904026 | Administratively Determined Incentive Program | SOMERDALE | 8083 | 14 | 6.4 | Residential | Behind the Meter | Yes | Net Metered Residential | SunPower Corporation, Systems |  | PSE&G | Accepted | 2023-10-25 | 2023-11-28 | 2024-11-28 | Solar Panels | WAAREE ENERGIES LIMITED | WSMDI-400 |  | 0.4 | 6 | 85 | 21 |  | Fixed | Roof
NJADRE1554904026 | Administratively Determined Incentive Program | SOMERDALE | 8083 | 14 | 6.4 | Residential | Behind the Meter | Yes | Net Metered Residential | SunPower Corporation, Systems |  | PSE&G | Accepted | 2023-10-25 | 2023-11-28 | 2024-11-28 | Solar Panels | WAAREE ENERGIES LIMITED | WSMDI-400 |  | 0.4 | 8 | 85 | 21 |  | Fixed | Roof
NJADRE1554904026 | Administratively Determined Incentive Program | SOMERDALE | 8083 | 14 | 6.4 | Residential | Behind the Meter | Yes | Net Metered Residential | SunPower Corporation, Systems |  | PSE&G | Accepted | 2023-10-25 | 2023-11-28 | 2024-11-28 | Solar Panels | WAAREE ENERGIES LIMITED | WSMDI-400 |  | 0.4 | 2 | 265 | 21 |  | Fixed | Roof
NJADRE1554904026 | Administratively Determined Incentive Program | SOMERDALE | 8083 | 14 | 6.4 | Residential | Behind the Meter | Yes | Net Metered Residential | SunPower Corporation, Systems |  | PSE&G | Accepted | 2023-10-25 | 2023-11-28 | 2024-11-28 | Inverters | Enphase | IQ7HS-66-M-US | 384 |  | 16 |  |  | 0.97 |  | Other | Under Each Panel
NJADRE1554904031 | Administratively Determined Incentive Program | HILLSDALE | 7642 | 7 | 6.08 | Residential | Behind the Meter | Yes | Net Metered Residential | Trinity Solar |  | PSE&G | Accepted | 2023-10-25 | 2023-11-21 | 2024-11-21 | Inverters | Solar edge | SE5000H-US | 5 |  | 1 |  |  | 0.97 |  | Outdoor
NJADRE1554904031 | Administratively Determined Incentive Program | HILLSDALE | 7642 | 7 | 6.08 | Residential | Behind the Meter | Yes | Net Metered Residential | Trinity Solar |  | PSE&G | Accepted | 2023-10-25 | 2023-11-21 | 2024-11-21 | Solar Panels | HANWHA 405 (Q.PEAK DUO BLK ML-G10+ 405) | HANWHA 405 (Q.PEAK DUO BLK ML-G10+ 405) |  | 0.405 | 4 | 94 | 30 |  | Fixed | Roof
NJADRE1554904031 | Administratively Determined Incentive Program | HILLSDALE | 7642 | 7 | 6.08 | Residential | Behind the Meter | Yes | Net Metered Residential | Trinity Solar |  | PSE&G | Accepted | 2023-10-25 | 2023-11-21 | 2024-11-21 | Solar Panels | HANWHA 405 (Q.PEAK DUO BLK ML-G10+ 405) | HANWHA 405 (Q.PEAK DUO BLK ML-G10+ 405) |  | 0.405 | 6 | 274 | 30 |  | Fixed | Roof
NJADRE1554904031 | Administratively Determined Incentive Program | HILLSDALE | 7642 | 7 | 6.08 | Residential | Behind the Meter | Yes | Net Metered Residential | Trinity Solar |  | PSE&G | Accepted | 2023-10-25 | 2023-11-21 | 2024-11-21 | Solar Panels | HANWHA 405 (Q.PEAK DUO BLK ML-G10+ 405) | HANWHA 405 (Q.PEAK DUO BLK ML-G10+ 405) |  | 0.405 | 2 | 184 | 37 |  | Fixed | Roof
NJADRE1554904031 | Administratively Determined Incentive Program | HILLSDALE | 7642 | 7 | 6.08 | Residential | Behind the Meter | Yes | Net Metered Residential | Trinity Solar |  | PSE&G | Accepted | 2023-10-25 | 2023-11-21 | 2024-11-21 | Solar Panels | HANWHA 405 (Q.PEAK DUO BLK ML-G10+ 405) | HANWHA 405 (Q.PEAK DUO BLK ML-G10+ 405) |  | 0.405 | 3 | 184 | 37 |  | Fixed | Roof
NJADRE1554904033 | Administratively Determined Incentive Program | MEDFORD | 8055 | 13 | 11.1 | Residential | Behind the Meter | No | Net Metered Residential | Vision Solar LLC |  | AC Electric | Accepted | 2023-10-25 | 2023-11-21 | 2024-11-21 | Inverters | SolarEdge | SE7600H-USRGM | 8 |  | 1 |  |  | 0.97 |  | Outdoor
NJADRE1554904033 | Administratively Determined Incentive Program | MEDFORD | 8055 | 13 | 11.1 | Residential | Behind the Meter | No | Net Metered Residential | Vision Solar LLC |  | AC Electric | Accepted | 2023-10-25 | 2023-11-21 | 2024-11-21 | Solar Panels | ZNSHINE SOLAR | ZXM6-NH120-370/M |  | 0.37 | 18 | 83 | 23 |  | Fixed | Roof
NJADRE1554904033 | Administratively Determined Incentive Program | MEDFORD | 8055 | 13 | 11.1 | Residential | Behind the Meter | No | Net Metered Residential | Vision Solar LLC |  | AC Electric | Accepted | 2023-10-25 | 2023-11-21 | 2024-11-21 | Solar Panels | ZNSHINE SOLAR | ZXM6-NH120-370/M |  | 0.37 | 12 | 263 | 23 |  | Fixed | Roof
NJADRE1554904041 | Administratively Determined Incentive Program | VENTNOR CITY | 8406 | 19 | 4.05 | Residential | Behind the Meter | No | Net Metered Residential | Powur, PBC |  | AC Electric | Accepted | 2023-10-25 | 2023-11-28 | 2024-11-28 | Solar Panels | Rec Solar | REC405AA PURE |  | 0.405 | 4 | 238 | 23 |  | Fixed | Roof
NJADRE1554904041 | Administratively Determined Incentive Program | VENTNOR CITY | 8406 | 19 | 4.05 | Residential | Behind the Meter | No | Net Metered Residential | Powur, PBC |  | AC Electric | Accepted | 2023-10-25 | 2023-11-28 | 2024-11-28 | Solar Panels | Rec Solar | REC405AA PURE |  | 0.405 | 6 | 328 | 23 |  | Fixed | Roof
NJADRE1554904041 | Administratively Determined Incentive Program | VENTNOR CITY | 8406 | 19 | 4.05 | Residential | Behind the Meter | No | Net Metered Residential | Powur, PBC |  | AC Electric | Accepted | 2023-10-25 | 2023-11-28 | 2024-11-28 | Inverters | Solaredge | SE3000H-US | 3000 |  | 1 |  |  | 0.99 |  | Outside
NJADRE1554904077 | Administratively Determined Incentive Program | LITTLE EGG HARBOR TWP | 8087 | 18 | 15.6 | Residential | Behind the Meter | No | Net Metered Residential | Power Energy Solutions |  | AC Electric | Accepted | 2023-10-25 | 2023-11-28 | 2024-11-28 | Inverters | SE11400H-US | SOLAREDGE | 11400 |  | 1 |  |  | 0.99 |  | Outdoor | ROOFTOP
NJADRE1554904077 | Administratively Determined Incentive Program | LITTLE EGG HARBOR TWP | 8087 | 18 | 15.6 | Residential | Behind the Meter | No | Net Metered Residential | Power Energy Solutions |  | AC Electric | Accepted | 2023-10-25 | 2023-11-28 | 2024-11-28 | Solar Panels | SIL-400 HC+ | SILFAB SOLAR |  | 0.4 | 15 | 100 | 22 |  | Fixed | Roof | ROOFTOP
NJADRE1554904077 | Administratively Determined Incentive Program | LITTLE EGG HARBOR TWP | 8087 | 18 | 15.6 | Residential | Behind the Meter | No | Net Metered Residential | Power Energy Solutions |  | AC Electric | Accepted | 2023-10-25 | 2023-11-28 | 2024-11-28 | Solar Panels | SIL-400 HC+ | SILFAB SOLAR |  | 0.4 | 6 | 100 | 20 |  | Fixed | Roof | ROOFTOP
NJADRE1554904077 | Administratively Determined Incentive Program | LITTLE EGG HARBOR TWP | 8087 | 18 | 15.6 | Residential | Behind the Meter | No | Net Metered Residential | Power Energy Solutions |  | AC Electric | Accepted | 2023-10-25 | 2023-11-28 | 2024-11-28 | Solar Panels | SIL-400 HC+ | SILFAB SOLAR |  | 0.4 | 11 | 280 | 22 |  | Fixed | Roof | ROOFTOP
NJADRE1554904077 | Administratively Determined Incentive Program | LITTLE EGG HARBOR TWP | 8087 | 18 | 15.6 | Residential | Behind the Meter | No | Net Metered Residential | Power Energy Solutions |  | AC Electric | Accepted | 2023-10-25 | 2023-11-28 | 2024-11-28 | Solar Panels | SIL-400 HC+ | SILFAB SOLAR |  | 0.4 | 7 | 280 | 20 |  | Fixed | Roof | ROOFTOP
NJADRE1554904082 | Administratively Determined Incentive Program | OLD BRIDGE | 8857 | 11 | 9.32 | Residential | Behind the Meter | Yes | Net Metered Residential | EMT Renewables |  | JCP&L | Accepted | 2023-10-25 | 2023-11-21 | 2024-11-21 | Inverters | ENPHASE | IQ8+ | 290 |  | 23 |  |  | 0.98 |  | Other | UNDER EACH PANEL
NJADRE1554904082 | Administratively Determined Incentive Program | OLD BRIDGE | 8857 | 11 | 9.32 | Residential | Behind the Meter | Yes | Net Metered Residential | EMT Renewables |  | JCP&L | Accepted | 2023-10-25 | 2023-11-21 | 2024-11-21 | Solar Panels | Q CELLS | Q PEAK DUO BLK |  | 0.405 | 6 | 93 | 12 |  | Fixed | Roof
NJADRE1554904082 | Administratively Determined Incentive Program | OLD BRIDGE | 8857 | 11 | 9.32 | Residential | Behind the Meter | Yes | Net Metered Residential | EMT Renewables |  | JCP&L | Accepted | 2023-10-25 | 2023-11-21 | 2024-11-21 | Solar Panels | Q CELLS | Q PEAK DUO BLK |  | 0.405 | 5 | 273 | 14 |  | Fixed | Roof
NJADRE1554904082 | Administratively Determined Incentive Program | OLD BRIDGE | 8857 | 11 | 9.32 | Residential | Behind the Meter | Yes | Net Metered Residential | EMT Renewables |  | JCP&L | Accepted | 2023-10-25 | 2023-11-21 | 2024-11-21 | Solar Panels | Q CELLS | Q PEAK DUO BLK |  | 0.405 | 6 | 93 | 10 |  | Fixed | Roof
NJADRE1554904082 | Administratively Determined Incentive Program | OLD BRIDGE | 8857 | 11 | 9.32 | Residential | Behind the Meter | Yes | Net Metered Residential | EMT Renewables |  | JCP&L | Accepted | 2023-10-25 | 2023-11-21 | 2024-11-21 | Solar Panels | Q CELLS | Q PEAK DUO BLK |  | 0.405 | 6 | 273 | 10 |  | Fixed | Roof
NJADRE1554904094 | Administratively Determined Incentive Program | SPRING LAKE | 7762 | 17 | 15.6 | Residential | Behind the Meter | No | Net Metered Residential | Supreme Solar Services |  | JCP&L | Accepted | 2023-10-25 | 2023-11-27 | 2024-11-27 | Solar Panels | VSUN | 400 108bmh |  | 0.4 | 11 | 257 | 31 |  | Fixed | Roof
NJADRE1554904094 | Administratively Determined Incentive Program | SPRING LAKE | 7762 | 17 | 15.6 | Residential | Behind the Meter | No | Net Metered Residential | Supreme Solar Services |  | JCP&L | Accepted | 2023-10-25 | 2023-11-27 | 2024-11-27 | Solar Panels | Vsun | 400 108bmh |  | 0.4 | 19 | 79 | 30 |  | Fixed | Roof
NJADRE1554904094 | Administratively Determined Incentive Program | SPRING LAKE | 7762 | 17 | 15.6 | Residential | Behind the Meter | No | Net Metered Residential | Supreme Solar Services |  | JCP&L | Accepted | 2023-10-25 | 2023-11-27 | 2024-11-27 | Solar Panels | Vsun | 400 108bmh |  | 0.4 | 9 | 170 | 31 |  | Fixed | Roof
NJADRE1554904094 | Administratively Determined Incentive Program | SPRING LAKE | 7762 | 17 | 15.6 | Residential | Behind the Meter | No | Net Metered Residential | Supreme Solar Services |  | JCP&L | Accepted | 2023-10-25 | 2023-11-27 | 2024-11-27 | Inverters | Enphase | IQ8A | 349 |  | 39 |  |  | 0.98 |  | Outdoor
NJADRE1554904096 | Administratively Determined Incentive Program | PATERSON | 7501 | 6 | 4.86 | Residential | Behind the Meter | Yes | Net Metered Residential | Trinity Solar Inc. |  | PSE&G | Accepted | 2023-10-25 | 2023-11-21 | 2024-11-21 | Inverters | Solar Edge | SE3800H-US | 3800 |  | 1 |  |  | 0.96 |  | Outdoor
NJADRE1554904096 | Administratively Determined Incentive Program | PATERSON | 7501 | 6 | 4.86 | Residential | Behind the Meter | Yes | Net Metered Residential | Trinity Solar Inc. |  | PSE&G | Accepted | 2023-10-25 | 2023-11-21 | 2024-11-21 | Solar Panels | HANWHA 405 (Q.PEAK DUO BLK ML-G10+ 405) | HANWHA 405 (Q.PEAK DUO BLK ML-G10+ 405) |  | 0.405 | 10 | 20 | 40 |  | Fixed | Roof
NJADRE1554904096 | Administratively Determined Incentive Program | PATERSON | 7501 | 6 | 4.86 | Residential | Behind the Meter | Yes | Net Metered Residential | Trinity Solar Inc. |  | PSE&G | Accepted | 2023-10-25 | 2023-11-21 | 2024-11-21 | Solar Panels | HANWHA 405 (Q.PEAK DUO BLK ML-G10+ 405) | HANWHA 405 (Q.PEAK DUO BLK ML-G10+ 405) |  | 0.405 | 2 | 200 | 40 |  | Fixed | Roof
NJADRE1554904362 | Administratively Determined Incentive Program | SPRING LAKE | 7762 | 17 | 4.4 | Residential | Behind the Meter | No | Net Metered Residential | Supreme Solar Services |  | JCP&L | Accepted | 2023-10-25 | 2023-11-22 | 2024-11-22 | Inverters | Enphase | IQ8A | 349 |  | 11 |  |  | 0.98 |  | Outdoor
NJADRE1554904362 | Administratively Determined Incentive Program | SPRING LAKE | 7762 | 17 | 4.4 | Residential | Behind the Meter | No | Net Metered Residential | Supreme Solar Services |  | JCP&L | Accepted | 2023-10-25 | 2023-11-22 | 2024-11-22 | Solar Panels | VSUN | 400 108bmh |  | 0.4 | 11 | 168 | 22 |  | Fixed | Roof
NJADRE1554904367 | Administratively Determined Incentive Program | BELLEVILLE | 7109 | 9 | 10.73 | Residential | Behind the Meter | Yes | Net Metered Residential | Vision Solar LLC |  | PSE&G | Accepted | 2023-10-25 | 2023-11-21 | 2024-11-21 | Inverters | SolarEdge | SE7600H-USRGM | 8 |  | 1 |  |  | 0.97 |  | Outdoor
NJADRE1554904367 | Administratively Determined Incentive Program | BELLEVILLE | 7109 | 9 | 10.73 | Residential | Behind the Meter | Yes | Net Metered Residential | Vision Solar LLC |  | PSE&G | Accepted | 2023-10-25 | 2023-11-21 | 2024-11-21 | Solar Panels | ZNSHINE SOLAR | ZXM6-NH120-370/M |  | 0.37 | 16 | 123 | 30 |  | Fixed | Roof
NJADRE1554904367 | Administratively Determined Incentive Program | BELLEVILLE | 7109 | 9 | 10.73 | Residential | Behind the Meter | Yes | Net Metered Residential | Vision Solar LLC |  | PSE&G | Accepted | 2023-10-25 | 2023-11-21 | 2024-11-21 | Solar Panels | ZNSHINE SOLAR | ZXM6-NH120-370/M |  | 0.37 | 13 | 303 | 30 |  | Fixed | Roof
NJADRE1554904371 | Administratively Determined Incentive Program | WILLINGBORO | 8046 | 13 | 12.15 | Residential | Behind the Meter | Yes | Net Metered Residential | SunnyMac LLC |  | PSE&G | Accepted | 2023-10-25 | 2023-11-27 | 2024-11-27 | Solar Panels | Q.PEAK DUO BLK ML-G10+ 405 | HANWHA |  | 0.405 | 15 | 110 | 22 |  | Fixed | Roof
NJADRE1554904371 | Administratively Determined Incentive Program | WILLINGBORO | 8046 | 13 | 12.15 | Residential | Behind the Meter | Yes | Net Metered Residential | SunnyMac LLC |  | PSE&G | Accepted | 2023-10-25 | 2023-11-27 | 2024-11-27 | Solar Panels | Q.PEAK DUO BLK ML-G10+ 405 | HANWHA |  | 0.405 | 15 | 290 | 22 |  | Fixed | Roof
NJADRE1554904371 | Administratively Determined Incentive Program | WILLINGBORO | 8046 | 13 | 12.15 | Residential | Behind the Meter | Yes | Net Metered Residential | SunnyMac LLC |  | PSE&G | Accepted | 2023-10-25 | 2023-11-27 | 2024-11-27 | Inverters | SE10000H -US | Solaredge | 10000 |  | 1 |  |  | 0.1 |  | Outdoor | next to meter
NJADRE1554904371 | Administratively Determined Incentive Program | WILLINGBORO | 8046 | 13 | 12.15 | Residential | Behind the Meter | Yes | Net Metered Residential | SunnyMac LLC |  | PSE&G | Accepted | 2023-10-25 | 2023-11-27 | 2024-11-27 | Meters | SE-RGMTR-1D-240C-B | Solaredge |  |  | 1 |  |  |  | Yes | Outdoor
NJADRE1554904375 | Administratively Determined Incentive Program | SOUTH BRUSWICK TWP | 8824 | 11 | 6.08 | Residential | Behind the Meter | No | Net Metered Residential | Tesla Energy Operations Inc |  | PSE&G | Accepted | 2023-10-25 | 2023-11-21 | 2024-11-21 | Inverters | Tesla Inc | 1538000-45-A | 7600 |  | 1 |  |  | 0.986 |  | Outside
NJADRE1554904375 | Administratively Determined Incentive Program | SOUTH BRUSWICK TWP | 8824 | 11 | 6.08 | Residential | Behind the Meter | No | Net Metered Residential | Tesla Energy Operations Inc |  | PSE&G | Accepted | 2023-10-25 | 2023-11-21 | 2024-11-21 | Solar Panels | Hanwha | Q.PEAK DUO BLK ML-G10+/TS 405 |  | 0.405 | 2 | 19 | 19 |  | Fixed | Roof
NJADRE1554904375 | Administratively Determined Incentive Program | SOUTH BRUSWICK TWP | 8824 | 11 | 6.08 | Residential | Behind the Meter | No | Net Metered Residential | Tesla Energy Operations Inc |  | PSE&G | Accepted | 2023-10-25 | 2023-11-21 | 2024-11-21 | Solar Panels | Q.PEAK DUO BLK ML-G10+/TS 405 | Hanwha |  | 0.405 | 5 | 289 | 18 |  | Fixed | Roof
NJADRE1554904375 | Administratively Determined Incentive Program | SOUTH BRUSWICK TWP | 8824 | 11 | 6.08 | Residential | Behind the Meter | No | Net Metered Residential | Tesla Energy Operations Inc |  | PSE&G | Accepted | 2023-10-25 | 2023-11-21 | 2024-11-21 | Solar Panels | Hanwha | Q.PEAK DUO BLK ML-G10+/TS 405 |  | 0.405 | 8 | 109 | 18 |  | Fixed | Roof
NJADRE1554904382 | Administratively Determined Incentive Program | HOWELL | 7731 | 17 | 16 | Residential | Behind the Meter | No | Net Metered Residential | US Clean Energy Construction Inc. |  | JCP&L | Accepted | 2023-10-25 | 2023-11-21 | 2024-11-21 | Inverters | SMA AMERICA INC. | SB-7.7-US | 7700 |  | 1 |  |  | 0.98 |  | Outdoor
NJADRE1554904382 | Administratively Determined Incentive Program | HOWELL | 7731 | 17 | 16 | Residential | Behind the Meter | No | Net Metered Residential | US Clean Energy Construction Inc. |  | JCP&L | Accepted | 2023-10-25 | 2023-11-21 | 2024-11-21 | Inverters | SMA AMERICA INC. | SB-4.8-US | 4800 |  | 1 |  |  | 0.98 |  | Outdoor
NJADRE1554904382 | Administratively Determined Incentive Program | HOWELL | 7731 | 17 | 16 | Residential | Behind the Meter | No | Net Metered Residential | US Clean Energy Construction Inc. |  | JCP&L | Accepted | 2023-10-25 | 2023-11-21 | 2024-11-21 | Meters | Vision Metering | Cat VM-2E2A1P |  |  | 1 |  |  |  | Yes | Outdoor
NJADRE1554904382 | Administratively Determined Incentive Program | HOWELL | 7731 | 17 | 16 | Residential | Behind the Meter | No | Net Metered Residential | US Clean Energy Construction Inc. |  | JCP&L | Accepted | 2023-10-25 | 2023-11-21 | 2024-11-21 | Solar Panels | Silfab Solar | Silfab 400W |  | 0.4 | 14 | 346 | 30 |  | Fixed | Roof
NJADRE1554904382 | Administratively Determined Incentive Program | HOWELL | 7731 | 17 | 16 | Residential | Behind the Meter | No | Net Metered Residential | US Clean Energy Construction Inc. |  | JCP&L | Accepted | 2023-10-25 | 2023-11-21 | 2024-11-21 | Solar Panels | Silfab Solar | Silfab 400W |  | 0.4 | 6 | 256 | 30 |  | Fixed | Roof
NJADRE1554904382 | Administratively Determined Incentive Program | HOWELL | 7731 | 17 | 16 | Residential | Behind the Meter | No | Net Metered Residential | US Clean Energy Construction Inc. |  | JCP&L | Accepted | 2023-10-25 | 2023-11-21 | 2024-11-21 | Solar Panels | Silfab Solar | Silfab 400W |  | 0.4 | 20 | 166 | 30 |  | Fixed | Roof
NJADRE1554904383 | Administratively Determined Incentive Program | MOUNT LAUREL | 8054 | 13 | 12.6 | Residential | Behind the Meter | Yes | Net Metered Residential | EMT Renewables |  | PSE&G | Accepted | 2023-10-25 | 2023-11-21 | 2024-11-21 | Inverters | ENPHASE | IQ7x | 315 |  | 30 |  |  | 0.98 |  | Other | UNDER EACH PANEL
NJADRE1554904383 | Administratively Determined Incentive Program | MOUNT LAUREL | 8054 | 13 | 12.6 | Residential | Behind the Meter | Yes | Net Metered Residential | EMT Renewables |  | PSE&G | Accepted | 2023-10-25 | 2023-11-21 | 2024-11-21 | Solar Panels | REC ALPHA | REC 420 |  | 0.42 | 12 | 177 | 7 |  | Fixed | Roof
NJADRE1554904383 | Administratively Determined Incentive Program | MOUNT LAUREL | 8054 | 13 | 12.6 | Residential | Behind the Meter | Yes | Net Metered Residential | EMT Renewables |  | PSE&G | Accepted | 2023-10-25 | 2023-11-21 | 2024-11-21 | Solar Panels | REC ALPHA | REC 420 |  | 0.42 | 18 | 177 | 1 |  | Fixed | Roof
NJADRE1554904386 | Administratively Determined Incentive Program | NORTH BRUNSWICK | 8902 | 11 | 8.91 | Residential | Behind the Meter | No | Net Metered Residential | Tesla Energy Operations Inc |  | PSE&G | Accepted | 2023-10-25 | 2023-11-21 | 2024-11-21 | Solar Panels | Hanwha | Q.PEAK DUO BLK ML-G10+/TS 405: PV Module |  | 0.405 | 8 | 204 | 30 |  | Fixed | Roof
NJADRE1554904386 | Administratively Determined Incentive Program | NORTH BRUNSWICK | 8902 | 11 | 8.91 | Residential | Behind the Meter | No | Net Metered Residential | Tesla Energy Operations Inc |  | PSE&G | Accepted | 2023-10-25 | 2023-11-21 | 2024-11-21 | Solar Panels | Hanwha | Q.PEAK DUO BLK ML-G10+/TS 405: PV Module, 405W |  | 0.405 | 6 | 113 | 40 |  | Fixed | Roof
NJADRE1554904386 | Administratively Determined Incentive Program | NORTH BRUNSWICK | 8902 | 11 | 8.91 | Residential | Behind the Meter | No | Net Metered Residential | Tesla Energy Operations Inc |  | PSE&G | Accepted | 2023-10-25 | 2023-11-21 | 2024-11-21 | Solar Panels | Q.PEAK DUO BLK ML-G10+/TS 405: PV Module, 405W | Hanwha |  | 0.405 | 4 | 114 | 42 |  | Fixed | Roof
NJADRE1554904386 | Administratively Determined Incentive Program | NORTH BRUNSWICK | 8902 | 11 | 8.91 | Residential | Behind the Meter | No | Net Metered Residential | Tesla Energy Operations Inc |  | PSE&G | Accepted | 2023-10-25 | 2023-11-21 | 2024-11-21 | Solar Panels | Q.PEAK DUO BLK ML-G10+/TS 405: PV Module, 405W | Hanwha |  | 0.405 | 4 | 293 | 40 |  | Fixed | Roof
NJADRE1554904386 | Administratively Determined Incentive Program | NORTH BRUNSWICK | 8902 | 11 | 8.91 | Residential | Behind the Meter | No | Net Metered Residential | Tesla Energy Operations Inc |  | PSE&G | Accepted | 2023-10-25 | 2023-11-21 | 2024-11-21 | Inverters | Tesla | 1538000-45-A | 7600 |  | 1 |  |  | 0.986 |  | Indoor
NJADRE1554904433 | Administratively Determined Incentive Program | FLEMINGTON | 8822 | 4 | 13.77 | Residential | Behind the Meter | Yes | Net Metered Residential | Pro Custom Solar dba Momentum Solar |  | JCP&L | Accepted | 2023-10-25 | 2023-11-21 | 2024-11-21 | Solar Panels | Â Q. PEAK DUO BLK-G10+405 | hawnha |  | 0.405 | 12 | 175 | 22 |  | Fixed | Roof
NJADRE1554904433 | Administratively Determined Incentive Program | FLEMINGTON | 8822 | 4 | 13.77 | Residential | Behind the Meter | Yes | Net Metered Residential | Pro Custom Solar dba Momentum Solar |  | JCP&L | Accepted | 2023-10-25 | 2023-11-21 | 2024-11-21 | Solar Panels | Â Q. PEAK DUO BLK-G10+405 | hanwha |  | 0.405 | 9 | 355 | 22 |  | Fixed | Roof
NJADRE1554904433 | Administratively Determined Incentive Program | FLEMINGTON | 8822 | 4 | 13.77 | Residential | Behind the Meter | Yes | Net Metered Residential | Pro Custom Solar dba Momentum Solar |  | JCP&L | Accepted | 2023-10-25 | 2023-11-21 | 2024-11-21 | Solar Panels | Â Q. PEAK DUO BLK-G10+405 | hawnha |  | 0.405 | 8 | 265 | 11 |  | Fixed | Roof
NJADRE1554904433 | Administratively Determined Incentive Program | FLEMINGTON | 8822 | 4 | 13.77 | Residential | Behind the Meter | Yes | Net Metered Residential | Pro Custom Solar dba Momentum Solar |  | JCP&L | Accepted | 2023-10-25 | 2023-11-21 | 2024-11-21 | Solar Panels | Â Q. PEAK DUO BLK-G10+405 | hanwha |  | 0.405 | 5 | 174 | 22 |  | Fixed | Roof
NJADRE1554904433 | Administratively Determined Incentive Program | FLEMINGTON | 8822 | 4 | 13.77 | Residential | Behind the Meter | Yes | Net Metered Residential | Pro Custom Solar dba Momentum Solar |  | JCP&L | Accepted | 2023-10-25 | 2023-11-21 | 2024-11-21 | Inverters | IQ8PLUS-72-2-US | enphase | 290 |  | 34 |  |  | 0.97 |  | Outdoor
NJADRE1554904446 | Administratively Determined Incentive Program | VOORHEES | 8043 | 14 | 9.72 | Residential | Behind the Meter | No | Net Metered Residential | EMT Renewables |  | PSE&G | Accepted | 2023-10-25 | 2023-11-21 | 2024-11-21 | Inverters | ENPHASE | IQ8+ | 290 |  | 24 |  |  | 0.98 |  | Other | UNDER EACH PANEL
NJADRE1554904446 | Administratively Determined Incentive Program | VOORHEES | 8043 | 14 | 9.72 | Residential | Behind the Meter | No | Net Metered Residential | EMT Renewables |  | PSE&G | Accepted | 2023-10-25 | 2023-11-21 | 2024-11-21 | Solar Panels | Q CELLS | Q PEAK DUO BLK |  | 0.405 | 24 | 213 | 28 |  | Fixed | Roof
NJADRE1554904453 | Administratively Determined Incentive Program | MILFORD | 8848 | 4 | 19.28 | Residential | Behind the Meter | No | Net Metered Residential | Tesla Energy Operations Inc |  | JCP&L | Accepted | 2023-10-25 | 2023-11-27 | 2024-11-27 | Inverters | Tesla | 1850000-00-C | 7600 |  | 2 |  |  | 0.98 |  | Outdoor
NJADRE1554904453 | Administratively Determined Incentive Program | MILFORD | 8848 | 4 | 19.28 | Residential | Behind the Meter | No | Net Metered Residential | Tesla Energy Operations Inc |  | JCP&L | Accepted | 2023-10-25 | 2023-11-27 | 2024-11-27 | Solar Panels | TESLA | SR72T2 |  | 0.07167 | 58 | 249 | 21 |  | Fixed | Roof
NJADRE1554904453 | Administratively Determined Incentive Program | MILFORD | 8848 | 4 | 19.28 | Residential | Behind the Meter | No | Net Metered Residential | Tesla Energy Operations Inc |  | JCP&L | Accepted | 2023-10-25 | 2023-11-27 | 2024-11-27 | Solar Panels | TESLA | SR72T2 |  | 0.07167 | 153 | 158 | 18 |  | Fixed | Roof
NJADRE1554904453 | Administratively Determined Incentive Program | MILFORD | 8848 | 4 | 19.28 | Residential | Behind the Meter | No | Net Metered Residential | Tesla Energy Operations Inc |  | JCP&L | Accepted | 2023-10-25 | 2023-11-27 | 2024-11-27 | Solar Panels | TESLA | SR72T2 |  | 0.07167 | 30 | 248 | 23 |  | Fixed | Roof
NJADRE1554904453 | Administratively Determined Incentive Program | MILFORD | 8848 | 4 | 19.28 | Residential | Behind the Meter | No | Net Metered Residential | Tesla Energy Operations Inc |  | JCP&L | Accepted | 2023-10-25 | 2023-11-27 | 2024-11-27 | Solar Panels | TESLA | SR72T2 |  | 0.07167 | 28 | 69 | 21 |  | Fixed | Roof
NJADRE1554904453 | Administratively Determined Incentive Program | MILFORD | 8848 | 4 | 19.28 | Residential | Behind the Meter | No | Net Metered Residential | Tesla Energy Operations Inc |  | JCP&L | Accepted | 2023-10-25 | 2023-11-27 | 2024-11-27 | Electric Storage Battery | Tesla | AC Powerwall 2.0 |  |  | 2 |  |  |  | Lithium Ion |  | Outside
NJADRE1554904479 | Administratively Determined Incentive Program | PENNSVILLE | 8070 | 16 | 11.75 | Residential | Behind the Meter | Yes | Net Metered Residential | EMT Renewables |  | AC Electric | Accepted | 2023-10-25 | 2023-11-21 | 2024-11-21 | Inverters | ENPHASE | IQ8+ | 290 |  | 29 |  |  | 0.98 |  | Other | UNDER EACH PANEL
NJADRE1554904479 | Administratively Determined Incentive Program | PENNSVILLE | 8070 | 16 | 11.75 | Residential | Behind the Meter | Yes | Net Metered Residential | EMT Renewables |  | AC Electric | Accepted | 2023-10-25 | 2023-11-21 | 2024-11-21 | Solar Panels | Q CELL | Q PEAK DUO BLK |  | 0.405 | 13 | 219 | 27 |  | Fixed | Roof
NJADRE1554904479 | Administratively Determined Incentive Program | PENNSVILLE | 8070 | 16 | 11.75 | Residential | Behind the Meter | Yes | Net Metered Residential | EMT Renewables |  | AC Electric | Accepted | 2023-10-25 | 2023-11-21 | 2024-11-21 | Solar Panels | Q CELLS | Q PEAK DUO BLK |  | 0.405 | 16 | 39 | 27 |  | Fixed | Roof
NJADRE1554905052 | Administratively Determined Incentive Program | IRVINGTON | 7111 | 9 | 3.78 | Residential | Behind the Meter | Yes | Net Metered Residential | Sunrun Installation Services, Inc. |  | PSE&G | Accepted | 2023-10-25 | 2023-11-28 | 2024-11-28 | Inverters | Enphase Energy | IQ7-60-x-US (240V) | 240 |  | 12 |  |  | 0.96 |  | Outdoor | Rooftop
NJADRE1554905052 | Administratively Determined Incentive Program | IRVINGTON | 7111 | 9 | 3.78 | Residential | Behind the Meter | Yes | Net Metered Residential | Sunrun Installation Services, Inc. |  | PSE&G | Accepted | 2023-10-25 | 2023-11-28 | 2024-11-28 | Solar Panels | LONGi Green Energy Technology Co Ltd | LR6-60HPB-315M |  | 0.315 | 12 | 172 | 32 |  | Fixed | Roof
NJADRE1554905054 | Administratively Determined Incentive Program | CHESTER | 7930 | 3 | 19.25 | Residential | Behind the Meter | No | Net Metered Residential | SunPower Corporation, Systems |  | JCP&L | Accepted | 2023-10-25 | 2023-11-28 | 2024-11-28 | Solar Panels | Sunpower | SPR-X21-350-BLK-E-AC |  | 0.35 | 38 | 248 | 30 |  | Fixed | Roof
NJADRE1554905054 | Administratively Determined Incentive Program | CHESTER | 7930 | 3 | 19.25 | Residential | Behind the Meter | No | Net Metered Residential | SunPower Corporation, Systems |  | JCP&L | Accepted | 2023-10-25 | 2023-11-28 | 2024-11-28 | Solar Panels | Sunpower | SPR-X21-350-BLK-E-AC |  | 0.35 | 14 | 158 | 36 |  | Fixed | Roof
NJADRE1554905054 | Administratively Determined Incentive Program | CHESTER | 7930 | 3 | 19.25 | Residential | Behind the Meter | No | Net Metered Residential | SunPower Corporation, Systems |  | JCP&L | Accepted | 2023-10-25 | 2023-11-28 | 2024-11-28 | Solar Panels | Sunpower | SPR-X21-350-BLK-E-AC |  | 0.35 | 3 | 248 | 34 |  | Fixed | Roof
NJADRE1554905054 | Administratively Determined Incentive Program | CHESTER | 7930 | 3 | 19.25 | Residential | Behind the Meter | No | Net Metered Residential | SunPower Corporation, Systems |  | JCP&L | Accepted | 2023-10-25 | 2023-11-28 | 2024-11-28 | Inverters | Enphase | IQ7XS-96-ACM-US | 315 |  | 55 |  |  | 0.98 |  | Other | Under Each Panel
NJADRE1554905341 | Administratively Determined Incentive Program | PLEASANTVILLE | 8232 | 19 | 6.48 | Residential | Behind the Meter | No | Net Metered Residential | Freedom Forever New Jersey LLC |  | AC Electric | Accepted | 2023-10-25 | 2023-11-21 | 2024-11-21 | Inverters | Solar Edge | SE5000H-USRGM | 5000 |  | 1 |  |  | 0.99 |  | Outdoor
NJADRE1554905341 | Administratively Determined Incentive Program | PLEASANTVILLE | 8232 | 19 | 6.48 | Residential | Behind the Meter | No | Net Metered Residential | Freedom Forever New Jersey LLC |  | AC Electric | Accepted | 2023-10-25 | 2023-11-21 | 2024-11-21 | Solar Panels | REC Solar | REC405AA PURE |  | 0.405 | 2 | 224 | 34 |  | Fixed | Roof
NJADRE1554905341 | Administratively Determined Incentive Program | PLEASANTVILLE | 8232 | 19 | 6.48 | Residential | Behind the Meter | No | Net Metered Residential | Freedom Forever New Jersey LLC |  | AC Electric | Accepted | 2023-10-25 | 2023-11-21 | 2024-11-21 | Solar Panels | REC Solar | REC405AA PURE |  | 0.405 | 2 | 134 | 30 |  | Fixed | Roof
NJADRE1554905341 | Administratively Determined Incentive Program | PLEASANTVILLE | 8232 | 19 | 6.48 | Residential | Behind the Meter | No | Net Metered Residential | Freedom Forever New Jersey LLC |  | AC Electric | Accepted | 2023-10-25 | 2023-11-21 | 2024-11-21 | Solar Panels | REC Solar | REC405AA PURE |  | 0.405 | 2 | 314 | 30 |  | Fixed | Roof
NJADRE1554905341 | Administratively Determined Incentive Program | PLEASANTVILLE | 8232 | 19 | 6.48 | Residential | Behind the Meter | No | Net Metered Residential | Freedom Forever New Jersey LLC |  | AC Electric | Accepted | 2023-10-25 | 2023-11-21 | 2024-11-21 | Solar Panels | REC Solar | REC405AA PURE |  | 0.405 | 10 | 44 | 34 |  | Fixed | Roof
NJADRE1554905341 | Administratively Determined Incentive Program | PLEASANTVILLE | 8232 | 19 | 6.48 | Residential | Behind the Meter | No | Net Metered Residential | Freedom Forever New Jersey LLC |  | AC Electric | Accepted | 2023-10-25 | 2023-11-21 | 2024-11-21 | Meters | Solar Edge | SE5000H-USRGM |  |  | 1 |  |  |  | Yes | Outdoor
NJADRE1554910677 | Administratively Determined Incentive Program | MONTCLAIR | 7042 | 9 | 2.4 | Residential | Behind the Meter | Yes | Net Metered Residential | Suntuity Solar LLC |  | PSE&G | Accepted | 2023-10-26 | 2023-11-22 | 2024-11-22 | Inverters | (6) ENPHASE | IQ8PLUS-72-2-US | 290 |  | 6 |  |  | 0.97 |  | Outdoor | Behind the PV modules
NJADRE1554910677 | Administratively Determined Incentive Program | MONTCLAIR | 7042 | 9 | 2.4 | Residential | Behind the Meter | Yes | Net Metered Residential | Suntuity Solar LLC |  | PSE&G | Accepted | 2023-10-26 | 2023-11-22 | 2024-11-22 | Solar Panels | (6) CANADIANSOLAR | CS6R-400MS-HL |  | 0.4 | 6 | 302 | 34 |  | Fixed | Roof
NJADRE1554910683 | Administratively Determined Incentive Program | WILLINGBORO | 8046 | 13 | 14.58 | Residential | Behind the Meter | Yes | Net Metered Residential | Sunny Mac LLC |  | PSE&G | Accepted | 2023-10-26 | 2023-11-27 | 2024-11-27 | Solar Panels | Q.PEAK DUO BLK ML-G10+ 405 | HANWHA |  | 0.405 | 15 | 173 | 28 |  | Fixed | Roof
NJADRE1554910683 | Administratively Determined Incentive Program | WILLINGBORO | 8046 | 13 | 14.58 | Residential | Behind the Meter | Yes | Net Metered Residential | Sunny Mac LLC |  | PSE&G | Accepted | 2023-10-26 | 2023-11-27 | 2024-11-27 | Solar Panels | Q.PEAK DUO BLK ML-G10+ 405 | HANWHA |  | 0.405 | 12 | 353 | 28 |  | Fixed | Roof
NJADRE1554910683 | Administratively Determined Incentive Program | WILLINGBORO | 8046 | 13 | 14.58 | Residential | Behind the Meter | Yes | Net Metered Residential | Sunny Mac LLC |  | PSE&G | Accepted | 2023-10-26 | 2023-11-27 | 2024-11-27 | Solar Panels | Q.PEAK DUO BLK ML-G10+ 405 | HANWHA |  | 0.405 | 3 | 173 | 19 |  | Fixed | Roof
NJADRE1554910683 | Administratively Determined Incentive Program | WILLINGBORO | 8046 | 13 | 14.58 | Residential | Behind the Meter | Yes | Net Metered Residential | Sunny Mac LLC |  | PSE&G | Accepted | 2023-10-26 | 2023-11-27 | 2024-11-27 | Solar Panels | Q.PEAK DUO BLK ML-G10+ 405 | HANWHA |  | 0.405 | 6 | 353 | 13 |  | Fixed | Roof
NJADRE1554910683 | Administratively Determined Incentive Program | WILLINGBORO | 8046 | 13 | 14.58 | Residential | Behind the Meter | Yes | Net Metered Residential | Sunny Mac LLC |  | PSE&G | Accepted | 2023-10-26 | 2023-11-27 | 2024-11-27 | Inverters | SE 10000H-US | Solaredge | 10000 |  | 1 |  |  | 0.99 |  | Outdoor | next to meter
NJADRE1554910683 | Administratively Determined Incentive Program | WILLINGBORO | 8046 | 13 | 14.58 | Residential | Behind the Meter | Yes | Net Metered Residential | Sunny Mac LLC |  | PSE&G | Accepted | 2023-10-26 | 2023-11-27 | 2024-11-27 | Meters | SE-RGMTR-1D-240C-B | Solaredge |  |  | 1 |  |  |  | Yes | Outdoor
NJADRE1554910690 | Administratively Determined Incentive Program | TRENTON | 8619 | 12 | 7.2 | Residential | Behind the Meter | Yes | Net Metered Residential | SunnyMac LLC |  | PSE&G | Accepted | 2023-10-26 | 2023-11-22 | 2024-11-22 | Solar Panels | Q.PEAK DUO BLK ML-G10+ 400W | HANWHA |  | 0.4 | 14 | 173 | 21 |  | Fixed | Roof
NJADRE1554910690 | Administratively Determined Incentive Program | TRENTON | 8619 | 12 | 7.2 | Residential | Behind the Meter | Yes | Net Metered Residential | SunnyMac LLC |  | PSE&G | Accepted | 2023-10-26 | 2023-11-22 | 2024-11-22 | Solar Panels | Q.PEAK DUO BLK ML-G10+ 400W | HANWHA |  | 0.4 | 4 | 173 | 22 |  | Fixed | Roof
NJADRE1554910690 | Administratively Determined Incentive Program | TRENTON | 8619 | 12 | 7.2 | Residential | Behind the Meter | Yes | Net Metered Residential | SunnyMac LLC |  | PSE&G | Accepted | 2023-10-26 | 2023-11-22 | 2024-11-22 | Inverters | SE6000H-US | Solaredge | 6000 |  | 1 |  |  | 0.99 |  | Outdoor | next to meter
NJADRE1554910690 | Administratively Determined Incentive Program | TRENTON | 8619 | 12 | 7.2 | Residential | Behind the Meter | Yes | Net Metered Residential | SunnyMac LLC |  | PSE&G | Accepted | 2023-10-26 | 2023-11-22 | 2024-11-22 | Meters | SE-RGMTR-1D-240C-B | Solaredge |  |  | 1 |  |  |  | Yes | Outdoor
NJADRE1554910693 | Administratively Determined Incentive Program | EAST WINDSOR | 8520 | 12 | 8 | Residential | Behind the Meter | Yes | Net Metered Residential | Suntuity Solar LLC |  | JCP&L | Accepted | 2023-10-26 | 2023-11-21 | 2024-11-21 | Inverters | (20) ENPHASE | IQ8PLUS-72-2-US | 290 |  | 20 |  |  | 0.97 |  | Outdoor | Behind the PV modules
NJADRE1554910693 | Administratively Determined Incentive Program | EAST WINDSOR | 8520 | 12 | 8 | Residential | Behind the Meter | Yes | Net Metered Residential | Suntuity Solar LLC |  | JCP&L | Accepted | 2023-10-26 | 2023-11-21 | 2024-11-21 | Solar Panels | (20) CANADIAN SOLAR | CS6R-400MS-HL |  | 0.4 | 11 | 186 | 23 |  | Fixed | Roof
NJADRE1554910693 | Administratively Determined Incentive Program | EAST WINDSOR | 8520 | 12 | 8 | Residential | Behind the Meter | Yes | Net Metered Residential | Suntuity Solar LLC |  | JCP&L | Accepted | 2023-10-26 | 2023-11-21 | 2024-11-21 | Solar Panels | (20) CANADIAN SOLAR | CS6R-400MS-HL |  | 0.4 | 9 | 6 | 23 |  | Fixed | Roof
NJADRE1554910699 | Administratively Determined Incentive Program | EDISON | 8817 | 11 | 6.08 | Residential | Behind the Meter | Yes | Net Metered Residential | SunnyMac LLC |  | PSE&G | Accepted | 2023-10-26 | 2023-11-29 | 2024-11-29 | Solar Panels | Q.PEAK DUO BLK ML-G10+ 405 | HANWHA |  | 0.405 | 15 | 168 | 22 |  | Fixed | Roof
NJADRE1554910699 | Administratively Determined Incentive Program | EDISON | 8817 | 11 | 6.08 | Residential | Behind the Meter | Yes | Net Metered Residential | SunnyMac LLC |  | PSE&G | Accepted | 2023-10-26 | 2023-11-29 | 2024-11-29 | Inverters | SE5000H-US | Solaredge | 5000 |  | 1 |  |  | 0.99 |  | Outdoor | next to meter
NJADRE1554910699 | Administratively Determined Incentive Program | EDISON | 8817 | 11 | 6.08 | Residential | Behind the Meter | Yes | Net Metered Residential | SunnyMac LLC |  | PSE&G | Accepted | 2023-10-26 | 2023-11-29 | 2024-11-29 | Meters | SE-RGMTR-1D-240C-B | Solaredge |  |  | 1 |  |  |  | Yes | Outdoor
NJADRE1554910703 | Administratively Determined Incentive Program | GALLOWAY | 8205 | 19 | 17.42 | Residential | Behind the Meter | Yes | Net Metered Residential | SunnyMac LLC |  | AC Electric | Accepted | 2023-10-26 | 2023-11-27 | 2024-11-27 | Solar Panels | Q.PEAK DUO BLK ML-G10+ 405 | HANWHA |  | 0.405 | 22 | 176 | 10 |  | Fixed | Roof
NJADRE1554910703 | Administratively Determined Incentive Program | GALLOWAY | 8205 | 19 | 17.42 | Residential | Behind the Meter | Yes | Net Metered Residential | SunnyMac LLC |  | AC Electric | Accepted | 2023-10-26 | 2023-11-27 | 2024-11-27 | Solar Panels | Q.PEAK DUO BLK ML-G10+ 405 | HANWHA |  | 0.405 | 9 | 356 | 10 |  | Fixed | Roof
NJADRE1554910703 | Administratively Determined Incentive Program | GALLOWAY | 8205 | 19 | 17.42 | Residential | Behind the Meter | Yes | Net Metered Residential | SunnyMac LLC |  | AC Electric | Accepted | 2023-10-26 | 2023-11-27 | 2024-11-27 | Solar Panels | Q.PEAK DUO BLK ML-G10+ 405 | HANWHA |  | 0.405 | 12 | 266 | 13 |  | Fixed | Roof
NJADRE1554910703 | Administratively Determined Incentive Program | GALLOWAY | 8205 | 19 | 17.42 | Residential | Behind the Meter | Yes | Net Metered Residential | SunnyMac LLC |  | AC Electric | Accepted | 2023-10-26 | 2023-11-27 | 2024-11-27 | Inverters | SE7600H-US | Solaredge | 7600 |  | 1 |  |  | 0.1 |  | Outdoor | next to meter
NJADRE1554910703 | Administratively Determined Incentive Program | GALLOWAY | 8205 | 19 | 17.42 | Residential | Behind the Meter | Yes | Net Metered Residential | SunnyMac LLC |  | AC Electric | Accepted | 2023-10-26 | 2023-11-27 | 2024-11-27 | Inverters | SE6000H-US | Solaredge | 6000 |  | 1 |  |  | 0.1 |  | Outdoor | next to meter
NJADRE1554910703 | Administratively Determined Incentive Program | GALLOWAY | 8205 | 19 | 17.42 | Residential | Behind the Meter | Yes | Net Metered Residential | SunnyMac LLC |  | AC Electric | Accepted | 2023-10-26 | 2023-11-27 | 2024-11-27 | Meters | SE-RGMTR-1D-240C-B | Solaredge |  |  | 1 |  |  |  | Yes | Outdoor
NJADRE1554910704 | Administratively Determined Incentive Program | EDISON | 8820 | 11 | 10.53 | Residential | Behind the Meter | No | Net Metered Residential | Tesla Energy Operations Inc |  | PSE&G | Accepted | 2023-10-31 | 2023-11-29 | 2024-11-29 | Inverters | 1538000-45-A | Tesla | 5000 |  | 1 |  |  | 0.98 |  | Outside
NJADRE1554910704 | Administratively Determined Incentive Program | EDISON | 8820 | 11 | 10.53 | Residential | Behind the Meter | No | Net Metered Residential | Tesla Energy Operations Inc |  | PSE&G | Accepted | 2023-10-31 | 2023-11-29 | 2024-11-29 | Inverters | 1538000-45-A | Tesla | 3800 |  | 1 |  |  | 0.98 |  | Outside
NJADRE1554910704 | Administratively Determined Incentive Program | EDISON | 8820 | 11 | 10.53 | Residential | Behind the Meter | No | Net Metered Residential | Tesla Energy Operations Inc |  | PSE&G | Accepted | 2023-10-31 | 2023-11-29 | 2024-11-29 | Solar Panels | Hanwha | # Q.PEAK DUO BLK ML-G10+/TS 405: PV Module, 405W |  | 0.405 | 26 | 171 | 28 |  | Fixed | Roof
NJADRE1554910707 | Administratively Determined Incentive Program | BAYVILLE | 8721 | 18 | 8.51 | Residential | Behind the Meter | No | Net Metered Residential | Big Wave Roofing and Solar LLC |  | JCP&L | Accepted | 2023-10-26 | 2023-11-21 | 2024-11-21 | Inverters | Enphase Energy Inc | IQ7A-72-2-US | 290 |  | 21 |  |  | 0.98 |  | Outside
NJADRE1554910707 | Administratively Determined Incentive Program | BAYVILLE | 8721 | 18 | 8.51 | Residential | Behind the Meter | No | Net Metered Residential | Big Wave Roofing and Solar LLC |  | JCP&L | Accepted | 2023-10-26 | 2023-11-21 | 2024-11-21 | Solar Panels | Qcells | Q.PEAK DUO BLK ML-G10+ 405 |  | 0.405 | 16 | 17 | 38 |  | Fixed | Roof
NJADRE1554910707 | Administratively Determined Incentive Program | BAYVILLE | 8721 | 18 | 8.51 | Residential | Behind the Meter | No | Net Metered Residential | Big Wave Roofing and Solar LLC |  | JCP&L | Accepted | 2023-10-26 | 2023-11-21 | 2024-11-21 | Solar Panels | Qcells | Q.PEAK DUO BLK ML-G10+ 405 |  | 0.405 | 5 | 197 | 14 |  | Fixed | Roof
NJADRE1554910708 | Administratively Determined Incentive Program | BERLIN | 8009 | 14 | 16 | Residential | Behind the Meter | Yes | Net Metered Residential | Suntuity Solar LLC |  | AC Electric | Accepted | 2023-10-26 | 2023-11-21 | 2024-11-21 | Inverters | (40) ENPHASE | IQ8PLUS-72-2-US | 290 |  | 40 |  |  | 0.97 |  | Outdoor | Behind the PV modules
NJADRE1554910708 | Administratively Determined Incentive Program | BERLIN | 8009 | 14 | 16 | Residential | Behind the Meter | Yes | Net Metered Residential | Suntuity Solar LLC |  | AC Electric | Accepted | 2023-10-26 | 2023-11-21 | 2024-11-21 | Solar Panels | (40) CANADIANSOLAR | CS6R-400MS-HL |  | 0.4 | 4 | 230 | 30 |  | Fixed | Roof
NJADRE1554910708 | Administratively Determined Incentive Program | BERLIN | 8009 | 14 | 16 | Residential | Behind the Meter | Yes | Net Metered Residential | Suntuity Solar LLC |  | AC Electric | Accepted | 2023-10-26 | 2023-11-21 | 2024-11-21 | Solar Panels | (40) CANADIANSOLAR | CS6R-400MS-HL |  | 0.4 | 12 | 231 | 30 |  | Fixed | Roof
NJADRE1554910708 | Administratively Determined Incentive Program | BERLIN | 8009 | 14 | 16 | Residential | Behind the Meter | Yes | Net Metered Residential | Suntuity Solar LLC |  | AC Electric | Accepted | 2023-10-26 | 2023-11-21 | 2024-11-21 | Solar Panels | (40) CANADIANSOLAR | CS6R-400MS-HL |  | 0.4 | 14 | 51 | 30 |  | Fixed | Roof
NJADRE1554910708 | Administratively Determined Incentive Program | BERLIN | 8009 | 14 | 16 | Residential | Behind the Meter | Yes | Net Metered Residential | Suntuity Solar LLC |  | AC Electric | Accepted | 2023-10-26 | 2023-11-21 | 2024-11-21 | Solar Panels | (40) CANADIANSOLAR | CS6R-400MS-HL |  | 0.4 | 6 | 231 | 30 |  | Fixed | Roof
NJADRE1554910708 | Administratively Determined Incentive Program | BERLIN | 8009 | 14 | 16 | Residential | Behind the Meter | Yes | Net Metered Residential | Suntuity Solar LLC |  | AC Electric | Accepted | 2023-10-26 | 2023-11-21 | 2024-11-21 | Solar Panels | (40) CANADIANSOLAR | CS6R-400MS-HL |  | 0.4 | 4 | 51 | 30 |  | Fixed | Roof
NJADRE1554910710 | Administratively Determined Incentive Program | OCEAN TOWNSHIP | 7712 | 17 | 11.75 | Residential | Behind the Meter | Yes | Net Metered Residential | Sunny Mac LLC |  | JCP&L | Accepted | 2023-10-26 | 2023-11-22 | 2024-11-22 | Solar Panels | Q.PEAK DUO BLK ML-G10+ 405 | HANWHA |  | 0.405 | 13 | 182 | 20 |  | Fixed | Roof
NJADRE1554910710 | Administratively Determined Incentive Program | OCEAN TOWNSHIP | 7712 | 17 | 11.75 | Residential | Behind the Meter | Yes | Net Metered Residential | Sunny Mac LLC |  | JCP&L | Accepted | 2023-10-26 | 2023-11-22 | 2024-11-22 | Solar Panels | Q.PEAK DUO BLK ML-G10+ 405 | HANWHA |  | 0.405 | 4 | 182 | 21 |  | Fixed | Roof
NJADRE1554910710 | Administratively Determined Incentive Program | OCEAN TOWNSHIP | 7712 | 17 | 11.75 | Residential | Behind the Meter | Yes | Net Metered Residential | Sunny Mac LLC |  | JCP&L | Accepted | 2023-10-26 | 2023-11-22 | 2024-11-22 | Solar Panels | Q.PEAK DUO BLK ML-G10+ 405 | HANWHA |  | 0.405 | 12 | 2 | 20 |  | Fixed | Roof
NJADRE1554910710 | Administratively Determined Incentive Program | OCEAN TOWNSHIP | 7712 | 17 | 11.75 | Residential | Behind the Meter | Yes | Net Metered Residential | Sunny Mac LLC |  | JCP&L | Accepted | 2023-10-26 | 2023-11-22 | 2024-11-22 | Inverters | SE10000H-US | Solaredge | 10000 |  | 1 |  |  | 0.99 |  | Outdoor | next to meter
NJADRE1554910710 | Administratively Determined Incentive Program | OCEAN TOWNSHIP | 7712 | 17 | 11.75 | Residential | Behind the Meter | Yes | Net Metered Residential | Sunny Mac LLC |  | JCP&L | Accepted | 2023-10-26 | 2023-11-22 | 2024-11-22 | Meters | SE-RGMTR-1D-240C-B | Solaredge |  |  | 1 |  |  |  | Yes | Outdoor
NJADRE1554910725 | Administratively Determined Incentive Program | PENNSVILLE | 8070 | 16 | 8.1 | Residential | Behind the Meter | Yes | Net Metered Residential | SunnyMac LLC |  | AC Electric | Accepted | 2023-10-26 | 2023-11-28 | 2024-11-28 | Solar Panels | Q.PEAK DUO BLK ML-G10+ 405 | HANWHA |  | 0.405 | 15 | 174 | 23 |  | Fixed | Roof
NJADRE1554910725 | Administratively Determined Incentive Program | PENNSVILLE | 8070 | 16 | 8.1 | Residential | Behind the Meter | Yes | Net Metered Residential | SunnyMac LLC |  | AC Electric | Accepted | 2023-10-26 | 2023-11-28 | 2024-11-28 | Solar Panels | Q.PEAK DUO BLK ML-G10+ 405 | HANWHA |  | 0.405 | 5 | 174 | 17 |  | Fixed | Roof
NJADRE1554910725 | Administratively Determined Incentive Program | PENNSVILLE | 8070 | 16 | 8.1 | Residential | Behind the Meter | Yes | Net Metered Residential | SunnyMac LLC |  | AC Electric | Accepted | 2023-10-26 | 2023-11-28 | 2024-11-28 | Inverters | SE7600H-US | Solaredge | 7600 |  | 1 |  |  | 0.1 |  | Outdoor | next to meter
NJADRE1554910725 | Administratively Determined Incentive Program | PENNSVILLE | 8070 | 16 | 8.1 | Residential | Behind the Meter | Yes | Net Metered Residential | SunnyMac LLC |  | AC Electric | Accepted | 2023-10-26 | 2023-11-28 | 2024-11-28 | Meters | SE-RGMTR-1D-240C-B | Solaredge |  |  | 1 |  |  |  | Yes | Outdoor
NJADRE1554910728 | Administratively Determined Incentive Program | CREAM RIDGE | 8514 | 17 | 16 | Residential | Behind the Meter | Yes | Net Metered Residential | Suntuity Solar LLC |  | JCP&L | Accepted | 2023-10-26 | 2023-11-21 | 2024-11-21 | Inverters | (40) ENPHASE | IQ8PLUS-72-2-US | 290 |  | 40 |  |  | 0.97 |  | Outdoor | Behind the PV modules
NJADRE1554910728 | Administratively Determined Incentive Program | CREAM RIDGE | 8514 | 17 | 16 | Residential | Behind the Meter | Yes | Net Metered Residential | Suntuity Solar LLC |  | JCP&L | Accepted | 2023-10-26 | 2023-11-21 | 2024-11-21 | Solar Panels | (40) CANADIAN SOLAR | CS6R-400MS-HL |  | 0.4 | 19 | 229 | 27 |  | Fixed | Roof
NJADRE1554910728 | Administratively Determined Incentive Program | CREAM RIDGE | 8514 | 17 | 16 | Residential | Behind the Meter | Yes | Net Metered Residential | Suntuity Solar LLC |  | JCP&L | Accepted | 2023-10-26 | 2023-11-21 | 2024-11-21 | Solar Panels | (40) CANADIAN SOLAR | CS6R-400MS-HL |  | 0.4 | 16 | 49 | 27 |  | Fixed | Roof
NJADRE1554910728 | Administratively Determined Incentive Program | CREAM RIDGE | 8514 | 17 | 16 | Residential | Behind the Meter | Yes | Net Metered Residential | Suntuity Solar LLC |  | JCP&L | Accepted | 2023-10-26 | 2023-11-21 | 2024-11-21 | Solar Panels | (40) CANADIAN SOLAR | CS6R-400MS-HL |  | 0.4 | 5 | 139 | 37 |  | Fixed | Roof
NJADRE1554910746 | Administratively Determined Incentive Program | SUMMIT | 7901 | 10 | 5.67 | Residential | Behind the Meter | Yes | Net Metered Residential | Pro Custom Solar dba Momentum Solar |  | JCP&L | Accepted | 2023-10-26 | 2023-11-21 | 2024-11-21 | Solar Panels | Â Q. PEAK DUO BLK-G10+405 | HANWHA |  | 0.405 | 6 | 276 | 19 |  | Fixed | Roof
NJADRE1554910746 | Administratively Determined Incentive Program | SUMMIT | 7901 | 10 | 5.67 | Residential | Behind the Meter | Yes | Net Metered Residential | Pro Custom Solar dba Momentum Solar |  | JCP&L | Accepted | 2023-10-26 | 2023-11-21 | 2024-11-21 | Solar Panels | Â Q. PEAK DUO BLK-G10+405 | HAWNHA |  | 0.405 | 8 | 96 | 21 |  | Fixed | Roof
NJADRE1554910746 | Administratively Determined Incentive Program | SUMMIT | 7901 | 10 | 5.67 | Residential | Behind the Meter | Yes | Net Metered Residential | Pro Custom Solar dba Momentum Solar |  | JCP&L | Accepted | 2023-10-26 | 2023-11-21 | 2024-11-21 | Inverters | IQ8PLUS-72-2-US | ENPHASE | 290 |  | 14 |  |  | 0.97 |  | Outdoor
NJADRE1554910750 | Administratively Determined Incentive Program | OLD BRIDGE | 8857 | 11 | 5.27 | Residential | Behind the Meter | No | Net Metered Residential | Tesla Energy Operations Inc |  | JCP&L | Accepted | 2023-10-26 | 2023-11-21 | 2024-11-21 | Inverters | Tesla | 1538000-45-A | 3800 |  | 1 |  |  | 0.98 |  | Outside
NJADRE1554910750 | Administratively Determined Incentive Program | OLD BRIDGE | 8857 | 11 | 5.27 | Residential | Behind the Meter | No | Net Metered Residential | Tesla Energy Operations Inc |  | JCP&L | Accepted | 2023-10-26 | 2023-11-21 | 2024-11-21 | Solar Panels | Hanwha | # Q.PEAK DUO BLK ML-G10+/TS 405 |  | 0.405 | 9 | 111 | 30 |  | Fixed | Roof
NJADRE1554910750 | Administratively Determined Incentive Program | OLD BRIDGE | 8857 | 11 | 5.27 | Residential | Behind the Meter | No | Net Metered Residential | Tesla Energy Operations Inc |  | JCP&L | Accepted | 2023-10-26 | 2023-11-21 | 2024-11-21 | Solar Panels | Hanwha | # Q.PEAK DUO BLK ML-G10+/TS 405 |  | 0.405 | 4 | 291 | 30 |  | Fixed | Roof
NJADRE1554910766 | Administratively Determined Incentive Program | WILLINGBORO | 8046 | 13 | 5.67 | Residential | Behind the Meter | No | Net Metered Residential | Trinity Solar |  | PSE&G | Accepted | 2023-10-26 | 2023-11-21 | 2024-11-21 | Solar Panels | HANWHA 405 (Q.PEAK DUO BLK ML-G10+ 405) | HANWHA 405 (Q.PEAK DUO BLK ML-G10+ 405) |  | 0.405 | 14 | 245 | 27 |  | Fixed | Roof
NJADRE1554910766 | Administratively Determined Incentive Program | WILLINGBORO | 8046 | 13 | 5.67 | Residential | Behind the Meter | No | Net Metered Residential | Trinity Solar |  | PSE&G | Accepted | 2023-10-26 | 2023-11-21 | 2024-11-21 | Inverters | Solar Edge | SE5000H-US | 5000 |  | 1 |  |  | 0.97 |  | Outside
NJADRE1554910769 | Administratively Determined Incentive Program | PLEASANTVILLE | 8232 | 19 | 10.53 | Residential | Behind the Meter | Yes | Net Metered Residential | Sunny Mac LLC |  | AC Electric | Accepted | 2023-10-26 | 2023-11-28 | 2024-11-28 | Solar Panels | Q.PEAK DUO BLK ML-G10 | HANWHA |  | 0.405 | 9 | 205 | 39 |  | Fixed | Roof
NJADRE1554910769 | Administratively Determined Incentive Program | PLEASANTVILLE | 8232 | 19 | 10.53 | Residential | Behind the Meter | Yes | Net Metered Residential | Sunny Mac LLC |  | AC Electric | Accepted | 2023-10-26 | 2023-11-28 | 2024-11-28 | Solar Panels | Q.PEAK DUO BLK ML-G10 | HANWHA |  | 0.405 | 8 | 205 | 15 |  | Fixed | Roof
NJADRE1554910769 | Administratively Determined Incentive Program | PLEASANTVILLE | 8232 | 19 | 10.53 | Residential | Behind the Meter | Yes | Net Metered Residential | Sunny Mac LLC |  | AC Electric | Accepted | 2023-10-26 | 2023-11-28 | 2024-11-28 | Solar Panels | Q.PEAK DUO BLK ML-G10 | HANWHA |  | 0.405 | 4 | 115 | 40 |  | Fixed | Roof
NJADRE1554910769 | Administratively Determined Incentive Program | PLEASANTVILLE | 8232 | 19 | 10.53 | Residential | Behind the Meter | Yes | Net Metered Residential | Sunny Mac LLC |  | AC Electric | Accepted | 2023-10-26 | 2023-11-28 | 2024-11-28 | Inverters | SE7600H-US | SOLAREDGE | 7600 |  | 1 |  |  | 0.1 |  | Outdoor | next to meter
NJADRE1554910769 | Administratively Determined Incentive Program | PLEASANTVILLE | 8232 | 19 | 10.53 | Residential | Behind the Meter | Yes | Net Metered Residential | Sunny Mac LLC |  | AC Electric | Accepted | 2023-10-26 | 2023-11-28 | 2024-11-28 | Solar Panels | HANWHA | Q.PEAK DUO BLK ML-G10+ |  | 0.405 | 5 | 25 | 39 |  | Fixed | Roof
NJADRE1554910769 | Administratively Determined Incentive Program | PLEASANTVILLE | 8232 | 19 | 10.53 | Residential | Behind the Meter | Yes | Net Metered Residential | Sunny Mac LLC |  | AC Electric | Accepted | 2023-10-26 | 2023-11-28 | 2024-11-28 | Meters | SE-RGMTR-1D-240C-B | Solaredge |  |  | 1 |  |  |  | Yes
NJADRE1554910798 | Administratively Determined Incentive Program | BEVERLY | 8010 | 13 | 8.91 | Residential | Behind the Meter | Yes | Net Metered Residential | Pro Custom Solar dba Momentum Solar |  | PSE&G | Accepted | 2023-10-26 | 2023-11-22 | 2024-11-22 | Solar Panels | Â Q. PEAK DUO BLK-G10+405 | hawnha |  | 0.405 | 9 | 261 | 14 |  | Fixed | Roof
NJADRE1554910798 | Administratively Determined Incentive Program | BEVERLY | 8010 | 13 | 8.91 | Residential | Behind the Meter | Yes | Net Metered Residential | Pro Custom Solar dba Momentum Solar |  | PSE&G | Accepted | 2023-10-26 | 2023-11-22 | 2024-11-22 | Solar Panels | Â Q. PEAK DUO BLK-G10+405 | hanwha |  | 0.405 | 7 | 260 | 38 |  | Fixed | Roof
NJADRE1554910798 | Administratively Determined Incentive Program | BEVERLY | 8010 | 13 | 8.91 | Residential | Behind the Meter | Yes | Net Metered Residential | Pro Custom Solar dba Momentum Solar |  | PSE&G | Accepted | 2023-10-26 | 2023-11-22 | 2024-11-22 | Solar Panels | Â Q. PEAK DUO BLK-G10+405 | hanwha |  | 0.405 | 3 | 80 | 38 |  | Fixed | Roof
NJADRE1554910798 | Administratively Determined Incentive Program | BEVERLY | 8010 | 13 | 8.91 | Residential | Behind the Meter | Yes | Net Metered Residential | Pro Custom Solar dba Momentum Solar |  | PSE&G | Accepted | 2023-10-26 | 2023-11-22 | 2024-11-22 | Solar Panels | Â Q. PEAK DUO BLK-G10+405 | hawnha |  | 0.405 | 3 | 260 | 8 |  | Fixed | Roof
NJADRE1554910798 | Administratively Determined Incentive Program | BEVERLY | 8010 | 13 | 8.91 | Residential | Behind the Meter | Yes | Net Metered Residential | Pro Custom Solar dba Momentum Solar |  | PSE&G | Accepted | 2023-10-26 | 2023-11-22 | 2024-11-22 | Inverters | IQ8PLUS-72-2-US | enphase | 290 |  | 22 |  |  | 0.97 |  | Outdoor
NJADRE1554910814 | Administratively Determined Incentive Program | NEPTUNE | 7753 | 17 | 12.15 | Residential | Behind the Meter | No | Net Metered Residential | Tesla Energy Operations Inc |  | JCP&L | Accepted | 2023-10-27 | 2023-11-22 | 2024-11-22 | Solar Panels | Hanwha | Q.PEAK DUO BLK ML-G10+/TS 405 |  | 0.405 | 6 | 306 | 14 |  | Fixed | Roof
NJADRE1554910814 | Administratively Determined Incentive Program | NEPTUNE | 7753 | 17 | 12.15 | Residential | Behind the Meter | No | Net Metered Residential | Tesla Energy Operations Inc |  | JCP&L | Accepted | 2023-10-27 | 2023-11-22 | 2024-11-22 | Solar Panels | Hanwha | Q.PEAK DUO BLK ML-G10+/TS 405 |  | 0.405 | 24 | 36 | 14 |  | Fixed | Roof
NJADRE1554910814 | Administratively Determined Incentive Program | NEPTUNE | 7753 | 17 | 12.15 | Residential | Behind the Meter | No | Net Metered Residential | Tesla Energy Operations Inc |  | JCP&L | Accepted | 2023-10-27 | 2023-11-22 | 2024-11-22 | Inverters | Tesla | 1538000-45-A | 7600 |  | 1 |  |  | 0.986 |  | Outdoor
NJADRE1554910814 | Administratively Determined Incentive Program | NEPTUNE | 7753 | 17 | 12.15 | Residential | Behind the Meter | No | Net Metered Residential | Tesla Energy Operations Inc |  | JCP&L | Accepted | 2023-10-27 | 2023-11-22 | 2024-11-22 | Inverters | Tesla | 1538000-45-A | 3800 |  | 1 |  |  | 0.975 |  | Outdoor
NJADRE1554910823 | Administratively Determined Incentive Program | WILLINGBORO | 8046 | 13 | 18.23 | Residential | Behind the Meter | Yes | Net Metered Residential | Sunny Mac LLC |  | PSE&G | Accepted | 2023-10-26 | 2023-11-27 | 2024-11-27 | Solar Panels | Q.PEAK DUO BLK ML-G10+ 405 | HANWHA |  | 0.405 | 12 | 200 | 19 |  | Fixed | Roof
NJADRE1554910823 | Administratively Determined Incentive Program | WILLINGBORO | 8046 | 13 | 18.23 | Residential | Behind the Meter | Yes | Net Metered Residential | Sunny Mac LLC |  | PSE&G | Accepted | 2023-10-26 | 2023-11-27 | 2024-11-27 | Solar Panels | Q.PEAK DUO BLK ML-G10+ 405 | HANWHA |  | 0.405 | 33 | 20 | 18 |  | Fixed | Roof
NJADRE1554910823 | Administratively Determined Incentive Program | WILLINGBORO | 8046 | 13 | 18.23 | Residential | Behind the Meter | Yes | Net Metered Residential | Sunny Mac LLC |  | PSE&G | Accepted | 2023-10-26 | 2023-11-27 | 2024-11-27 | Inverters | SE 10000H-US | Solaredge | 10000 |  | 1 |  |  | 0.99 |  | Outdoor | next to meter
NJADRE1554910823 | Administratively Determined Incentive Program | WILLINGBORO | 8046 | 13 | 18.23 | Residential | Behind the Meter | Yes | Net Metered Residential | Sunny Mac LLC |  | PSE&G | Accepted | 2023-10-26 | 2023-11-27 | 2024-11-27 | Meters | SE-RGMTR-1D-240C-B | Solaredge |  |  | 1 |  |  |  | Yes | Outdoor
NJADRE1554910851 | Administratively Determined Incentive Program | SEWELL | 8080 | 15 | 17.01 | Residential | Behind the Meter | No | Net Metered Residential | Tesla Energy Operations Inc |  | AC Electric | Accepted | 2023-10-26 | 2023-11-21 | 2024-11-21 | Electric Storage Battery | Tesla | AC Powerwall 2.0 |  |  | 2 |  |  |  | Lead Acid |  | Outside
NJADRE1554910851 | Administratively Determined Incentive Program | SEWELL | 8080 | 15 | 17.01 | Residential | Behind the Meter | No | Net Metered Residential | Tesla Energy Operations Inc |  | AC Electric | Accepted | 2023-10-26 | 2023-11-21 | 2024-11-21 | Inverters | Tesla | #1850000-00-C | 7600 |  | 2 |  |  | 0.98 |  | Outside
NJADRE1554910851 | Administratively Determined Incentive Program | SEWELL | 8080 | 15 | 17.01 | Residential | Behind the Meter | No | Net Metered Residential | Tesla Energy Operations Inc |  | AC Electric | Accepted | 2023-10-26 | 2023-11-21 | 2024-11-21 | Solar Panels | Hanwha | # Q.PEAK DUO BLK ML-G10+/TS 405 |  | 0.405 | 15 | 240 | 23 |  | Fixed | Roof
NJADRE1554910851 | Administratively Determined Incentive Program | SEWELL | 8080 | 15 | 17.01 | Residential | Behind the Meter | No | Net Metered Residential | Tesla Energy Operations Inc |  | AC Electric | Accepted | 2023-10-26 | 2023-11-21 | 2024-11-21 | Solar Panels | Hanwha | # Q.PEAK DUO BLK ML-G10+/TS 405 |  | 0.405 | 16 | 60 | 23 |  | Fixed | Roof
NJADRE1554910851 | Administratively Determined Incentive Program | SEWELL | 8080 | 15 | 17.01 | Residential | Behind the Meter | No | Net Metered Residential | Tesla Energy Operations Inc |  | AC Electric | Accepted | 2023-10-26 | 2023-11-21 | 2024-11-21 | Solar Panels | Hanwha | # Q.PEAK DUO BLK ML-G10+/TS 405 |  | 0.405 | 3 | 240 | 23 |  | Fixed | Roof
NJADRE1554910851 | Administratively Determined Incentive Program | SEWELL | 8080 | 15 | 17.01 | Residential | Behind the Meter | No | Net Metered Residential | Tesla Energy Operations Inc |  | AC Electric | Accepted | 2023-10-26 | 2023-11-21 | 2024-11-21 | Solar Panels | Hanwha | # Q.PEAK DUO BLK ML-G10+/TS 405 |  | 0.405 | 8 | 60 | 23 |  | Fixed | Roof
NJADRE1554910862 | Administratively Determined Incentive Program | LINDEN | 7036 | 10 | 13.77 | Residential | Behind the Meter | Yes | Net Metered Residential | SunnyMac LLC |  | PSE&G | Accepted | 2023-10-26 | 2023-11-27 | 2024-11-27 | Solar Panels | Q.PEAK DUO BLK ML-G10+ 405 | HANWHA |  | 0.405 | 18 | 137 | 26 |  | Fixed | Roof
NJADRE1554910862 | Administratively Determined Incentive Program | LINDEN | 7036 | 10 | 13.77 | Residential | Behind the Meter | Yes | Net Metered Residential | SunnyMac LLC |  | PSE&G | Accepted | 2023-10-26 | 2023-11-27 | 2024-11-27 | Solar Panels | Q.PEAK DUO BLK ML-G10+ 405 | HANWHA |  | 0.405 | 16 | 317 | 26 |  | Fixed | Roof
NJADRE1554910862 | Administratively Determined Incentive Program | LINDEN | 7036 | 10 | 13.77 | Residential | Behind the Meter | Yes | Net Metered Residential | SunnyMac LLC |  | PSE&G | Accepted | 2023-10-26 | 2023-11-27 | 2024-11-27 | Inverters | SE10000H -US | Solaredge | 10000 |  | 1 |  |  | 0.99 |  | Outdoor | next to meter
NJADRE1554910862 | Administratively Determined Incentive Program | LINDEN | 7036 | 10 | 13.77 | Residential | Behind the Meter | Yes | Net Metered Residential | SunnyMac LLC |  | PSE&G | Accepted | 2023-10-26 | 2023-11-27 | 2024-11-27 | Meters | SE-RGMTR-1D-240C-B | Solaredge |  |  | 1 |  |  |  | Yes | Outdoor
NJADRE1554910866 | Administratively Determined Incentive Program | ABSECON | 8201 | 19 | 14.8 | Residential | Behind the Meter | No | Net Metered Residential | Power Energy Solutions |  | AC Electric | Accepted | 2023-10-27 | 2023-11-28 | 2024-11-28 | Solar Panels | `SIL-400 HC+ | SILFAB SOLAR |  | 0.4 | 11 | 212 | 36 |  | Fixed | Roof | ROOFTOP
NJADRE1554910866 | Administratively Determined Incentive Program | ABSECON | 8201 | 19 | 14.8 | Residential | Behind the Meter | No | Net Metered Residential | Power Energy Solutions |  | AC Electric | Accepted | 2023-10-27 | 2023-11-28 | 2024-11-28 | Solar Panels | SIL-400 HC+ | SILFAB SOLAR |  | 0.4 | 14 | 302 | 33 |  | Fixed | Roof | ROOFTOP
NJADRE1554910866 | Administratively Determined Incentive Program | ABSECON | 8201 | 19 | 14.8 | Residential | Behind the Meter | No | Net Metered Residential | Power Energy Solutions |  | AC Electric | Accepted | 2023-10-27 | 2023-11-28 | 2024-11-28 | Solar Panels | SIL-400 HC+ | SILFAB SOLAR |  | 0.4 | 2 | 122 | 36 |  | Fixed | Roof | ROOFTOP
NJADRE1554910866 | Administratively Determined Incentive Program | ABSECON | 8201 | 19 | 14.8 | Residential | Behind the Meter | No | Net Metered Residential | Power Energy Solutions |  | AC Electric | Accepted | 2023-10-27 | 2023-11-28 | 2024-11-28 | Solar Panels | SIL-400 HC+ | SILFAB SOLAR |  | 0.4 | 4 | 122 | 36 |  | Fixed | Roof | ROOFTOP
NJADRE1554910866 | Administratively Determined Incentive Program | ABSECON | 8201 | 19 | 14.8 | Residential | Behind the Meter | No | Net Metered Residential | Power Energy Solutions |  | AC Electric | Accepted | 2023-10-27 | 2023-11-28 | 2024-11-28 | Solar Panels | SIL-400 HC+ | SILFAB SOLAR |  | 0.4 | 6 | 302 | 36 |  | Fixed | Roof | ROOFTOP
NJADRE1554910871 | Administratively Determined Incentive Program | WEST BERLIN | 8091 | 14 | 9.32 | Residential | Behind the Meter | Yes | Net Metered Residential | SunnyMac LLC |  | AC Electric | Accepted | 2023-10-26 | 2023-11-22 | 2024-11-22 | Solar Panels | Q.PEAK DUO BLK ML-G10+ 405 | HANWHA |  | 0.405 | 18 | 187 | 19 |  | Fixed | Roof
NJADRE1554910871 | Administratively Determined Incentive Program | WEST BERLIN | 8091 | 14 | 9.32 | Residential | Behind the Meter | Yes | Net Metered Residential | SunnyMac LLC |  | AC Electric | Accepted | 2023-10-26 | 2023-11-22 | 2024-11-22 | Solar Panels | Q.PEAK DUO BLK ML-G10+ 405 | HANWHA |  | 0.405 | 5 | 7 | 19 |  | Fixed | Roof
NJADRE1554910871 | Administratively Determined Incentive Program | WEST BERLIN | 8091 | 14 | 9.32 | Residential | Behind the Meter | Yes | Net Metered Residential | SunnyMac LLC |  | AC Electric | Accepted | 2023-10-26 | 2023-11-22 | 2024-11-22 | Inverters | SE7600H-US | Solaredge | 7600 |  | 1 |  |  | 0.1 |  | Outdoor | next to meter
NJADRE1554910925 | Administratively Determined Incentive Program | WILLINGBORO | 8046 | 13 | 6.89 | Residential | Behind the Meter | Yes | Net Metered Residential | SunnyMac LLC |  | PSE&G | Accepted | 2023-10-26 | 2023-11-30 | 2024-11-30 | Solar Panels | Q.PEAK DUO BLK ML-G10+ 405 | HANWHA |  | 0.405 | 9 | 166 | 27 |  | Fixed | Roof
NJADRE1554910925 | Administratively Determined Incentive Program | WILLINGBORO | 8046 | 13 | 6.89 | Residential | Behind the Meter | Yes | Net Metered Residential | SunnyMac LLC |  | PSE&G | Accepted | 2023-10-26 | 2023-11-30 | 2024-11-30 | Solar Panels | Q.PEAK DUO BLK ML-G10+ 405 | HANWHA |  | 0.405 | 8 | 76 | 27 |  | Fixed | Roof
NJADRE1554910925 | Administratively Determined Incentive Program | WILLINGBORO | 8046 | 13 | 6.89 | Residential | Behind the Meter | Yes | Net Metered Residential | SunnyMac LLC |  | PSE&G | Accepted | 2023-10-26 | 2023-11-30 | 2024-11-30 | Inverters | SE5000H-US | Solaredge | 5000 |  | 1 |  |  | 0.99 |  | Outdoor | next to meter
NJADRE1554910958 | Administratively Determined Incentive Program | EVESHAM | 8053 | 13 | 17.82 | Residential | Behind the Meter | Yes | Net Metered Residential | SunnyMac LLC |  | PSE&G | Accepted | 2023-10-26 | 2023-11-27 | 2024-11-27 | Solar Panels | Q.PEAK DUO BLK ML-G10+ 405 | HANWHA |  | 0.405 | 20 | 91 | 29 |  | Fixed | Roof
NJADRE1554910958 | Administratively Determined Incentive Program | EVESHAM | 8053 | 13 | 17.82 | Residential | Behind the Meter | Yes | Net Metered Residential | SunnyMac LLC |  | PSE&G | Accepted | 2023-10-26 | 2023-11-27 | 2024-11-27 | Solar Panels | Q.PEAK DUO BLK ML-G10+ 405 | HANWHA |  | 0.405 | 14 | 271 | 19 |  | Fixed | Roof
NJADRE1554910958 | Administratively Determined Incentive Program | EVESHAM | 8053 | 13 | 17.82 | Residential | Behind the Meter | Yes | Net Metered Residential | SunnyMac LLC |  | PSE&G | Accepted | 2023-10-26 | 2023-11-27 | 2024-11-27 | Solar Panels | Q.PEAK DUO BLK ML-G10+ 405 | HANWHA |  | 0.405 | 10 | 91 | 19 |  | Fixed | Roof
NJADRE1554910958 | Administratively Determined Incentive Program | EVESHAM | 8053 | 13 | 17.82 | Residential | Behind the Meter | Yes | Net Metered Residential | SunnyMac LLC |  | PSE&G | Accepted | 2023-10-26 | 2023-11-27 | 2024-11-27 | Inverters | SE10000H-US | Solaredge | 10000 |  | 1 |  |  | 0.99 |  | Outdoor | next to meter
NJADRE1554910958 | Administratively Determined Incentive Program | EVESHAM | 8053 | 13 | 17.82 | Residential | Behind the Meter | Yes | Net Metered Residential | SunnyMac LLC |  | PSE&G | Accepted | 2023-10-26 | 2023-11-27 | 2024-11-27 | Inverters | SE3000H-US | Solaredge | 3000 |  | 1 |  |  | 0.99 |  | Outdoor | next to meter
NJADRE1554910974 | Administratively Determined Incentive Program | LINCOLN PARK | 7035 | 3 | 8.91 | Residential | Behind the Meter | Yes | Net Metered Residential | Pro Custom Solar dba Momentum Solar |  | JCP&L | Accepted | 2023-10-26 | 2023-11-21 | 2024-11-21 | Solar Panels | Â Q. PEAK DUO BLK-G10+405 | hanwha |  | 0.405 | 15 | 95 | 24 |  | Fixed | Roof
NJADRE1554910974 | Administratively Determined Incentive Program | LINCOLN PARK | 7035 | 3 | 8.91 | Residential | Behind the Meter | Yes | Net Metered Residential | Pro Custom Solar dba Momentum Solar |  | JCP&L | Accepted | 2023-10-26 | 2023-11-21 | 2024-11-21 | Solar Panels | Â Q. PEAK DUO BLK-G10+405 | hanwha |  | 0.405 | 2 | 275 | 32 |  | Fixed | Roof
NJADRE1554910974 | Administratively Determined Incentive Program | LINCOLN PARK | 7035 | 3 | 8.91 | Residential | Behind the Meter | Yes | Net Metered Residential | Pro Custom Solar dba Momentum Solar |  | JCP&L | Accepted | 2023-10-26 | 2023-11-21 | 2024-11-21 | Solar Panels | Â Q. PEAK DUO BLK-G10+405 | hanwha |  | 0.405 | 5 | 95 | 26 |  | Fixed | Roof
NJADRE1554910974 | Administratively Determined Incentive Program | LINCOLN PARK | 7035 | 3 | 8.91 | Residential | Behind the Meter | Yes | Net Metered Residential | Pro Custom Solar dba Momentum Solar |  | JCP&L | Accepted | 2023-10-26 | 2023-11-21 | 2024-11-21 | Inverters | IQ8PLUS-72-2-US | enphase | 290 |  | 22 |  |  | 0.97 |  | Outdoor
NJADRE1554910979 | Administratively Determined Incentive Program | PASSAIC | 7055 | 6 | 10.4 | Residential | Behind the Meter | No | Net Metered Residential | Powerlutions |  | PSE&G | Accepted | 2023-10-26 | 2023-11-21 | 2024-11-21 | Solar Panels | Silfab | SIL-400 HC+ |  | 0.4 | 8 | 125 | 49 |  | Fixed | Roof
NJADRE1554910979 | Administratively Determined Incentive Program | PASSAIC | 7055 | 6 | 10.4 | Residential | Behind the Meter | No | Net Metered Residential | Powerlutions |  | PSE&G | Accepted | 2023-10-26 | 2023-11-21 | 2024-11-21 | Solar Panels | Silfab | SIL-400 HC+ |  | 0.4 | 11 | 215 | 35 |  | Fixed | Roof
NJADRE1554910979 | Administratively Determined Incentive Program | PASSAIC | 7055 | 6 | 10.4 | Residential | Behind the Meter | No | Net Metered Residential | Powerlutions |  | PSE&G | Accepted | 2023-10-26 | 2023-11-21 | 2024-11-21 | Solar Panels | Silfab | SIL-400 HC+ |  | 0.4 | 4 | 215 | 14 |  | Fixed | Roof
NJADRE1554910979 | Administratively Determined Incentive Program | PASSAIC | 7055 | 6 | 10.4 | Residential | Behind the Meter | No | Net Metered Residential | Powerlutions |  | PSE&G | Accepted | 2023-10-26 | 2023-11-21 | 2024-11-21 | Solar Panels | Silfab | SIL-400 HC+ |  | 0.4 | 3 | 215 | 20 |  | Fixed | Roof
NJADRE1554910979 | Administratively Determined Incentive Program | PASSAIC | 7055 | 6 | 10.4 | Residential | Behind the Meter | No | Net Metered Residential | Powerlutions |  | PSE&G | Accepted | 2023-10-26 | 2023-11-21 | 2024-11-21 | Inverters | Enphase | IQ7PLUS-72-2-US | 290 |  | 26 |  |  | 0.98 |  | Outdoor
NJADRE1554910987 | Administratively Determined Incentive Program | WASHINGTON | 7882 | 2 | 14.58 | Residential | Behind the Meter | Yes | Net Metered Residential | Trinity Solar |  | JCP&L | Accepted | 2023-10-26 | 2023-11-21 | 2024-11-21 | Inverters | Solar Edge | SE11400H-US | 11400 |  | 1 |  |  | 0.97 |  | Outside
NJADRE1554910987 | Administratively Determined Incentive Program | WASHINGTON | 7882 | 2 | 14.58 | Residential | Behind the Meter | Yes | Net Metered Residential | Trinity Solar |  | JCP&L | Accepted | 2023-10-26 | 2023-11-21 | 2024-11-21 | Solar Panels | HANWHA 405 ( Q.PEAK DUO BLK ML-G10+405) | HANWHA 405 ( Q.PEAK DUO BLK ML-G10+405) |  | 0.405 | 12 | 245 | 27 |  | Fixed | Roof
NJADRE1554910987 | Administratively Determined Incentive Program | WASHINGTON | 7882 | 2 | 14.58 | Residential | Behind the Meter | Yes | Net Metered Residential | Trinity Solar |  | JCP&L | Accepted | 2023-10-26 | 2023-11-21 | 2024-11-21 | Solar Panels | HANWHA 405 ( Q.PEAK DUO BLK ML-G10+405) | HANWHA 405 ( Q.PEAK DUO BLK ML-G10+405) |  | 0.405 | 10 | 65 | 23 |  | Fixed | Roof
NJADRE1554910987 | Administratively Determined Incentive Program | WASHINGTON | 7882 | 2 | 14.58 | Residential | Behind the Meter | Yes | Net Metered Residential | Trinity Solar |  | JCP&L | Accepted | 2023-10-26 | 2023-11-21 | 2024-11-21 | Solar Panels | HANWHA 405 ( Q.PEAK DUO BLK ML-G10+405) | HANWHA 405 ( Q.PEAK DUO BLK ML-G10+405) |  | 0.405 | 7 | 65 | 27 |  | Fixed | Roof
NJADRE1554910987 | Administratively Determined Incentive Program | WASHINGTON | 7882 | 2 | 14.58 | Residential | Behind the Meter | Yes | Net Metered Residential | Trinity Solar |  | JCP&L | Accepted | 2023-10-26 | 2023-11-21 | 2024-11-21 | Solar Panels | HANWHA 405 ( Q.PEAK DUO BLK ML-G10+405) | HANWHA 405 ( Q.PEAK DUO BLK ML-G10+405) |  | 0.405 | 7 | 245 | 23 |  | Fixed | Roof
NJADRE1554911024 | Administratively Determined Incentive Program | EAST BRUNSWICK | 8816 | 11 | 6.89 | Residential | Behind the Meter | No | Net Metered Residential | Tesla Energy Operations Inc |  | JCP&L | Accepted | 2023-10-26 | 2023-11-21 | 2024-11-21 | Electric Storage Battery | Tesla | AC Powerwall 2.0 |  |  | 1 |  |  |  | Lead Acid |  | Outside
NJADRE1554911024 | Administratively Determined Incentive Program | EAST BRUNSWICK | 8816 | 11 | 6.89 | Residential | Behind the Meter | No | Net Metered Residential | Tesla Energy Operations Inc |  | JCP&L | Accepted | 2023-10-26 | 2023-11-21 | 2024-11-21 | Inverters | Tesla | #1850000-00-C | 7600 |  | 1 |  |  | 0.98 |  | Outside
NJADRE1554911024 | Administratively Determined Incentive Program | EAST BRUNSWICK | 8816 | 11 | 6.89 | Residential | Behind the Meter | No | Net Metered Residential | Tesla Energy Operations Inc |  | JCP&L | Accepted | 2023-10-26 | 2023-11-21 | 2024-11-21 | Solar Panels | Hanwha | # Q.PEAK DUO BLK ML-G10+/TS 405 |  | 0.405 | 11 | 273 | 31 |  | Fixed | Roof
NJADRE1554911024 | Administratively Determined Incentive Program | EAST BRUNSWICK | 8816 | 11 | 6.89 | Residential | Behind the Meter | No | Net Metered Residential | Tesla Energy Operations Inc |  | JCP&L | Accepted | 2023-10-26 | 2023-11-21 | 2024-11-21 | Solar Panels | Hanwha | # Q.PEAK DUO BLK ML-G10+/TS 405 |  | 0.405 | 6 | 92 | 13 |  | Fixed | Roof
NJADRE1554911239 | Administratively Determined Incentive Program | CHATHAM | 7928 | 3 | 8.91 | Residential | Behind the Meter | No | Net Metered Residential | Tesla Energy Operations Inc |  | JCP&L | Accepted | 2023-10-26 | 2023-11-21 | 2024-11-21 | Solar Panels | Hanwha | Q.PEAK DUO BLK ML-G10+/TS 405 |  | 0.405 | 11 | 196 | 34 |  | Fixed | Roof
NJADRE1554911239 | Administratively Determined Incentive Program | CHATHAM | 7928 | 3 | 8.91 | Residential | Behind the Meter | No | Net Metered Residential | Tesla Energy Operations Inc |  | JCP&L | Accepted | 2023-10-26 | 2023-11-21 | 2024-11-21 | Solar Panels | Hanwha | Q.PEAK DUO BLK ML-G10+/TS 405 |  | 0.405 | 3 | 197 | 34 |  | Fixed | Roof
NJADRE1554911239 | Administratively Determined Incentive Program | CHATHAM | 7928 | 3 | 8.91 | Residential | Behind the Meter | No | Net Metered Residential | Tesla Energy Operations Inc |  | JCP&L | Accepted | 2023-10-26 | 2023-11-21 | 2024-11-21 | Solar Panels | Hanwha | Q.PEAK DUO BLK ML-G10+/TS 405 |  | 0.405 | 8 | 34 | 17 |  | Fixed | Roof
NJADRE1554911239 | Administratively Determined Incentive Program | CHATHAM | 7928 | 3 | 8.91 | Residential | Behind the Meter | No | Net Metered Residential | Tesla Energy Operations Inc |  | JCP&L | Accepted | 2023-10-26 | 2023-11-21 | 2024-11-21 | Inverters | Tesla | 1850000-00-C | 7600 |  | 2 |  |  | 0.98 |  | Outdoor
NJADRE1554911239 | Administratively Determined Incentive Program | CHATHAM | 7928 | 3 | 8.91 | Residential | Behind the Meter | No | Net Metered Residential | Tesla Energy Operations Inc |  | JCP&L | Accepted | 2023-10-26 | 2023-11-21 | 2024-11-21 | Electric Storage Battery | Telsa | Ac Powerwall 2.0 |  |  | 2 |  |  |  | Lithium Ion |  | OUTSIDE
NJADRE1554911482 | Administratively Determined Incentive Program | PORT REPUBLIC | 8241 | 19 | 18.8 | Residential | Behind the Meter | No | Net Metered Residential | All Season Solar |  | AC Electric | Accepted | 2023-10-26 | 2023-11-21 | 2024-11-21 | Inverters | Enphase | IQ8plus | 290 |  | 47 |  |  | 0.97 |  | Outside
NJADRE1554911482 | Administratively Determined Incentive Program | PORT REPUBLIC | 8241 | 19 | 18.8 | Residential | Behind the Meter | No | Net Metered Residential | All Season Solar |  | AC Electric | Accepted | 2023-10-26 | 2023-11-21 | 2024-11-21 | Solar Panels | Certainteed | CT400HC11-06 |  | 0.4 | 18 | 306 | 18 |  | Fixed | Roof
NJADRE1554911482 | Administratively Determined Incentive Program | PORT REPUBLIC | 8241 | 19 | 18.8 | Residential | Behind the Meter | No | Net Metered Residential | All Season Solar |  | AC Electric | Accepted | 2023-10-26 | 2023-11-21 | 2024-11-21 | Solar Panels | Certainteed | CT400HC11-06 |  | 0.4 | 11 | 126 | 18 |  | Fixed | Roof
NJADRE1554911482 | Administratively Determined Incentive Program | PORT REPUBLIC | 8241 | 19 | 18.8 | Residential | Behind the Meter | No | Net Metered Residential | All Season Solar |  | AC Electric | Accepted | 2023-10-26 | 2023-11-21 | 2024-11-21 | Solar Panels | Certainteed | CT400HC11-06 |  | 0.4 | 9 | 36 | 18 |  | Fixed | Roof
NJADRE1554911482 | Administratively Determined Incentive Program | PORT REPUBLIC | 8241 | 19 | 18.8 | Residential | Behind the Meter | No | Net Metered Residential | All Season Solar |  | AC Electric | Accepted | 2023-10-26 | 2023-11-21 | 2024-11-21 | Solar Panels | Certainteed | CT400HC11-06 |  | 0.4 | 9 | 216 | 18 |  | Fixed | Roof
NJADRE1554911495 | Administratively Determined Incentive Program | JOBSTOWN | 8041 | 13 | 9.32 | Residential | Behind the Meter | Yes | Net Metered Residential | Pro Custom Solar dba Momentum Solar |  | PSE&G | Accepted | 2023-10-26 | 2023-11-22 | 2024-11-22 | Solar Panels | Â Q. PEAK DUO BLK-G10+405 | hanwha |  | 0.405 | 10 | 181 | 27 |  | Fixed | Roof
NJADRE1554911495 | Administratively Determined Incentive Program | JOBSTOWN | 8041 | 13 | 9.32 | Residential | Behind the Meter | Yes | Net Metered Residential | Pro Custom Solar dba Momentum Solar |  | PSE&G | Accepted | 2023-10-26 | 2023-11-22 | 2024-11-22 | Solar Panels | Â Q. PEAK DUO BLK-G10+405 | hanwha |  | 0.405 | 9 | 271 | 36 |  | Fixed | Roof
NJADRE1554911495 | Administratively Determined Incentive Program | JOBSTOWN | 8041 | 13 | 9.32 | Residential | Behind the Meter | Yes | Net Metered Residential | Pro Custom Solar dba Momentum Solar |  | PSE&G | Accepted | 2023-10-26 | 2023-11-22 | 2024-11-22 | Solar Panels | Â Q. PEAK DUO BLK-G10+405 | hawnha |  | 0.405 | 2 | 91 | 35 |  | Fixed | Roof
NJADRE1554911495 | Administratively Determined Incentive Program | JOBSTOWN | 8041 | 13 | 9.32 | Residential | Behind the Meter | Yes | Net Metered Residential | Pro Custom Solar dba Momentum Solar |  | PSE&G | Accepted | 2023-10-26 | 2023-11-22 | 2024-11-22 | Solar Panels | Â Q. PEAK DUO BLK-G10+405 | hawnha |  | 0.405 | 2 | 181 | 27 |  | Fixed | Roof
NJADRE1554911495 | Administratively Determined Incentive Program | JOBSTOWN | 8041 | 13 | 9.32 | Residential | Behind the Meter | Yes | Net Metered Residential | Pro Custom Solar dba Momentum Solar |  | PSE&G | Accepted | 2023-10-26 | 2023-11-22 | 2024-11-22 | Inverters | IQ8PLUS-72-2-US | enphase | 290 |  | 23 |  |  | 0.97 |  | Outdoor
NJADRE1554911499 | Administratively Determined Incentive Program | CLEMENTON | 8021 | 14 | 6.89 | Residential | Behind the Meter | Yes | Net Metered Residential | SunnyMac LLC |  | AC Electric | Accepted | 2023-10-26 | 2023-11-29 | 2024-11-29 | Solar Panels | Q.PEAK DUO BLK ML-G10+ 405W | HANWHA |  | 0.405 | 17 | 157 | 40 |  | Fixed | Roof
NJADRE1554911499 | Administratively Determined Incentive Program | CLEMENTON | 8021 | 14 | 6.89 | Residential | Behind the Meter | Yes | Net Metered Residential | SunnyMac LLC |  | AC Electric | Accepted | 2023-10-26 | 2023-11-29 | 2024-11-29 | Inverters | SE6000H-US | Solaredge | 6000 |  | 1 |  |  | 0.99 |  | Outdoor | next to meter
NJADRE1554911507 | Administratively Determined Incentive Program | CLEMENTON | 8021 | 14 | 7.29 | Residential | Behind the Meter | Yes | Net Metered Residential | SunnyMac LLC |  | AC Electric | Accepted | 2023-10-26 | 2023-11-28 | 2024-11-28 | Solar Panels | Q.PEAK DUO BLK ML-G10+ 405 | HANWHA |  | 0.405 | 13 | 141 | 43 |  | Fixed | Roof
NJADRE1554911507 | Administratively Determined Incentive Program | CLEMENTON | 8021 | 14 | 7.29 | Residential | Behind the Meter | Yes | Net Metered Residential | SunnyMac LLC |  | AC Electric | Accepted | 2023-10-26 | 2023-11-28 | 2024-11-28 | Solar Panels | Q.PEAK DUO BLK ML-G10+ 405 | HANWHA |  | 0.405 | 5 | 321 | 43 |  | Fixed | Roof
NJADRE1554911507 | Administratively Determined Incentive Program | CLEMENTON | 8021 | 14 | 7.29 | Residential | Behind the Meter | Yes | Net Metered Residential | SunnyMac LLC |  | AC Electric | Accepted | 2023-10-26 | 2023-11-28 | 2024-11-28 | Inverters | SE5000H-US | Solaredge | 5000 |  | 1 |  |  | 0.1 |  | Outdoor | next to meter
NJADRE1554911507 | Administratively Determined Incentive Program | CLEMENTON | 8021 | 14 | 7.29 | Residential | Behind the Meter | Yes | Net Metered Residential | SunnyMac LLC |  | AC Electric | Accepted | 2023-10-26 | 2023-11-28 | 2024-11-28 | Meters | SE-RGMTR-1D-240C-B | Solaredge |  |  | 1 |  |  |  | Yes | Outdoor
NJADRE1554911755 | Administratively Determined Incentive Program | BLACKWOOD | 8012 | 14 | 11.75 | Residential | Behind the Meter | Yes | Net Metered Residential | SunnyMac LLC |  | AC Electric | Accepted | 2023-10-26 | 2023-11-28 | 2024-11-28 | Solar Panels | Q.PEAK DUO BLK ML-G10+ 405W | HANWHA |  | 0.405 | 2 | 229 | 22 |  | Fixed | Roof
NJADRE1554911755 | Administratively Determined Incentive Program | BLACKWOOD | 8012 | 14 | 11.75 | Residential | Behind the Meter | Yes | Net Metered Residential | SunnyMac LLC |  | AC Electric | Accepted | 2023-10-26 | 2023-11-28 | 2024-11-28 | Solar Panels | Q.PEAK DUO BLK ML-G10+ 405W | HANWHA |  | 0.405 | 8 | 49 | 23 |  | Fixed | Roof
NJADRE1554911755 | Administratively Determined Incentive Program | BLACKWOOD | 8012 | 14 | 11.75 | Residential | Behind the Meter | Yes | Net Metered Residential | SunnyMac LLC |  | AC Electric | Accepted | 2023-10-26 | 2023-11-28 | 2024-11-28 | Solar Panels | Q.PEAK DUO BLK ML-G10+ 405W | HANWHA |  | 0.405 | 9 | 229 | 23 |  | Fixed | Roof
NJADRE1554911755 | Administratively Determined Incentive Program | BLACKWOOD | 8012 | 14 | 11.75 | Residential | Behind the Meter | Yes | Net Metered Residential | SunnyMac LLC |  | AC Electric | Accepted | 2023-10-26 | 2023-11-28 | 2024-11-28 | Solar Panels | Q.PEAK DUO BLK ML-G10+ 405W | HANWHA |  | 0.405 | 8 | 49 | 9 |  | Fixed | Roof
NJADRE1554911755 | Administratively Determined Incentive Program | BLACKWOOD | 8012 | 14 | 11.75 | Residential | Behind the Meter | Yes | Net Metered Residential | SunnyMac LLC |  | AC Electric | Accepted | 2023-10-26 | 2023-11-28 | 2024-11-28 | Solar Panels | Q.PEAK DUO BLK ML-G10+ 405W | HANWHA |  | 0.405 | 2 | 48 | 22 |  | Fixed | Roof
NJADRE1554911755 | Administratively Determined Incentive Program | BLACKWOOD | 8012 | 14 | 11.75 | Residential | Behind the Meter | Yes | Net Metered Residential | SunnyMac LLC |  | AC Electric | Accepted | 2023-10-26 | 2023-11-28 | 2024-11-28 | Inverters | SE10000H-US | Solaredge | 10000 |  | 1 |  |  | 0.99 |  | Outdoor | next to meter
NJADRE1554911755 | Administratively Determined Incentive Program | BLACKWOOD | 8012 | 14 | 11.75 | Residential | Behind the Meter | Yes | Net Metered Residential | SunnyMac LLC |  | AC Electric | Accepted | 2023-10-26 | 2023-11-28 | 2024-11-28 | Meters | SE-RGMTR-1D-240C-B | Solaredge |  |  | 1 |  |  |  | Yes | Outdoor
NJADRE1554911897 | Administratively Determined Incentive Program | FOLSOM | 8037 | 19 | 14.8 | Residential | Behind the Meter | Yes | Net Metered Residential | All Season Solar |  | AC Electric | Accepted | 2023-10-26 | 2023-11-22 | 2024-11-22 | Solar Panels | Certainteed | CT400HC11-06 |  | 0.4 | 12 | 20 | 20 |  | Fixed | Roof
NJADRE1554911897 | Administratively Determined Incentive Program | FOLSOM | 8037 | 19 | 14.8 | Residential | Behind the Meter | Yes | Net Metered Residential | All Season Solar |  | AC Electric | Accepted | 2023-10-26 | 2023-11-22 | 2024-11-22 | Solar Panels | Certainteed | CT400HC11-06 |  | 0.4 | 25 | 200 | 22 |  | Fixed | Roof
NJADRE1554911897 | Administratively Determined Incentive Program | FOLSOM | 8037 | 19 | 14.8 | Residential | Behind the Meter | Yes | Net Metered Residential | All Season Solar |  | AC Electric | Accepted | 2023-10-26 | 2023-11-22 | 2024-11-22 | Inverters | Enphase | IQ8 PLus | 290 |  | 37 |  |  | 0.97 |  | Outside
NJADRE1554911906 | Administratively Determined Incentive Program | PENNSVILLE | 8070 | 16 | 6.08 | Residential | Behind the Meter | Yes | Net Metered Residential | Trinity Solar |  | AC Electric | Accepted | 2023-10-26 | 2023-11-22 | 2024-11-22 | Electric Storage Battery | Tesla Powerwall 2 | Tesla Powerwall 2 |  |  | 2 |  |  |  | Lithium Ion |  | Inside
NJADRE1554911906 | Administratively Determined Incentive Program | PENNSVILLE | 8070 | 16 | 6.08 | Residential | Behind the Meter | Yes | Net Metered Residential | Trinity Solar |  | AC Electric | Accepted | 2023-10-26 | 2023-11-22 | 2024-11-22 | Inverters | Solar Edge | SE5000H-US | 5 |  | 1 |  |  | 0.97 |  | Outdoor
NJADRE1554911906 | Administratively Determined Incentive Program | PENNSVILLE | 8070 | 16 | 6.08 | Residential | Behind the Meter | Yes | Net Metered Residential | Trinity Solar |  | AC Electric | Accepted | 2023-10-26 | 2023-11-22 | 2024-11-22 | Solar Panels | HANWHA 405 (Q.PEAK DUO BLK ML-G10+ 405) | HANWHA 405 (Q.PEAK DUO BLK ML-G10+ 405) |  | 0.405 | 3 | 195 | 27 |  | Fixed | Roof
NJADRE1554911906 | Administratively Determined Incentive Program | PENNSVILLE | 8070 | 16 | 6.08 | Residential | Behind the Meter | Yes | Net Metered Residential | Trinity Solar |  | AC Electric | Accepted | 2023-10-26 | 2023-11-22 | 2024-11-22 | Solar Panels | HANWHA 405 (Q.PEAK DUO BLK ML-G10+ 405) | HANWHA 405 (Q.PEAK DUO BLK ML-G10+ 405) |  | 0.405 | 12 | 195 | 27 |  | Fixed | Roof
NJADRE1554911917 | Administratively Determined Incentive Program | BRIDGETON | 8302 | 20 | 6.89 | Residential | Behind the Meter | Yes | Net Metered Residential | SunnyMac LLC |  | AC Electric | Accepted | 2023-10-26 | 2023-11-28 | 2024-11-28 | Solar Panels | Q.PEAK DUO BLK ML-G10+ 405 | HANWHA |  | 0.405 | 17 | 86 | 29 |  | Fixed | Roof
NJADRE1554911917 | Administratively Determined Incentive Program | BRIDGETON | 8302 | 20 | 6.89 | Residential | Behind the Meter | Yes | Net Metered Residential | SunnyMac LLC |  | AC Electric | Accepted | 2023-10-26 | 2023-11-28 | 2024-11-28 | Inverters | SE 5000H -US | Solaredge | 5000 |  | 1 |  |  | 0.99 |  | Outdoor | next to meter
NJADRE1554911940 | Administratively Determined Incentive Program | EDISON | 8817 | 11 | 10.13 | Residential | Behind the Meter | No | Net Metered Residential | Tesla Energy Operations Inc |  | PSE&G | Accepted | 2023-10-26 | 2023-11-22 | 2024-11-22 | Solar Panels | Hanwha | Q.PEAK DUO BLK ML-G10+/TS 405 |  | 0.405 | 11 | 249 | 26 |  | Fixed | Roof
NJADRE1554911940 | Administratively Determined Incentive Program | EDISON | 8817 | 11 | 10.13 | Residential | Behind the Meter | No | Net Metered Residential | Tesla Energy Operations Inc |  | PSE&G | Accepted | 2023-10-26 | 2023-11-22 | 2024-11-22 | Solar Panels | Hanwha | Q.PEAK DUO BLK ML-G10+/TS 405 |  | 0.405 | 14 | 69 | 26 |  | Fixed | Roof
NJADRE1554911940 | Administratively Determined Incentive Program | EDISON | 8817 | 11 | 10.13 | Residential | Behind the Meter | No | Net Metered Residential | Tesla Energy Operations Inc |  | PSE&G | Accepted | 2023-10-26 | 2023-11-22 | 2024-11-22 | Inverters | Tesla | 1538000-45-A | 3800 |  | 1 |  |  | 0.975 |  | Outdoor
NJADRE1554911940 | Administratively Determined Incentive Program | EDISON | 8817 | 11 | 10.13 | Residential | Behind the Meter | No | Net Metered Residential | Tesla Energy Operations Inc |  | PSE&G | Accepted | 2023-10-26 | 2023-11-22 | 2024-11-22 | Inverters | Tesla | 1538000-45-A | 5000 |  | 1 |  |  | 0.98 |  | Outdoor
NJADRE1554911961 | Administratively Determined Incentive Program | WEST MILFORD | 7480 | 6 | 12.56 | Residential | Behind the Meter | Yes | Net Metered Residential | Sunrun Installation Services, Inc. |  | Orange Rockland Electric | Accepted | 2023-10-26 | 2023-11-21 | 2024-11-21 | Inverters | Delta Electronics | E10-TL-US | 9600 |  | 1 |  |  | 0.97 |  | Outdoor
NJADRE1554911961 | Administratively Determined Incentive Program | WEST MILFORD | 7480 | 6 | 12.56 | Residential | Behind the Meter | Yes | Net Metered Residential | Sunrun Installation Services, Inc. |  | Orange Rockland Electric | Accepted | 2023-10-26 | 2023-11-21 | 2024-11-21 | Solar Panels | Hanwha Q Cells | Q.PEAK DUO BLK ML-G10+ 405 |  | 0.405 | 18 | 260 | 24 |  | Fixed | Roof
NJADRE1554911961 | Administratively Determined Incentive Program | WEST MILFORD | 7480 | 6 | 12.56 | Residential | Behind the Meter | Yes | Net Metered Residential | Sunrun Installation Services, Inc. |  | Orange Rockland Electric | Accepted | 2023-10-26 | 2023-11-21 | 2024-11-21 | Solar Panels | Hanwha Q Cells | Q.PEAK DUO BLK ML-G10+ 405 |  | 0.405 | 13 | 260 | 24 |  | Fixed | Roof
NJADRE1554912247 | Administratively Determined Incentive Program | MILLTOWN | 8850 | 11 | 6.8 | Residential | Behind the Meter | No | Net Metered Residential | Maier Solar Engineering dba Solar Me |  | Milltown | Accepted | 2023-10-26 | 2023-11-30 | 2024-11-30 | Inverters | IQ8+ | Enphase | 290 |  | 17 |  |  | 0.96 |  | Outside | Next to meter
NJADRE1554912247 | Administratively Determined Incentive Program | MILLTOWN | 8850 | 11 | 6.8 | Residential | Behind the Meter | No | Net Metered Residential | Maier Solar Engineering dba Solar Me |  | Milltown | Accepted | 2023-10-26 | 2023-11-30 | 2024-11-30 | Solar Panels | Phono | M6-10B-B 400W |  | 0.4 | 7 | 126 | 27 |  | Fixed | Roof
NJADRE1554912247 | Administratively Determined Incentive Program | MILLTOWN | 8850 | 11 | 6.8 | Residential | Behind the Meter | No | Net Metered Residential | Maier Solar Engineering dba Solar Me |  | Milltown | Accepted | 2023-10-26 | 2023-11-30 | 2024-11-30 | Solar Panels | Phono | M6-10B-B 400W |  | 0.4 | 4 | 216 | 34 |  | Fixed | Roof
NJADRE1554912247 | Administratively Determined Incentive Program | MILLTOWN | 8850 | 11 | 6.8 | Residential | Behind the Meter | No | Net Metered Residential | Maier Solar Engineering dba Solar Me |  | Milltown | Accepted | 2023-10-26 | 2023-11-30 | 2024-11-30 | Solar Panels | Phono | M6-10B-B 400W |  | 0.4 | 6 | 306 | 27 |  | Fixed | Roof
NJADRE1554912259 | Administratively Determined Incentive Program | MONMOUTH JUNCTION | 8852 | 11 | 17.64 | Residential | Behind the Meter | No | Net Metered Residential | Infinity Solar Systems |  | PSE&G | Accepted | 2023-10-26 | 2023-11-22 | 2024-11-22 | Inverters | Enphase | IQ7X-96-2-US | 315 |  | 42 |  |  | 0.97 |  | Outdoor
NJADRE1554912259 | Administratively Determined Incentive Program | MONMOUTH JUNCTION | 8852 | 11 | 17.64 | Residential | Behind the Meter | No | Net Metered Residential | Infinity Solar Systems |  | PSE&G | Accepted | 2023-10-26 | 2023-11-22 | 2024-11-22 | Solar Panels | REC Solar | REC420AA PURE-R |  | 0.42 | 6 | 143 | 43 |  | Fixed | Roof
NJADRE1554912259 | Administratively Determined Incentive Program | MONMOUTH JUNCTION | 8852 | 11 | 17.64 | Residential | Behind the Meter | No | Net Metered Residential | Infinity Solar Systems |  | PSE&G | Accepted | 2023-10-26 | 2023-11-22 | 2024-11-22 | Solar Panels | REC Solar | REC420AA Pure-R |  | 0.42 | 12 | 233 | 37 |  | Fixed | Roof
NJADRE1554912259 | Administratively Determined Incentive Program | MONMOUTH JUNCTION | 8852 | 11 | 17.64 | Residential | Behind the Meter | No | Net Metered Residential | Infinity Solar Systems |  | PSE&G | Accepted | 2023-10-26 | 2023-11-22 | 2024-11-22 | Solar Panels | REC Solar | REC420AA Pure-R |  | 0.42 | 21 | 53 | 37 |  | Fixed | Roof
NJADRE1554912259 | Administratively Determined Incentive Program | MONMOUTH JUNCTION | 8852 | 11 | 17.64 | Residential | Behind the Meter | No | Net Metered Residential | Infinity Solar Systems |  | PSE&G | Accepted | 2023-10-26 | 2023-11-22 | 2024-11-22 | Solar Panels | REC Solar | REC 420AA PURE-R |  | 0.42 | 3 | 53 | 37 |  | Fixed | Roof
NJADRE1554912260 | Administratively Determined Incentive Program | HEISLERVILLE | 8324 | 20 | 6.4 | Residential | Behind the Meter | No | Net Metered Residential | Power Energy Solutions |  | AC Electric | Accepted | 2023-10-27 | 2023-11-28 | 2024-11-28 | Solar Panels | CS6R-400MS-HL HIKU6 BLACK MONO | CANNDAIN SOLAR |  | 0.4 | 16 | 180 | 20 |  | Fixed | Ground | GROUND MOUNT
NJADRE1554912260 | Administratively Determined Incentive Program | HEISLERVILLE | 8324 | 20 | 6.4 | Residential | Behind the Meter | No | Net Metered Residential | Power Energy Solutions |  | AC Electric | Accepted | 2023-10-27 | 2023-11-28 | 2024-11-28 | Inverters | SE5000H-US | SOLAREDGE | 5000 |  | 1 |  |  | 0.99 |  | Outside | ground mount
NJADRE1554912273 | Administratively Determined Incentive Program | EGG HARBOR TOWNSHIP | 8234 | 19 | 2.84 | Residential | Behind the Meter | Yes | Net Metered Residential | Trinity Solar |  | AC Electric | Accepted | 2023-10-26 | 2023-11-21 | 2024-11-21 | Inverters | Solar Edge | SE3000H-US | 3000 |  | 1 |  |  | 0.96 |  | Outdoor
NJADRE1554912273 | Administratively Determined Incentive Program | EGG HARBOR TOWNSHIP | 8234 | 19 | 2.84 | Residential | Behind the Meter | Yes | Net Metered Residential | Trinity Solar |  | AC Electric | Accepted | 2023-10-26 | 2023-11-21 | 2024-11-21 | Solar Panels | HANWHA 405 (Q.PEAK DUO BLK ML-G10+ 405) | HANWHA 405 (Q.PEAK DUO BLK ML-G10+ 405) |  | 0.405 | 7 | 202 | 34 |  | Fixed | Roof
NJADRE1554912292 | Administratively Determined Incentive Program | EWING | 8638 | 12 | 10.94 | Residential | Behind the Meter | Yes | Net Metered Residential | Pro Custom Solar dba Momentum Solar |  | PSE&G | Accepted | 2023-10-26 | 2023-11-22 | 2024-11-22 | Solar Panels | Â Q. PEAK DUO BLK-G10+405 | hawnha |  | 0.405 | 9 | 251 | 23 |  | Fixed | Roof
NJADRE1554912292 | Administratively Determined Incentive Program | EWING | 8638 | 12 | 10.94 | Residential | Behind the Meter | Yes | Net Metered Residential | Pro Custom Solar dba Momentum Solar |  | PSE&G | Accepted | 2023-10-26 | 2023-11-22 | 2024-11-22 | Solar Panels | Â Q. PEAK DUO BLK-G10+405 | hanwha |  | 0.405 | 18 | 71 | 23 |  | Fixed | Roof
NJADRE1554912292 | Administratively Determined Incentive Program | EWING | 8638 | 12 | 10.94 | Residential | Behind the Meter | Yes | Net Metered Residential | Pro Custom Solar dba Momentum Solar |  | PSE&G | Accepted | 2023-10-26 | 2023-11-22 | 2024-11-22 | Inverters | IQ8PLUS-72-2-US | enphase | 290 |  | 27 |  |  | 0.97 |  | Outdoor
NJADRE1554912323 | Administratively Determined Incentive Program | WASHINGTON TOWNSHIP | 8080 | 15 | 8.47 | Residential | Behind the Meter | Yes | Net Metered Residential | Freedom Forever New Jersey LLC |  | AC Electric | Accepted | 2023-10-26 | 2023-11-22 | 2024-11-22 | Inverters | Enphase | IQ8PLUS-72-2-U | 290 |  | 22 |  |  | 0.99 |  | Outdoor
NJADRE1554912323 | Administratively Determined Incentive Program | WASHINGTON TOWNSHIP | 8080 | 15 | 8.47 | Residential | Behind the Meter | Yes | Net Metered Residential | Freedom Forever New Jersey LLC |  | AC Electric | Accepted | 2023-10-26 | 2023-11-22 | 2024-11-22 | Solar Panels | Jinko Solar | JKM385M-6RL3-B |  | 0.385 | 3 | 129 | 9 |  | Fixed | Roof
NJADRE1554912323 | Administratively Determined Incentive Program | WASHINGTON TOWNSHIP | 8080 | 15 | 8.47 | Residential | Behind the Meter | Yes | Net Metered Residential | Freedom Forever New Jersey LLC |  | AC Electric | Accepted | 2023-10-26 | 2023-11-22 | 2024-11-22 | Solar Panels | Jinko Solar | JKM385M-6RL3-B |  | 0.385 | 8 | 309 | 27 |  | Fixed | Roof
NJADRE1554912323 | Administratively Determined Incentive Program | WASHINGTON TOWNSHIP | 8080 | 15 | 8.47 | Residential | Behind the Meter | Yes | Net Metered Residential | Freedom Forever New Jersey LLC |  | AC Electric | Accepted | 2023-10-26 | 2023-11-22 | 2024-11-22 | Solar Panels | Jinko Solar | JKM385M-6RL3-B |  | 0.385 | 11 | 129 | 27 |  | Fixed | Roof
NJADRE1554912400 | Administratively Determined Incentive Program | BLACKWOOD | 8012 | 14 | 8.4 | Residential | Behind the Meter | No | Net Metered Residential | Power Energy Solutions |  | AC Electric | Accepted | 2023-10-31 | 2023-11-29 | 2024-11-29 | Inverters | SE6000H-US | SOLAREDGE | 6000 |  | 1 |  |  | 0.99 |  | Outside | ROOFTOP
NJADRE1554912400 | Administratively Determined Incentive Program | BLACKWOOD | 8012 | 14 | 8.4 | Residential | Behind the Meter | No | Net Metered Residential | Power Energy Solutions |  | AC Electric | Accepted | 2023-10-31 | 2023-11-29 | 2024-11-29 | Solar Panels | CS6R-400MS-HL HIKU6 BLACK MONO | CANNDAIN SOLAR |  | 0.4 | 9 | 182 | 25 |  | Fixed | Roof | ROOFTOP
NJADRE1554912400 | Administratively Determined Incentive Program | BLACKWOOD | 8012 | 14 | 8.4 | Residential | Behind the Meter | No | Net Metered Residential | Power Energy Solutions |  | AC Electric | Accepted | 2023-10-31 | 2023-11-29 | 2024-11-29 | Solar Panels | CS6R-400MS-HL HIKU6 BLACK MONO | CANNDAIN SOLAR |  | 0.4 | 10 | 182 | 25 |  | Fixed | Roof | ROOFTOP
NJADRE1554912400 | Administratively Determined Incentive Program | BLACKWOOD | 8012 | 14 | 8.4 | Residential | Behind the Meter | No | Net Metered Residential | Power Energy Solutions |  | AC Electric | Accepted | 2023-10-31 | 2023-11-29 | 2024-11-29 | Solar Panels | CS6R-400MS-HL HIKU6 BLACK MONO | CANNDAIN SOLAR |  | 0.4 | 2 | 182 | 16 |  | Fixed | Roof | ROOFTOP
NJADRE1554912428 | Administratively Determined Incentive Program | DENVILLE | 7834 | 3 | 5.01 | Residential | Behind the Meter | Yes | Net Metered Residential | Freedom Forever New Jersey LLC |  | JCP&L | Accepted | 2023-10-26 | 2023-11-30 | 2024-11-30 | Inverters | Enphase | IQ8PLUS-72-2-US | 290 |  | 136 |  |  | 0.99 |  | Outdoor
NJADRE1554912428 | Administratively Determined Incentive Program | DENVILLE | 7834 | 3 | 5.01 | Residential | Behind the Meter | Yes | Net Metered Residential | Freedom Forever New Jersey LLC |  | JCP&L | Accepted | 2023-10-26 | 2023-11-30 | 2024-11-30 | Solar Panels | Jinko Solar | JKM385M-6RL3-B |  | 0.385 | 13 | 232 | 20 |  | Fixed | Roof
NJADRE1554912482 | Administratively Determined Incentive Program | VERONA | 7044 | 9 | 15.8 | Residential | Behind the Meter | No | Net Metered Residential | Powur, PBC |  | PSE&G | Accepted | 2023-10-26 | 2023-11-27 | 2024-11-27 | Solar Panels | Hanwha | Q.PEAK DUO BLK ML-G10+ (405W) |  | 0.405 | 13 | 22 | 27 |  | Fixed | Roof
NJADRE1554912482 | Administratively Determined Incentive Program | VERONA | 7044 | 9 | 15.8 | Residential | Behind the Meter | No | Net Metered Residential | Powur, PBC |  | PSE&G | Accepted | 2023-10-26 | 2023-11-27 | 2024-11-27 | Solar Panels | Hanwha | Q.PEAK DUO BLK ML-G10+ (405W) |  | 0.405 | 10 | 202 | 27 |  | Fixed | Roof
NJADRE1554912482 | Administratively Determined Incentive Program | VERONA | 7044 | 9 | 15.8 | Residential | Behind the Meter | No | Net Metered Residential | Powur, PBC |  | PSE&G | Accepted | 2023-10-26 | 2023-11-27 | 2024-11-27 | Solar Panels | Hanwha | Q.PEAK DUO BLK ML-G10+ (405W) |  | 0.405 | 16 | 202 | 18 |  | Fixed | Roof
NJADRE1554912482 | Administratively Determined Incentive Program | VERONA | 7044 | 9 | 15.8 | Residential | Behind the Meter | No | Net Metered Residential | Powur, PBC |  | PSE&G | Accepted | 2023-10-26 | 2023-11-27 | 2024-11-27 | Inverters | Enphase | IQ8PLUS-72-2-US | 290 |  | 39 |  |  | 0.99 |  | Outside
NJADRE1554912617 | Administratively Determined Incentive Program | ORANGE | 7050 | 9 | 10.5 | Residential | Behind the Meter | Yes | Net Metered Residential | Sunrun Installation Services, Inc. |  | PSE&G | Accepted | 2023-10-26 | 2023-11-22 | 2024-11-22 | Inverters | SolarEdge Technologies | SE7600H-USSN | 7600 |  | 1 |  |  | 0.99 |  | Outdoor
NJADRE1554912617 | Administratively Determined Incentive Program | ORANGE | 7050 | 9 | 10.5 | Residential | Behind the Meter | Yes | Net Metered Residential | Sunrun Installation Services, Inc. |  | PSE&G | Accepted | 2023-10-26 | 2023-11-22 | 2024-11-22 | Solar Panels | Vikram Solar | VSMDHT.60.375.05 |  | 0.375 | 13 | 311 | 35 |  | Fixed | Roof
NJADRE1554912617 | Administratively Determined Incentive Program | ORANGE | 7050 | 9 | 10.5 | Residential | Behind the Meter | Yes | Net Metered Residential | Sunrun Installation Services, Inc. |  | PSE&G | Accepted | 2023-10-26 | 2023-11-22 | 2024-11-22 | Solar Panels | Vikram Solar | VSMDHT.60.375.05 |  | 0.375 | 15 | 311 | 35 |  | Fixed | Roof
NJADRE1554912617 | Administratively Determined Incentive Program | ORANGE | 7050 | 9 | 10.5 | Residential | Behind the Meter | Yes | Net Metered Residential | Sunrun Installation Services, Inc. |  | PSE&G | Accepted | 2023-10-26 | 2023-11-22 | 2024-11-22 | Electric Storage Battery | Tesla | Powerwall 2 AC |  |  | 1 |  |  |  | Lithium Ion |  | INSIDE
NJADRE1554913314 | Administratively Determined Incentive Program | MANVILLE | 8835 | 5 | 7.7 | Residential | Behind the Meter | Yes | Net Metered Residential | Sunrun Installation Services, Inc. |  | PSE&G | Accepted | 2023-10-26 | 2023-11-22 | 2024-11-22 | Inverters | SOLAREDGE TECHNOLOGIES | SE6000H-USSN | 6000 |  | 1 |  |  | 0.992 |  | Outdoor | next to meter
NJADRE1554913314 | Administratively Determined Incentive Program | MANVILLE | 8835 | 5 | 7.7 | Residential | Behind the Meter | Yes | Net Metered Residential | Sunrun Installation Services, Inc. |  | PSE&G | Accepted | 2023-10-26 | 2023-11-22 | 2024-11-22 | Solar Panels | HANWHA Q-CELLS | Q.PEAK DUO BLK ML-G10+ 405 |  | 0.405 | 15 | 130 | 38 |  | Fixed | Roof
NJADRE1554913314 | Administratively Determined Incentive Program | MANVILLE | 8835 | 5 | 7.7 | Residential | Behind the Meter | Yes | Net Metered Residential | Sunrun Installation Services, Inc. |  | PSE&G | Accepted | 2023-10-26 | 2023-11-22 | 2024-11-22 | Solar Panels | HANWHA Q-CELLS | Q.PEAK DUO BLK ML-G10+ 405 |  | 0.405 | 4 | 310 | 15 |  | Fixed | Roof
NJADRE1554913316 | Administratively Determined Incentive Program | UNION CITY | 7087 | 8 | 7.29 | Residential | Behind the Meter | No | Net Metered Residential | Sunrun Installation Services, Inc. |  | PSE&G | Accepted | 2023-10-26 | 2023-11-22 | 2024-11-22 | Inverters | SolarEdge Technologies | SE6000H-USSN | 6000 |  | 1 |  |  | 0.96 |  | Outdoor | Next To Meter
NJADRE1554913316 | Administratively Determined Incentive Program | UNION CITY | 7087 | 8 | 7.29 | Residential | Behind the Meter | No | Net Metered Residential | Sunrun Installation Services, Inc. |  | PSE&G | Accepted | 2023-10-26 | 2023-11-22 | 2024-11-22 | Solar Panels | Hanwha Q Cells | Q.PEAK DUO BLK ML-G10+ 405 |  | 0.405 | 18 | 28 | 3 |  | Fixed | Roof
NJADRE1554913348 | Administratively Determined Incentive Program | DUNELLEN | 8812 | 11 | 5.67 | Residential | Behind the Meter | Yes | Net Metered Residential | Sunrun Installation Services, Inc. |  | PSE&G | Accepted | 2023-10-26 | 2023-11-22 | 2024-11-22 | Inverters | Delta Electronics | E4-TL-US | 3840 |  | 1 |  |  | 0.96 |  | Outdoor | Next To Meter
NJADRE1554913348 | Administratively Determined Incentive Program | DUNELLEN | 8812 | 11 | 5.67 | Residential | Behind the Meter | Yes | Net Metered Residential | Sunrun Installation Services, Inc. |  | PSE&G | Accepted | 2023-10-26 | 2023-11-22 | 2024-11-22 | Solar Panels | Hanwha Q Cells | Q.PEAK DUO BLK ML-G10+ 405 |  | 0.405 | 14 | 265 | 18 |  | Fixed | Roof
NJADRE1554913418 | Administratively Determined Incentive Program | SOUTHAMPTON | 8088 | 13 | 9.98 | Residential | Behind the Meter | No | Net Metered Residential | CE Team Inc |  | AC Electric | Accepted | 2023-10-26 | 2023-11-22 | 2024-11-22 | Inverters | Solaredge | SE10000H | 100000 |  | 1 |  |  | 0.992 |  | Outdoor
NJADRE1554913418 | Administratively Determined Incentive Program | SOUTHAMPTON | 8088 | 13 | 9.98 | Residential | Behind the Meter | No | Net Metered Residential | CE Team Inc |  | AC Electric | Accepted | 2023-10-26 | 2023-11-22 | 2024-11-22 | Meters | Hialeah | cl200 |  |  | 1 |  |  |  | Yes | Outdoor
NJADRE1554913418 | Administratively Determined Incentive Program | SOUTHAMPTON | 8088 | 13 | 9.98 | Residential | Behind the Meter | No | Net Metered Residential | CE Team Inc |  | AC Electric | Accepted | 2023-10-26 | 2023-11-22 | 2024-11-22 | Solar Panels | SHARP | ND208US |  | 0.208 | 48 | 1 | 24 |  | Fixed | Roof
NJADRE1554915520 | Administratively Determined Incentive Program | FRANKLIN LAKES | 7417 | 7 | 13.2 | Residential | Behind the Meter | Yes | Net Metered Residential | Suntuity Solar LLC |  | Orange Rockland Electric | Accepted | 2023-10-27 | 2023-11-22 | 2024-11-22 | Inverters | (33) ENPHASE | IQ8PLUS-72-2-US | 290 |  | 33 |  |  | 0.97 |  | Outdoor | Behind the PV modules
NJADRE1554915520 | Administratively Determined Incentive Program | FRANKLIN LAKES | 7417 | 7 | 13.2 | Residential | Behind the Meter | Yes | Net Metered Residential | Suntuity Solar LLC |  | Orange Rockland Electric | Accepted | 2023-10-27 | 2023-11-22 | 2024-11-22 | Solar Panels | (33) CANADIAN SOLAR | CS6R-400MS-HL |  | 0.4 | 15 | 198 | 8 |  | Fixed | Roof
NJADRE1554915520 | Administratively Determined Incentive Program | FRANKLIN LAKES | 7417 | 7 | 13.2 | Residential | Behind the Meter | Yes | Net Metered Residential | Suntuity Solar LLC |  | Orange Rockland Electric | Accepted | 2023-10-27 | 2023-11-22 | 2024-11-22 | Solar Panels | (33) CANADIAN SOLAR | CS6R-400MS-HL |  | 0.4 | 12 | 180 | 8 |  | Fixed | Roof
NJADRE1554915520 | Administratively Determined Incentive Program | FRANKLIN LAKES | 7417 | 7 | 13.2 | Residential | Behind the Meter | Yes | Net Metered Residential | Suntuity Solar LLC |  | Orange Rockland Electric | Accepted | 2023-10-27 | 2023-11-22 | 2024-11-22 | Solar Panels | (33) CANADIAN SOLAR | CS6R-400MS-HL |  | 0.4 | 6 | 18 | 8 |  | Fixed | Roof
NJADRE1554915526 | Administratively Determined Incentive Program | CLAYTON | 8312 | 15 | 8.8 | Residential | Behind the Meter | Yes | Net Metered Residential | Suntuity Solar LLC |  | AC Electric | Accepted | 2023-10-27 | 2023-11-22 | 2024-11-22 | Inverters | (22) ENPHASE | IQ8PLUS-72-2-US | 290 |  | 22 |  |  | 0.97 |  | Outdoor | Behind the PV modules
NJADRE1554915526 | Administratively Determined Incentive Program | CLAYTON | 8312 | 15 | 8.8 | Residential | Behind the Meter | Yes | Net Metered Residential | Suntuity Solar LLC |  | AC Electric | Accepted | 2023-10-27 | 2023-11-22 | 2024-11-22 | Solar Panels | (22) CANADIAN SOLAR | CS6R-400MS-HL |  | 0.4 | 10 | 232 | 27 |  | Fixed | Roof
NJADRE1554915526 | Administratively Determined Incentive Program | CLAYTON | 8312 | 15 | 8.8 | Residential | Behind the Meter | Yes | Net Metered Residential | Suntuity Solar LLC |  | AC Electric | Accepted | 2023-10-27 | 2023-11-22 | 2024-11-22 | Solar Panels | (22) CANADIAN SOLAR | CS6R-400MS-HL |  | 0.4 | 12 | 52 | 27 |  | Fixed | Roof
NJADRE1554915529 | Administratively Determined Incentive Program | OCEAN | 7712 | 17 | 4.86 | Residential | Behind the Meter | No | Net Metered Residential | Tesla Energy Operations Inc |  | JCP&L | Accepted | 2023-10-27 | 2023-11-22 | 2024-11-22 | Solar Panels | Hanwha | Q.PEAK DUO BLK ML-G10+/TS 405 |  | 0.405 | 10 | 96 | 21 |  | Fixed | Roof
NJADRE1554915529 | Administratively Determined Incentive Program | OCEAN | 7712 | 17 | 4.86 | Residential | Behind the Meter | No | Net Metered Residential | Tesla Energy Operations Inc |  | JCP&L | Accepted | 2023-10-27 | 2023-11-22 | 2024-11-22 | Solar Panels | Hanwha | Q.PEAK DUO BLK ML-G10+/TS 405 |  | 0.405 | 2 | 272 | 13 |  | Fixed | Roof
NJADRE1554915529 | Administratively Determined Incentive Program | OCEAN | 7712 | 17 | 4.86 | Residential | Behind the Meter | No | Net Metered Residential | Tesla Energy Operations Inc |  | JCP&L | Accepted | 2023-10-27 | 2023-11-22 | 2024-11-22 | Inverters | Tesla | 1538000-45-A | 3800 |  | 1 |  |  | 0.975 |  | Outdoor
NJADRE1554915539 | Administratively Determined Incentive Program | NEWARK | 7112 | 9 | 10.13 | Residential | Behind the Meter | Yes | Net Metered Residential | Big Wave Roofing and Solar LLC |  | PSE&G | Accepted | 2023-10-27 | 2023-11-27 | 2024-11-27 | Inverters | Enphase Energy Inc | IQ7PLUS-72-2-US | 290 |  | 25 |  |  | 0.98 |  | Outside
NJADRE1554915539 | Administratively Determined Incentive Program | NEWARK | 7112 | 9 | 10.13 | Residential | Behind the Meter | Yes | Net Metered Residential | Big Wave Roofing and Solar LLC |  | PSE&G | Accepted | 2023-10-27 | 2023-11-27 | 2024-11-27 | Solar Panels | Qcells | Q.PEAK DUO BLK ML-G10+ 405 |  | 0.405 | 13 | 212 | 22 |  | Fixed | Roof
NJADRE1554915539 | Administratively Determined Incentive Program | NEWARK | 7112 | 9 | 10.13 | Residential | Behind the Meter | Yes | Net Metered Residential | Big Wave Roofing and Solar LLC |  | PSE&G | Accepted | 2023-10-27 | 2023-11-27 | 2024-11-27 | Solar Panels | Qcells | Q.PEAK DUO BLK ML-G10+ 405 |  | 0.405 | 12 | 32 | 22 |  | Fixed | Roof
NJADRE1554915561 | Administratively Determined Incentive Program | ABSECON | 8201 | 19 | 14.18 | Residential | Behind the Meter | Yes | Net Metered Residential | SunnyMac LLC |  | AC Electric | Accepted | 2023-10-27 | 2023-11-27 | 2024-11-27 | Solar Panels | Q.PEAK DUO BLK ML-G10+ 405 | HANWHA |  | 0.405 | 10 | 270 | 18 |  | Fixed | Roof
NJADRE1554915561 | Administratively Determined Incentive Program | ABSECON | 8201 | 19 | 14.18 | Residential | Behind the Meter | Yes | Net Metered Residential | SunnyMac LLC |  | AC Electric | Accepted | 2023-10-27 | 2023-11-27 | 2024-11-27 | Solar Panels | Q.PEAK DUO BLK ML-G10+ 405 | HANWHA |  | 0.405 | 4 | 270 | 19 |  | Fixed | Roof
NJADRE1554915561 | Administratively Determined Incentive Program | ABSECON | 8201 | 19 | 14.18 | Residential | Behind the Meter | Yes | Net Metered Residential | SunnyMac LLC |  | AC Electric | Accepted | 2023-10-27 | 2023-11-27 | 2024-11-27 | Solar Panels | Q.PEAK DUO BLK ML-G10+ 405 | HANWHA |  | 0.405 | 15 | 270 | 19 |  | Fixed | Roof
NJADRE1554915561 | Administratively Determined Incentive Program | ABSECON | 8201 | 19 | 14.18 | Residential | Behind the Meter | Yes | Net Metered Residential | SunnyMac LLC |  | AC Electric | Accepted | 2023-10-27 | 2023-11-27 | 2024-11-27 | Solar Panels | Q.PEAK DUO BLK ML-G10+ 405 | HANWHA |  | 0.405 | 6 | 90 | 18 |  | Fixed | Roof
NJADRE1554915561 | Administratively Determined Incentive Program | ABSECON | 8201 | 19 | 14.18 | Residential | Behind the Meter | Yes | Net Metered Residential | SunnyMac LLC |  | AC Electric | Accepted | 2023-10-27 | 2023-11-27 | 2024-11-27 | Inverters | SE10000H-US | Solaredge | 10000 |  | 1 |  |  | 0.1 |  | Outdoor | next to meter
NJADRE1554915561 | Administratively Determined Incentive Program | ABSECON | 8201 | 19 | 14.18 | Residential | Behind the Meter | Yes | Net Metered Residential | SunnyMac LLC |  | AC Electric | Accepted | 2023-10-27 | 2023-11-27 | 2024-11-27 | Meters | SE-RGMTR-1D-240C-B | Solaredge |  |  | 1 |  |  |  | Yes | Outdoor
NJADRE1554915563 | Administratively Determined Incentive Program | MONTGOMERY | 8502 | 5 | 14.99 | Residential | Behind the Meter | No | Net Metered Residential | NJ Solar Power |  | PSE&G | Accepted | 2023-10-27 | 2023-11-22 | 2024-11-22 | Inverters | Solaredge | SE7600H-US | 15200 |  | 2 |  |  | 0.99 |  | Outdoor
NJADRE1554915563 | Administratively Determined Incentive Program | MONTGOMERY | 8502 | 5 | 14.99 | Residential | Behind the Meter | No | Net Metered Residential | NJ Solar Power |  | PSE&G | Accepted | 2023-10-27 | 2023-11-22 | 2024-11-22 | Solar Panels | REC | 405AA Pure Black |  | 0.405 | 10 | 194 | 33 |  | Fixed | Roof | Roof1
NJADRE1554915563 | Administratively Determined Incentive Program | MONTGOMERY | 8502 | 5 | 14.99 | Residential | Behind the Meter | No | Net Metered Residential | NJ Solar Power |  | PSE&G | Accepted | 2023-10-27 | 2023-11-22 | 2024-11-22 | Solar Panels | REC | 405AA Pure Black |  | 0.405 | 4 | 194 | 33 |  | Fixed | Roof | Roof 2
NJADRE1554915563 | Administratively Determined Incentive Program | MONTGOMERY | 8502 | 5 | 14.99 | Residential | Behind the Meter | No | Net Metered Residential | NJ Solar Power |  | PSE&G | Accepted | 2023-10-27 | 2023-11-22 | 2024-11-22 | Solar Panels | REC | 405AA Pure Black |  | 0.405 | 3 | 104 | 33 |  | Fixed | Roof | Roof 3
NJADRE1554915563 | Administratively Determined Incentive Program | MONTGOMERY | 8502 | 5 | 14.99 | Residential | Behind the Meter | No | Net Metered Residential | NJ Solar Power |  | PSE&G | Accepted | 2023-10-27 | 2023-11-22 | 2024-11-22 | Solar Panels | REC | 405AA Pure Black |  | 0.405 | 11 | 194 | 33 |  | Fixed | Roof | Roof 4
NJADRE1554915563 | Administratively Determined Incentive Program | MONTGOMERY | 8502 | 5 | 14.99 | Residential | Behind the Meter | No | Net Metered Residential | NJ Solar Power |  | PSE&G | Accepted | 2023-10-27 | 2023-11-22 | 2024-11-22 | Solar Panels | REC | 405AA Pure Black |  | 0.405 | 6 | 104 | 33 |  | Fixed | Roof | Roof 5
NJADRE1554915563 | Administratively Determined Incentive Program | MONTGOMERY | 8502 | 5 | 14.99 | Residential | Behind the Meter | No | Net Metered Residential | NJ Solar Power |  | PSE&G | Accepted | 2023-10-27 | 2023-11-22 | 2024-11-22 | Solar Panels | REC | 405AA Pure Black |  | 0.405 | 3 | 284 | 33 |  | Fixed | Roof | Roof 6
NJADRE1554915563 | Administratively Determined Incentive Program | MONTGOMERY | 8502 | 5 | 14.99 | Residential | Behind the Meter | No | Net Metered Residential | NJ Solar Power |  | PSE&G | Accepted | 2023-10-27 | 2023-11-22 | 2024-11-22 | Meters | SolarEdge | SE7600H-US |  |  | 1 |  |  |  | Yes | Indoor
NJADRE1554915563 | Administratively Determined Incentive Program | MONTGOMERY | 8502 | 5 | 14.99 | Residential | Behind the Meter | No | Net Metered Residential | NJ Solar Power |  | PSE&G | Accepted | 2023-10-27 | 2023-11-22 | 2024-11-22 | Meters | SolarEdge | SE7600H-US |  |  | 1 |  |  |  | Yes | Indoor
NJADRE1554915576 | Administratively Determined Incentive Program | CINNAMINSON | 8077 | 13 | 8 | Residential | Behind the Meter | Yes | Net Metered Residential | Suntuity Solar LLC |  | PSE&G | Accepted | 2023-10-27 | 2023-11-22 | 2024-11-22 | Inverters | ENPHASE | IQ8PLUS-72-2-US | 290 |  | 20 |  |  | 0.97 |  | Outdoor | Behind the PV modules
NJADRE1554915576 | Administratively Determined Incentive Program | CINNAMINSON | 8077 | 13 | 8 | Residential | Behind the Meter | Yes | Net Metered Residential | Suntuity Solar LLC |  | PSE&G | Accepted | 2023-10-27 | 2023-11-22 | 2024-11-22 | Solar Panels | CANADIAN SOLAR | CS6R-400MS-HL |  | 0.4 | 8 | 248 | 19 |  | Fixed | Roof
NJADRE1554915576 | Administratively Determined Incentive Program | CINNAMINSON | 8077 | 13 | 8 | Residential | Behind the Meter | Yes | Net Metered Residential | Suntuity Solar LLC |  | PSE&G | Accepted | 2023-10-27 | 2023-11-22 | 2024-11-22 | Solar Panels | CANADIAN SOLAR | CS6R-400MS-HL |  | 0.4 | 12 | 158 | 21 |  | Fixed | Roof
NJADRE1554915590 | Administratively Determined Incentive Program | WEST WINDSOR | 8550 | 12 | 11.34 | Residential | Behind the Meter | No | Net Metered Residential | Tesla Energy Operations Inc |  | PSE&G | Accepted | 2023-10-27 | 2023-11-27 | 2024-11-27 | Inverters | Tesla Inc | 1538000-45-A | 7600 |  | 1 |  |  | 0.986 |  | Outside
NJADRE1554915590 | Administratively Determined Incentive Program | WEST WINDSOR | 8550 | 12 | 11.34 | Residential | Behind the Meter | No | Net Metered Residential | Tesla Energy Operations Inc |  | PSE&G | Accepted | 2023-10-27 | 2023-11-27 | 2024-11-27 | Inverters | Tesla Inc | 1538000-38-A | 3800 |  | 1 |  |  | 0.986 |  | Outdoor
NJADRE1554915590 | Administratively Determined Incentive Program | WEST WINDSOR | 8550 | 12 | 11.34 | Residential | Behind the Meter | No | Net Metered Residential | Tesla Energy Operations Inc |  | PSE&G | Accepted | 2023-10-27 | 2023-11-27 | 2024-11-27 | Solar Panels | Hanwha | Q.PEAK DUO BLK ML-G10+/TS 405 |  | 0.405 | 14 | 276 | 34 |  | Fixed | Roof
NJADRE1554915590 | Administratively Determined Incentive Program | WEST WINDSOR | 8550 | 12 | 11.34 | Residential | Behind the Meter | No | Net Metered Residential | Tesla Energy Operations Inc |  | PSE&G | Accepted | 2023-10-27 | 2023-11-27 | 2024-11-27 | Solar Panels | Hanwha | Q.PEAK DUO BLK ML-G10+/TS 405 |  | 0.405 | 14 | 96 | 34 |  | Fixed | Roof
NJADRE1554915607 | Administratively Determined Incentive Program | IRVINGTON | 7111 | 9 | 6.89 | Residential | Behind the Meter | Yes | Net Metered Residential | Pro Custom Solar dba Momentum Solar |  | PSE&G | Accepted | 2023-10-27 | 2023-11-22 | 2024-11-22 | Solar Panels | Â Q. PEAK DUO BLK-G10+405 | hawnha |  | 0.405 | 12 | 118 | 29 |  | Fixed | Roof
NJADRE1554915607 | Administratively Determined Incentive Program | IRVINGTON | 7111 | 9 | 6.89 | Residential | Behind the Meter | Yes | Net Metered Residential | Pro Custom Solar dba Momentum Solar |  | PSE&G | Accepted | 2023-10-27 | 2023-11-22 | 2024-11-22 | Solar Panels | Â Q. PEAK DUO BLK-G10+405 | hawnha |  | 0.405 | 5 | 298 | 29 |  | Fixed | Roof
NJADRE1554915607 | Administratively Determined Incentive Program | IRVINGTON | 7111 | 9 | 6.89 | Residential | Behind the Meter | Yes | Net Metered Residential | Pro Custom Solar dba Momentum Solar |  | PSE&G | Accepted | 2023-10-27 | 2023-11-22 | 2024-11-22 | Inverters | IQ8PLUS-72-2-US | enphase | 290 |  | 17 |  |  | 0.97 |  | Outdoor
NJADRE1554915623 | Administratively Determined Incentive Program | NEWARK | 7106 | 9 | 8 | Residential | Behind the Meter | No | Net Metered Residential | Power Energy Solutions |  | PSE&G | Accepted | 2023-12-01 | 2024-01-08 | 2025-01-08 | Inverters | SE6000H-US | SOLAREDGE | 6000 |  | 1 |  |  | 0.99 |  | Outside | ROOFTOP
NJADRE1554915623 | Administratively Determined Incentive Program | NEWARK | 7106 | 9 | 8 | Residential | Behind the Meter | No | Net Metered Residential | Power Energy Solutions |  | PSE&G | Accepted | 2023-12-01 | 2024-01-08 | 2025-01-08 | Solar Panels | SEL-400 HC+ | SILFAB SOLAR |  | 0.4 | 2 | 222 | 34 |  | Fixed | Roof | ROOFTOP
NJADRE1554915623 | Administratively Determined Incentive Program | NEWARK | 7106 | 9 | 8 | Residential | Behind the Meter | No | Net Metered Residential | Power Energy Solutions |  | PSE&G | Accepted | 2023-12-01 | 2024-01-08 | 2025-01-08 | Solar Panels | SIL | SILFAB SOLAR |  | 0.4 | 18 | 0 | 3 |  | Fixed | Roof | ROOFTOP
NJADRE1554915639 | Administratively Determined Incentive Program | EVESHAM | 8053 | 13 | 13.83 | Residential | Behind the Meter | No | Net Metered Residential | Sun Up Zero Down |  | AC Electric | Accepted | 2023-10-27 | 2023-11-22 | 2024-11-22 | Inverters | Enphase | IQ8PLUS-72-2-US | 290 |  | 35 |  |  | 0.976 |  | Outdoor
NJADRE1554915639 | Administratively Determined Incentive Program | EVESHAM | 8053 | 13 | 13.83 | Residential | Behind the Meter | No | Net Metered Residential | Sun Up Zero Down |  | AC Electric | Accepted | 2023-10-27 | 2023-11-22 | 2024-11-22 | Meters | Enphase | TBD |  |  | 1 |  |  |  | Yes
NJADRE1554915639 | Administratively Determined Incentive Program | EVESHAM | 8053 | 13 | 13.83 | Residential | Behind the Meter | No | Net Metered Residential | Sun Up Zero Down |  | AC Electric | Accepted | 2023-10-27 | 2023-11-22 | 2024-11-22 | Solar Panels | Trina | TSM-395-DE09C.07 |  | 0.395 | 35 | 90 | 30 |  | Fixed | Roof
NJADRE1554915642 | Administratively Determined Incentive Program | MONTVILLE | 7045 | 3 | 16.2 | Residential | Behind the Meter | No | Net Metered Residential | Tesla Energy Operations Inc |  | JCP&L | Accepted | 2023-10-27 | 2023-11-22 | 2024-11-22 | Solar Panels | Hanwha | Q.PEAK DUO BLK ML-G10+/TS 405 |  | 0.405 | 24 | 249 | 23 |  | Fixed | Roof
NJADRE1554915642 | Administratively Determined Incentive Program | MONTVILLE | 7045 | 3 | 16.2 | Residential | Behind the Meter | No | Net Metered Residential | Tesla Energy Operations Inc |  | JCP&L | Accepted | 2023-10-27 | 2023-11-22 | 2024-11-22 | Solar Panels | Hanwha | Q.PEAK DUO BLK ML-G10+/TS 405 |  | 0.405 | 16 | 70 | 23 |  | Fixed | Roof
NJADRE1554915642 | Administratively Determined Incentive Program | MONTVILLE | 7045 | 3 | 16.2 | Residential | Behind the Meter | No | Net Metered Residential | Tesla Energy Operations Inc |  | JCP&L | Accepted | 2023-10-27 | 2023-11-22 | 2024-11-22 | Inverters | Tesla | 1538000-45-A | 7600 |  | 1 |  |  | 0.986 |  | Outdoor
NJADRE1554915642 | Administratively Determined Incentive Program | MONTVILLE | 7045 | 3 | 16.2 | Residential | Behind the Meter | No | Net Metered Residential | Tesla Energy Operations Inc |  | JCP&L | Accepted | 2023-10-27 | 2023-11-22 | 2024-11-22 | Inverters | Tesla | 1538000-45-A | 5700 |  | 1 |  |  | 0.986 |  | Outdoor
NJADRE1554915656 | Administratively Determined Incentive Program | BERGENFIELD | 7621 | 7 | 7.6 | Residential | Behind the Meter | Yes | Net Metered Residential | Suntuity Solar LLC |  | PSE&G | Accepted | 2023-10-27 | 2023-11-27 | 2024-11-27 | Inverters | ENPHASE | IQ8PLUS-72-2-US | 290 |  | 19 |  |  | 0.97 |  | Outdoor | Behind the PV modules
NJADRE1554915656 | Administratively Determined Incentive Program | BERGENFIELD | 7621 | 7 | 7.6 | Residential | Behind the Meter | Yes | Net Metered Residential | Suntuity Solar LLC |  | PSE&G | Accepted | 2023-10-27 | 2023-11-27 | 2024-11-27 | Solar Panels | CANADIAN SOLAR | CS6R-400MS-HL |  | 0.4 | 8 | 90 | 23 |  | Fixed | Roof
NJADRE1554915656 | Administratively Determined Incentive Program | BERGENFIELD | 7621 | 7 | 7.6 | Residential | Behind the Meter | Yes | Net Metered Residential | Suntuity Solar LLC |  | PSE&G | Accepted | 2023-10-27 | 2023-11-27 | 2024-11-27 | Solar Panels | CANADIAN SOLAR | CS6R-400MS-HL |  | 0.4 | 8 | 270 | 23 |  | Fixed | Roof
NJADRE1554915656 | Administratively Determined Incentive Program | BERGENFIELD | 7621 | 7 | 7.6 | Residential | Behind the Meter | Yes | Net Metered Residential | Suntuity Solar LLC |  | PSE&G | Accepted | 2023-10-27 | 2023-11-27 | 2024-11-27 | Solar Panels | CANADIAN SOLAR | CS6R-400MS-HL |  | 0.4 | 3 | 90 | 40 |  | Fixed | Roof
NJADRE1554915660 | Administratively Determined Incentive Program | JERSEY CITY | 7304 | 8 | 7.2 | Residential | Behind the Meter | No | Net Metered Residential | VELOCITY ENERGY |  | PSE&G | Accepted | 2023-10-27 | 2023-12-01 | 2024-12-01 | Inverters | enphase | iq8plus-72-2-us | 290 |  | 18 |  |  | 0.99 |  | Other | behind panels
NJADRE1554915660 | Administratively Determined Incentive Program | JERSEY CITY | 7304 | 8 | 7.2 | Residential | Behind the Meter | No | Net Metered Residential | VELOCITY ENERGY |  | PSE&G | Accepted | 2023-10-27 | 2023-12-01 | 2024-12-01 | Solar Panels | phono | 400w |  | 0.4 | 18 | 137 | 1 |  | Fixed | Roof
NJADRE1554915672 | Administratively Determined Incentive Program | BRIDGETON | 8302 | 20 | 21.06 | Residential | Behind the Meter | No | Net Metered Residential | RCL Enterprises Inc. |  | AC Electric | Accepted | 2023-10-27 | 2023-11-22 | 2024-11-22 | Inverters | Enphase | IQ8plus | 290 |  | 52 |  |  | 0.97 |  | Outdoor
NJADRE1554915672 | Administratively Determined Incentive Program | BRIDGETON | 8302 | 20 | 21.06 | Residential | Behind the Meter | No | Net Metered Residential | RCL Enterprises Inc. |  | AC Electric | Accepted | 2023-10-27 | 2023-11-22 | 2024-11-22 | Solar Panels | QPEAK | DUOBLKMLG10 |  | 0.405 | 15 | 90 | 10 |  | Fixed | Roof
NJADRE1554915672 | Administratively Determined Incentive Program | BRIDGETON | 8302 | 20 | 21.06 | Residential | Behind the Meter | No | Net Metered Residential | RCL Enterprises Inc. |  | AC Electric | Accepted | 2023-10-27 | 2023-11-22 | 2024-11-22 | Solar Panels | QPEAK | DUOBLKMLG10 |  | 0.405 | 15 | 90 | 18 |  | Fixed | Roof
NJADRE1554915672 | Administratively Determined Incentive Program | BRIDGETON | 8302 | 20 | 21.06 | Residential | Behind the Meter | No | Net Metered Residential | RCL Enterprises Inc. |  | AC Electric | Accepted | 2023-10-27 | 2023-11-22 | 2024-11-22 | Solar Panels | QPEAK | DUOBLKMLG10 |  | 0.405 | 15 | 270 | 18 |  | Fixed | Roof
NJADRE1554915672 | Administratively Determined Incentive Program | BRIDGETON | 8302 | 20 | 21.06 | Residential | Behind the Meter | No | Net Metered Residential | RCL Enterprises Inc. |  | AC Electric | Accepted | 2023-10-27 | 2023-11-22 | 2024-11-22 | Solar Panels | QPEAK | DUOBLKMLG10 |  | 0.405 | 7 | 270 | 28 |  | Fixed | Roof
NJADRE1554915697 | Administratively Determined Incentive Program | ATLANTIC CITY | 8401 | 19 | 4.81 | Residential | Behind the Meter | Yes | Net Metered Residential | Vision Solar LLC |  | AC Electric | Accepted | 2023-10-27 | 2023-11-22 | 2024-11-22 | Inverters | SolarEdge | SE3800H-USRGM | 4 |  | 1 |  |  | 0.97 |  | Outdoor
NJADRE1554915697 | Administratively Determined Incentive Program | ATLANTIC CITY | 8401 | 19 | 4.81 | Residential | Behind the Meter | Yes | Net Metered Residential | Vision Solar LLC |  | AC Electric | Accepted | 2023-10-27 | 2023-11-22 | 2024-11-22 | Solar Panels | ZNSHINE SOLAR | ZXM6-NH120-370/M |  | 0.37 | 2 | 152 | 27 |  | Fixed | Roof
NJADRE1554915697 | Administratively Determined Incentive Program | ATLANTIC CITY | 8401 | 19 | 4.81 | Residential | Behind the Meter | Yes | Net Metered Residential | Vision Solar LLC |  | AC Electric | Accepted | 2023-10-27 | 2023-11-22 | 2024-11-22 | Solar Panels | ZNSHINE SOLAR | ZXM6-NH120-370/M |  | 0.37 | 3 | 242 | 27 |  | Fixed | Roof
NJADRE1554915697 | Administratively Determined Incentive Program | ATLANTIC CITY | 8401 | 19 | 4.81 | Residential | Behind the Meter | Yes | Net Metered Residential | Vision Solar LLC |  | AC Electric | Accepted | 2023-10-27 | 2023-11-22 | 2024-11-22 | Solar Panels | ZNSHINE SOLAR | ZXM6-NH120-370/M |  | 0.37 | 8 | 242 | 23 |  | Fixed | Roof
NJADRE1554915705 | Administratively Determined Incentive Program | LEONIA | 7605 | 7 | 7.29 | Residential | Behind the Meter | No | Net Metered Residential | Tesla Energy Operations Inc |  | PSE&G | Accepted | 2023-10-27 | 2023-11-22 | 2024-11-22 | Inverters | 1538000-45-A | Tesla Inc | 7600 |  | 1 |  |  | 0.986 |  | Outdoor
NJADRE1554915705 | Administratively Determined Incentive Program | LEONIA | 7605 | 7 | 7.29 | Residential | Behind the Meter | No | Net Metered Residential | Tesla Energy Operations Inc |  | PSE&G | Accepted | 2023-10-27 | 2023-11-22 | 2024-11-22 | Solar Panels | Hanwha | Q.PEAK DUO BLK ML-G10+/TS 405 |  | 0.405 | 12 | 127 | 32 |  | Fixed | Roof
NJADRE1554915705 | Administratively Determined Incentive Program | LEONIA | 7605 | 7 | 7.29 | Residential | Behind the Meter | No | Net Metered Residential | Tesla Energy Operations Inc |  | PSE&G | Accepted | 2023-10-27 | 2023-11-22 | 2024-11-22 | Solar Panels | Hanwha | Q.PEAK DUO BLK ML-G10+/TS 405 |  | 0.405 | 6 | 307 | 32 |  | Fixed | Roof
NJADRE1554915723 | Administratively Determined Incentive Program | EDISON | 8817 | 11 | 8.51 | Residential | Behind the Meter | No | Net Metered Residential | Tesla Energy Operations Inc |  | PSE&G | Accepted | 2023-10-27 | 2023-11-22 | 2024-11-22 | Solar Panels | Tesla | Q.PEAK DUO BLK ML-G10+/TS 405 |  | 0.405 | 7 | 160 | 34 |  | Fixed | Roof
NJADRE1554915723 | Administratively Determined Incentive Program | EDISON | 8817 | 11 | 8.51 | Residential | Behind the Meter | No | Net Metered Residential | Tesla Energy Operations Inc |  | PSE&G | Accepted | 2023-10-27 | 2023-11-22 | 2024-11-22 | Solar Panels | Q.PEAK DUO BLK ML-G10+/TS 405 | Tesla |  | 0.405 | 3 | 250 | 34 |  | Fixed | Roof
NJADRE1554915723 | Administratively Determined Incentive Program | EDISON | 8817 | 11 | 8.51 | Residential | Behind the Meter | No | Net Metered Residential | Tesla Energy Operations Inc |  | PSE&G | Accepted | 2023-10-27 | 2023-11-22 | 2024-11-22 | Solar Panels | Hanwha | Q.PEAK DUO BLK ML-G10+/TS 405 |  | 0.405 | 8 | 160 | 18 |  | Fixed | Roof
NJADRE1554915723 | Administratively Determined Incentive Program | EDISON | 8817 | 11 | 8.51 | Residential | Behind the Meter | No | Net Metered Residential | Tesla Energy Operations Inc |  | PSE&G | Accepted | 2023-10-27 | 2023-11-22 | 2024-11-22 | Solar Panels | Hanwha | Q.PEAK DUO BLK ML-G10+/TS 405 |  | 0.405 | 3 | 70 | 34 |  | Fixed | Roof
NJADRE1554915723 | Administratively Determined Incentive Program | EDISON | 8817 | 11 | 8.51 | Residential | Behind the Meter | No | Net Metered Residential | Tesla Energy Operations Inc |  | PSE&G | Accepted | 2023-10-27 | 2023-11-22 | 2024-11-22 | Inverters | Tesla | 1538000-45-A | 7600 |  | 1 |  |  | 0.986 |  | Outdoor
NJADRE1554915732 | Administratively Determined Incentive Program | MAYS LANDING | 8330 | 19 | 7.38 | Residential | Behind the Meter | Yes | Net Metered Residential | Sun Up Zero Down LLC |  | AC Electric | Accepted | 2023-10-27 | 2023-11-29 | 2024-11-29 | Inverters | Enphase | IQ8PLUS-72-2-US | 290 |  | 18 |  |  | 0.976 |  | Outdoor
NJADRE1554915732 | Administratively Determined Incentive Program | MAYS LANDING | 8330 | 19 | 7.38 | Residential | Behind the Meter | Yes | Net Metered Residential | Sun Up Zero Down LLC |  | AC Electric | Accepted | 2023-10-27 | 2023-11-29 | 2024-11-29 | Meters | Enphase | TBD |  |  | 1 |  |  |  | Yes
NJADRE1554915732 | Administratively Determined Incentive Program | MAYS LANDING | 8330 | 19 | 7.38 | Residential | Behind the Meter | Yes | Net Metered Residential | Sun Up Zero Down LLC |  | AC Electric | Accepted | 2023-10-27 | 2023-11-29 | 2024-11-29 | Solar Panels | Trina | TSM-410-NE09RC.05 Vertex S+ |  | 0.41 | 18 | 266 | 27 |  | Fixed | Roof
NJADRE1554915769 | Administratively Determined Incentive Program | MAYS LANDING | 8330 | 19 | 7.2 | Residential | Behind the Meter | No | Net Metered Residential | Power Energy Solutions |  | AC Electric | Accepted | 2023-10-31 | 2023-11-29 | 2024-11-29 | Inverters | SE5000H-US | SOLAREDGE | 5000 |  | 1 |  |  | 0.99 |  | Outdoor | GROUND MOUNT
NJADRE1554915769 | Administratively Determined Incentive Program | MAYS LANDING | 8330 | 19 | 7.2 | Residential | Behind the Meter | No | Net Metered Residential | Power Energy Solutions |  | AC Electric | Accepted | 2023-10-31 | 2023-11-29 | 2024-11-29 | Solar Panels | CS6R-400MS-HL HIKU6 BLACK MONO | CANNDAIN SOLAR |  | 0.4 | 18 | 182 | 30 |  | Fixed | Ground | GROUND MOUNT
NJADRE1554915788 | Administratively Determined Incentive Program | Clementon | 8021 | 7 | 10.8 | Residential | Behind the Meter | Yes | Net Metered Residential | Suntuity Solar LLC |  | AC Electric | Accepted | 2023-10-27 | 2023-11-27 | 2024-11-27 | Inverters | ENPHASE | IQ8PLUS-72-2-US | 290 |  | 27 |  |  | 0.97 |  | Outdoor | Behind the PV modules
NJADRE1554915788 | Administratively Determined Incentive Program | Clementon | 8021 | 7 | 10.8 | Residential | Behind the Meter | Yes | Net Metered Residential | Suntuity Solar LLC |  | AC Electric | Accepted | 2023-10-27 | 2023-11-27 | 2024-11-27 | Solar Panels | CANADIANSOLAR | CS6R-400MS-HL |  | 0.4 | 8 | 139 | 36 |  | Fixed | Roof
NJADRE1554915788 | Administratively Determined Incentive Program | Clementon | 8021 | 7 | 10.8 | Residential | Behind the Meter | Yes | Net Metered Residential | Suntuity Solar LLC |  | AC Electric | Accepted | 2023-10-27 | 2023-11-27 | 2024-11-27 | Solar Panels | CANADIANSOLAR | CS6R-400MS-HL |  | 0.4 | 5 | 138 | 21 |  | Fixed | Roof
NJADRE1554915788 | Administratively Determined Incentive Program | Clementon | 8021 | 7 | 10.8 | Residential | Behind the Meter | Yes | Net Metered Residential | Suntuity Solar LLC |  | AC Electric | Accepted | 2023-10-27 | 2023-11-27 | 2024-11-27 | Solar Panels | CANADIANSOLAR | CS6R-400MS-HL |  | 0.4 | 8 | 319 | 36 |  | Fixed | Roof
NJADRE1554915788 | Administratively Determined Incentive Program | Clementon | 8021 | 7 | 10.8 | Residential | Behind the Meter | Yes | Net Metered Residential | Suntuity Solar LLC |  | AC Electric | Accepted | 2023-10-27 | 2023-11-27 | 2024-11-27 | Solar Panels | CANADIANSOLAR | CS6R-400MS-HL |  | 0.4 | 6 | 318 | 21 |  | Fixed | Roof
NJADRE1554915806 | Administratively Determined Incentive Program | EDISON | 8817 | 11 | 9.32 | Residential | Behind the Meter | No | Net Metered Residential | Tesla Energy Operations Inc |  | PSE&G | Accepted | 2023-10-27 | 2023-11-22 | 2024-11-22 | Solar Panels | Q.PEAK DUO BLK ML-G10+/TS 405 | Hanwha |  | 0.405 | 5 | 102 | 34 |  | Fixed | Roof
NJADRE1554915806 | Administratively Determined Incentive Program | EDISON | 8817 | 11 | 9.32 | Residential | Behind the Meter | No | Net Metered Residential | Tesla Energy Operations Inc |  | PSE&G | Accepted | 2023-10-27 | 2023-11-22 | 2024-11-22 | Solar Panels | Hanwha | Q.PEAK DUO BLK ML-G10+/TS 405 |  | 0.405 | 8 | 191 | 34 |  | Fixed | Roof
NJADRE1554915806 | Administratively Determined Incentive Program | EDISON | 8817 | 11 | 9.32 | Residential | Behind the Meter | No | Net Metered Residential | Tesla Energy Operations Inc |  | PSE&G | Accepted | 2023-10-27 | 2023-11-22 | 2024-11-22 | Solar Panels | Q.PEAK DUO BLK ML-G10+/TS 405 | Hanwha |  | 0.405 | 6 | 281 | 34 |  | Fixed | Roof
NJADRE1554915806 | Administratively Determined Incentive Program | EDISON | 8817 | 11 | 9.32 | Residential | Behind the Meter | No | Net Metered Residential | Tesla Energy Operations Inc |  | PSE&G | Accepted | 2023-10-27 | 2023-11-22 | 2024-11-22 | Solar Panels | Hanwha | Q.PEAK DUO BLK ML-G10+/TS 405 |  | 0.405 | 4 | 11 | 34 |  | Fixed | Roof
NJADRE1554915806 | Administratively Determined Incentive Program | EDISON | 8817 | 11 | 9.32 | Residential | Behind the Meter | No | Net Metered Residential | Tesla Energy Operations Inc |  | PSE&G | Accepted | 2023-10-27 | 2023-11-22 | 2024-11-22 | Inverters | Tesla | 1538000-45-A | 7600 |  | 1 |  |  | 0.986 |  | Outdoor
NJADRE1554915829 | Administratively Determined Incentive Program | JAMESBURG | 8831 | 11 | 12.15 | Residential | Behind the Meter | No | Net Metered Residential | Freedom Forever New Jersey LLC |  | JCP&L | Accepted | 2023-10-27 | 2023-12-08 | 2024-12-08 | Inverters | Enphase | IQ8PLUS-72-2-US | 290 |  | 30 |  |  | 0.99 |  | Outdoor
NJADRE1554915829 | Administratively Determined Incentive Program | JAMESBURG | 8831 | 11 | 12.15 | Residential | Behind the Meter | No | Net Metered Residential | Freedom Forever New Jersey LLC |  | JCP&L | Accepted | 2023-10-27 | 2023-12-08 | 2024-12-08 | Solar Panels | REC Solar | REC405AA PUR |  | 0.405 | 20 | 162 | 30 |  | Fixed | Roof
NJADRE1554915829 | Administratively Determined Incentive Program | JAMESBURG | 8831 | 11 | 12.15 | Residential | Behind the Meter | No | Net Metered Residential | Freedom Forever New Jersey LLC |  | JCP&L | Accepted | 2023-10-27 | 2023-12-08 | 2024-12-08 | Solar Panels | REC Solar | REC405AA PUR |  | 0.405 | 10 | 342 | 30 |  | Fixed | Roof
NJADRE1554915878 | Administratively Determined Incentive Program | ELIZABETH | 7202 | 10 | 9.2 | Residential | Behind the Meter | No | Net Metered Residential | TITAN SOLAR POWER |  | PSE&G | Accepted | 2023-10-27 | 2023-12-06 | 2024-12-06 | Solar Panels | MSOLAR | TXI10-400108BB |  | 0.4 | 23 | 93 | 34 |  | Fixed | Roof
NJADRE1554915878 | Administratively Determined Incentive Program | ELIZABETH | 7202 | 10 | 9.2 | Residential | Behind the Meter | No | Net Metered Residential | TITAN SOLAR POWER |  | PSE&G | Accepted | 2023-10-27 | 2023-12-06 | 2024-12-06 | Inverters | Solaredge | SE6000H-US | 6000 |  | 1 |  |  | 0.99 |  | Outdoor
NJADRE1554915990 | Administratively Determined Incentive Program | SUCCASUNNA | 7876 | 3 | 8.86 | Residential | Behind the Meter | No | Net Metered Residential | Freedom Forever New Jersey LLC |  | JCP&L | Accepted | 2023-10-27 | 2023-11-27 | 2024-11-27 | Inverters | Solar Edge | SE6000H-USRGM | 6000 |  | 1 |  |  | 0.99 |  | Outdoor
NJADRE1554915990 | Administratively Determined Incentive Program | SUCCASUNNA | 7876 | 3 | 8.86 | Residential | Behind the Meter | No | Net Metered Residential | Freedom Forever New Jersey LLC |  | JCP&L | Accepted | 2023-10-27 | 2023-11-27 | 2024-11-27 | Solar Panels | Jinko Solar | JKM385M-6RL3-B |  | 0.385 | 3 | 210 | 23 |  | Fixed | Roof
NJADRE1554915990 | Administratively Determined Incentive Program | SUCCASUNNA | 7876 | 3 | 8.86 | Residential | Behind the Meter | No | Net Metered Residential | Freedom Forever New Jersey LLC |  | JCP&L | Accepted | 2023-10-27 | 2023-11-27 | 2024-11-27 | Solar Panels | Jinko Solar | JKM385M-6RL3-B |  | 0.385 | 13 | 210 | 23 |  | Fixed | Roof
NJADRE1554915990 | Administratively Determined Incentive Program | SUCCASUNNA | 7876 | 3 | 8.86 | Residential | Behind the Meter | No | Net Metered Residential | Freedom Forever New Jersey LLC |  | JCP&L | Accepted | 2023-10-27 | 2023-11-27 | 2024-11-27 | Solar Panels | Jinko Solar | JKM385M-6RL3-B |  | 0.385 | 4 | 120 | 23 |  | Fixed | Roof
NJADRE1554915990 | Administratively Determined Incentive Program | SUCCASUNNA | 7876 | 3 | 8.86 | Residential | Behind the Meter | No | Net Metered Residential | Freedom Forever New Jersey LLC |  | JCP&L | Accepted | 2023-10-27 | 2023-11-27 | 2024-11-27 | Solar Panels | Jinko Solar | JKM385M-6RL3-B |  | 0.385 | 3 | 122 | 20 |  | Fixed | Roof
NJADRE1554916113 | Administratively Determined Incentive Program | WILLINGBORO | 8046 | 13 | 7.29 | Residential | Behind the Meter | Yes | Net Metered Residential | SunnyMac LLC |  | PSE&G | Accepted | 2023-10-27 | 2023-11-08 | 2024-11-08 | Solar Panels | Q.PEAK DUO BLK ML-G10+ 405 | HANWHA |  | 0.405 | 5 | 150 | 26 |  | Fixed | Roof
NJADRE1554916113 | Administratively Determined Incentive Program | WILLINGBORO | 8046 | 13 | 7.29 | Residential | Behind the Meter | Yes | Net Metered Residential | SunnyMac LLC |  | PSE&G | Accepted | 2023-10-27 | 2023-11-08 | 2024-11-08 | Solar Panels | Q.PEAK DUO BLK ML-G10+ 405 | HANWHA |  | 0.405 | 11 | 60 | 26 |  | Fixed | Roof
NJADRE1554916113 | Administratively Determined Incentive Program | WILLINGBORO | 8046 | 13 | 7.29 | Residential | Behind the Meter | Yes | Net Metered Residential | SunnyMac LLC |  | PSE&G | Accepted | 2023-10-27 | 2023-11-08 | 2024-11-08 | Solar Panels | Q.PEAK DUO BLK ML-G10+ 405 | HANWHA |  | 0.405 | 2 | 330 | 26 |  | Fixed | Roof
NJADRE1554916113 | Administratively Determined Incentive Program | WILLINGBORO | 8046 | 13 | 7.29 | Residential | Behind the Meter | Yes | Net Metered Residential | SunnyMac LLC |  | PSE&G | Accepted | 2023-10-27 | 2023-11-08 | 2024-11-08 | Inverters | SE 5000H-US | Solaredge | 5000 |  | 1 |  |  | 0.1 |  | Outdoor | next to meter
NJADRE1554916113 | Administratively Determined Incentive Program | WILLINGBORO | 8046 | 13 | 7.29 | Residential | Behind the Meter | Yes | Net Metered Residential | SunnyMac LLC |  | PSE&G | Accepted | 2023-10-27 | 2023-11-08 | 2024-11-08 | Meters | SE-RGMTR-1D-240C-B | Solaredge |  |  | 1 |  |  |  | Yes | Outdoor
NJADRE1554916125 | Administratively Determined Incentive Program | SOMERDALE | 8083 | 14 | 7.5 | Residential | Behind the Meter | Yes | Net Metered Residential | Sunrun Installation Services, Inc. |  | PSE&G | Accepted | 2023-11-03 | 2023-12-04 | 2024-12-04 | Inverters | Delta Electronics | E6-TL-US | 5760 |  | 1 |  |  | 0.96 |  | Outdoor | Next To Meter
NJADRE1554916125 | Administratively Determined Incentive Program | SOMERDALE | 8083 | 14 | 7.5 | Residential | Behind the Meter | Yes | Net Metered Residential | Sunrun Installation Services, Inc. |  | PSE&G | Accepted | 2023-11-03 | 2023-12-04 | 2024-12-04 | Solar Panels | Vikram Solar | VSMDHT.60.375.05 |  | 0.375 | 5 | 182 | 14 |  | Fixed | Roof
NJADRE1554916125 | Administratively Determined Incentive Program | SOMERDALE | 8083 | 14 | 7.5 | Residential | Behind the Meter | Yes | Net Metered Residential | Sunrun Installation Services, Inc. |  | PSE&G | Accepted | 2023-11-03 | 2023-12-04 | 2024-12-04 | Solar Panels | Vikram Solar | VSMDHT.60.375.05 |  | 0.375 | 15 | 181 | 20 |  | Fixed | Roof
NJADRE1554916133 | Administratively Determined Incentive Program | WEST BERLIN | 8091 | 14 | 7.2 | Residential | Behind the Meter | No | Net Metered Residential | Power Energy Solutions |  | AC Electric | Accepted | 2023-11-07 | 2023-12-11 | 2024-12-11 | Inverters | SE5000H-US | SOLAREDGE | 5000 |  | 1 |  |  | 0.99 |  | Outside | ROOFTOP
NJADRE1554916133 | Administratively Determined Incentive Program | WEST BERLIN | 8091 | 14 | 7.2 | Residential | Behind the Meter | No | Net Metered Residential | Power Energy Solutions |  | AC Electric | Accepted | 2023-11-07 | 2023-12-11 | 2024-12-11 | Solar Panels | SIL-400 HC+ | SILFAB SOLAR |  | 0.4 | 18 | 196 | 24 |  | Fixed | Roof | ROOFTOP
NJADRE1554916178 | Administratively Determined Incentive Program | SHORT HILLS | 7078 | 9 | 18.71 | Residential | Behind the Meter | No | Net Metered Residential | Green House Solar |  | JCP&L | Accepted | 2023-10-27 | 2023-11-27 | 2024-11-27 | Inverters | enphase | iq7hs | 384 |  | 43 |  |  | 0.97 |  | Outdoor
NJADRE1554916178 | Administratively Determined Incentive Program | SHORT HILLS | 7078 | 9 | 18.71 | Residential | Behind the Meter | No | Net Metered Residential | Green House Solar |  | JCP&L | Accepted | 2023-10-27 | 2023-11-27 | 2024-11-27 | Solar Panels | sunpower | m435 |  | 0.435 | 17 | 325 | 18 |  | Fixed | Roof
NJADRE1554916178 | Administratively Determined Incentive Program | SHORT HILLS | 7078 | 9 | 18.71 | Residential | Behind the Meter | No | Net Metered Residential | Green House Solar |  | JCP&L | Accepted | 2023-10-27 | 2023-11-27 | 2024-11-27 | Solar Panels | sunpower | m435 |  | 0.435 | 17 | 145 | 18 |  | Fixed | Roof
NJADRE1554916178 | Administratively Determined Incentive Program | SHORT HILLS | 7078 | 9 | 18.71 | Residential | Behind the Meter | No | Net Metered Residential | Green House Solar |  | JCP&L | Accepted | 2023-10-27 | 2023-11-27 | 2024-11-27 | Solar Panels | sunpower | m435 |  | 0.435 | 9 | 235 | 18 |  | Fixed | Roof
NJADRE1554916197 | Administratively Determined Incentive Program | ASBURY | 8802 | 4 | 10.53 | Residential | Behind the Meter | Yes | Net Metered Residential | Pro Custom Solar dba Momentum Solar |  | JCP&L | Accepted | 2023-10-27 | 2023-11-27 | 2024-11-27 | Solar Panels | Â Q. PEAK DUO BLK-G10+405 | hanwha |  | 0.405 | 9 | 68 | 23 |  | Fixed | Roof
NJADRE1554916197 | Administratively Determined Incentive Program | ASBURY | 8802 | 4 | 10.53 | Residential | Behind the Meter | Yes | Net Metered Residential | Pro Custom Solar dba Momentum Solar |  | JCP&L | Accepted | 2023-10-27 | 2023-11-27 | 2024-11-27 | Solar Panels | Â Q. PEAK DUO BLK-G10+405 | hawnha |  | 0.405 | 4 | 248 | 23 |  | Fixed | Roof
NJADRE1554916197 | Administratively Determined Incentive Program | ASBURY | 8802 | 4 | 10.53 | Residential | Behind the Meter | Yes | Net Metered Residential | Pro Custom Solar dba Momentum Solar |  | JCP&L | Accepted | 2023-10-27 | 2023-11-27 | 2024-11-27 | Solar Panels | Â Q. PEAK DUO BLK-G10+405 | hawnha |  | 0.405 | 13 | 158 | 22 |  | Fixed | Roof
NJADRE1554916197 | Administratively Determined Incentive Program | ASBURY | 8802 | 4 | 10.53 | Residential | Behind the Meter | Yes | Net Metered Residential | Pro Custom Solar dba Momentum Solar |  | JCP&L | Accepted | 2023-10-27 | 2023-11-27 | 2024-11-27 | Inverters | IQ8PLUS-72-2-US | enphase | 290 |  | 26 |  |  | 0.97 |  | Outdoor
NJADRE1554916203 | Administratively Determined Incentive Program | PENNSVILLE | 8070 | 16 | 5.67 | Residential | Behind the Meter | Yes | Net Metered Residential | SunnyMac LLC |  | AC Electric | Accepted | 2023-10-27 | 2023-11-30 | 2024-11-30 | Solar Panels | Q.PEAK DUO BLK ML-G10+ 405 | HANWHA |  | 0.405 | 14 | 140 | 17 |  | Fixed | Roof
NJADRE1554916203 | Administratively Determined Incentive Program | PENNSVILLE | 8070 | 16 | 5.67 | Residential | Behind the Meter | Yes | Net Metered Residential | SunnyMac LLC |  | AC Electric | Accepted | 2023-10-27 | 2023-11-30 | 2024-11-30 | Inverters | SE 5000H-US | Solaredge | 5000 |  | 1 |  |  | 0.1 |  | Outdoor | next to meter
NJADRE1554916258 | Administratively Determined Incentive Program | IRVINGTON | 7111 | 9 | 6.66 | Residential | Behind the Meter | Yes | Net Metered Residential | Vision Solar LLC |  | PSE&G | Accepted | 2023-10-27 | 2023-11-27 | 2024-11-27 | Inverters | SolarEdge | SE6000H-USRGM | 6 |  | 1 |  |  | 0.97 |  | Outdoor
NJADRE1554916258 | Administratively Determined Incentive Program | IRVINGTON | 7111 | 9 | 6.66 | Residential | Behind the Meter | Yes | Net Metered Residential | Vision Solar LLC |  | PSE&G | Accepted | 2023-10-27 | 2023-11-27 | 2024-11-27 | Solar Panels | ZNSHINE SOLAR | ZXM6-NH120-370/M |  | 0.37 | 8 | 126 | 34 |  | Fixed | Roof
NJADRE1554916258 | Administratively Determined Incentive Program | IRVINGTON | 7111 | 9 | 6.66 | Residential | Behind the Meter | Yes | Net Metered Residential | Vision Solar LLC |  | PSE&G | Accepted | 2023-10-27 | 2023-11-27 | 2024-11-27 | Solar Panels | ZNSHINE SOLAR | ZXM6-NH120-370/M |  | 0.37 | 10 | 306 | 34 |  | Fixed | Roof
NJADRE1554916271 | Administratively Determined Incentive Program | PISCATAWAY | 8854 | 11 | 8.08 | Residential | Behind the Meter | No | Net Metered Residential | Green Power Energy |  | PSE&G | Accepted | 2023-10-27 | 2023-11-27 | 2024-11-27 | Inverters | Enphase Energy | IQ8PLUS-72-2-US [240V] | 290 |  | 19 |  |  | 0.975 |  | Outside | Roof
NJADRE1554916271 | Administratively Determined Incentive Program | PISCATAWAY | 8854 | 11 | 8.08 | Residential | Behind the Meter | No | Net Metered Residential | Green Power Energy |  | PSE&G | Accepted | 2023-10-27 | 2023-11-27 | 2024-11-27 | Solar Panels | Q-Cells Q.Tron | Q.Tron BLK M-G2+ 425 |  | 0.425 | 3 | 53 | 30 |  | Fixed | Roof
NJADRE1554916271 | Administratively Determined Incentive Program | PISCATAWAY | 8854 | 11 | 8.08 | Residential | Behind the Meter | No | Net Metered Residential | Green Power Energy |  | PSE&G | Accepted | 2023-10-27 | 2023-11-27 | 2024-11-27 | Solar Panels | Q-Cell Q.Tron | Q.Tron BLK M-G2+ 425 |  | 0.425 | 5 | 143 | 37 |  | Fixed | Roof
NJADRE1554916271 | Administratively Determined Incentive Program | PISCATAWAY | 8854 | 11 | 8.08 | Residential | Behind the Meter | No | Net Metered Residential | Green Power Energy |  | PSE&G | Accepted | 2023-10-27 | 2023-11-27 | 2024-11-27 | Solar Panels | Q-Cell Q.Tron | Q.Tron BLK M-G2+ 425 |  | 0.425 | 11 | 233 | 30 |  | Fixed | Roof
NJADRE1554916274 | Administratively Determined Incentive Program | BRIDGEWATER | 8807 | 5 | 436.92 | Commercial | Behind the Meter | No | Small Net-Metered Non-Residential located on Rooftop, Carport, Canopy and Floating Solar | SEA BRIGHT SOLAR, LLC |  | PSE&G | Accepted | 2023-10-27 | 2023-12-01 | 2024-12-01 | Solar Panels | SunPower | SPR-E20-330-COM |  | 0.33 | 340 | 214 | 7 |  | Fixed | Parking Lot | Carport
NJADRE1554916274 | Administratively Determined Incentive Program | BRIDGEWATER | 8807 | 5 | 436.92 | Commercial | Behind the Meter | No | Small Net-Metered Non-Residential located on Rooftop, Carport, Canopy and Floating Solar | SEA BRIGHT SOLAR, LLC |  | PSE&G | Accepted | 2023-10-27 | 2023-12-01 | 2024-12-01 | Solar Panels | SunPower | SPR-E20-330-COM |  | 0.33 | 504 | 214 | 7 |  | Fixed | Parking Lot | Carport
NJADRE1554916274 | Administratively Determined Incentive Program | BRIDGEWATER | 8807 | 5 | 436.92 | Commercial | Behind the Meter | No | Small Net-Metered Non-Residential located on Rooftop, Carport, Canopy and Floating Solar | SEA BRIGHT SOLAR, LLC |  | PSE&G | Accepted | 2023-10-27 | 2023-12-01 | 2024-12-01 | Solar Panels | SunPower | SPR-E20-330-COM |  | 0.33 | 240 | 124 | 7 |  | Fixed | Parking Lot | Carport
NJADRE1554916274 | Administratively Determined Incentive Program | BRIDGEWATER | 8807 | 5 | 436.92 | Commercial | Behind the Meter | No | Small Net-Metered Non-Residential located on Rooftop, Carport, Canopy and Floating Solar | SEA BRIGHT SOLAR, LLC |  | PSE&G | Accepted | 2023-10-27 | 2023-12-01 | 2024-12-01 | Solar Panels | SunPower | SPR-E20-330-COM |  | 0.33 | 240 | 124 | 7 |  | Fixed | Parking Lot | Carport
NJADRE1554916274 | Administratively Determined Incentive Program | BRIDGEWATER | 8807 | 5 | 436.92 | Commercial | Behind the Meter | No | Small Net-Metered Non-Residential located on Rooftop, Carport, Canopy and Floating Solar | SEA BRIGHT SOLAR, LLC |  | PSE&G | Accepted | 2023-10-27 | 2023-12-01 | 2024-12-01 | Inverters | SMA America | SMA CORE1 62-US | 62500 |  | 3 |  |  | 0.975 |  | Outdoor
NJADRE1554916274 | Administratively Determined Incentive Program | BRIDGEWATER | 8807 | 5 | 436.92 | Commercial | Behind the Meter | No | Small Net-Metered Non-Residential located on Rooftop, Carport, Canopy and Floating Solar | SEA BRIGHT SOLAR, LLC |  | PSE&G | Accepted | 2023-10-27 | 2023-12-01 | 2024-12-01 | Inverters | SMA America | SMA CORE1 50-US | 50000 |  | 2 |  |  | 0.975 |  | Outdoor
NJADRE1554916307 | Administratively Determined Incentive Program | PRINCETON | 8540 | 12 | 4.98 | Residential | Behind the Meter | No | Net Metered Residential | Sea Bright Solar LLC |  | PSE&G | Accepted | 2023-10-27 | 2023-11-27 | 2024-11-27 | Solar Panels | Sunpower | SPR-M-415 |  | 0.415 | 10 | 145 | 34 |  | Fixed | Roof
NJADRE1554916307 | Administratively Determined Incentive Program | PRINCETON | 8540 | 12 | 4.98 | Residential | Behind the Meter | No | Net Metered Residential | Sea Bright Solar LLC |  | PSE&G | Accepted | 2023-10-27 | 2023-11-27 | 2024-11-27 | Solar Panels | Sunpower | SPR-M-415 |  | 0.415 | 2 | 145 | 34 |  | Fixed | Roof
NJADRE1554916307 | Administratively Determined Incentive Program | PRINCETON | 8540 | 12 | 4.98 | Residential | Behind the Meter | No | Net Metered Residential | Sea Bright Solar LLC |  | PSE&G | Accepted | 2023-10-27 | 2023-11-27 | 2024-11-27 | Inverters | Enphase | IQ 7HS | 384 |  | 12 |  |  | 0.99 |  | Outside
NJADRE1554916307 | Administratively Determined Incentive Program | PRINCETON | 8540 | 12 | 4.98 | Residential | Behind the Meter | No | Net Metered Residential | Sea Bright Solar LLC |  | PSE&G | Accepted | 2023-10-27 | 2023-11-27 | 2024-11-27 | Meters | Sunpower | PVS 6 |  |  | 1 |  |  |  | Yes | Outdoor
NJADRE1554916311 | Administratively Determined Incentive Program | CINNAMINSON | 8077 | 13 | 21.2 | Residential | Behind the Meter | No | Net Metered Residential | Power Energy Solutions |  | PSE&G | Accepted | 2023-11-29 | 2024-01-02 | 2025-01-02 | Inverters | SE7600H-US | SOLAREDGE | 15200 |  | 2 |  |  | 0.99 |  | Outside | ROOFTOP
NJADRE1554916311 | Administratively Determined Incentive Program | CINNAMINSON | 8077 | 13 | 21.2 | Residential | Behind the Meter | No | Net Metered Residential | Power Energy Solutions |  | PSE&G | Accepted | 2023-11-29 | 2024-01-02 | 2025-01-02 | Solar Panels | SIL-400 HC= | SILFAB SOLAR |  | 0.4 | 4 | 263 | 38 |  | Fixed | Roof | ROOFTOP
NJADRE1554916311 | Administratively Determined Incentive Program | CINNAMINSON | 8077 | 13 | 21.2 | Residential | Behind the Meter | No | Net Metered Residential | Power Energy Solutions |  | PSE&G | Accepted | 2023-11-29 | 2024-01-02 | 2025-01-02 | Solar Panels | SIL-400 HC+ | SILFAB SOLAR |  | 0.4 | 33 | 83 | 38 |  | Fixed | Roof | ROOFTOP
NJADRE1554916311 | Administratively Determined Incentive Program | CINNAMINSON | 8077 | 13 | 21.2 | Residential | Behind the Meter | No | Net Metered Residential | Power Energy Solutions |  | PSE&G | Accepted | 2023-11-29 | 2024-01-02 | 2025-01-02 | Solar Panels | SIL-400 HC+ | SILFAB SOLAR |  | 0.4 | 10 | 83 | 35 |  | Fixed | Roof | ROOFTOP
NJADRE1554916311 | Administratively Determined Incentive Program | CINNAMINSON | 8077 | 13 | 21.2 | Residential | Behind the Meter | No | Net Metered Residential | Power Energy Solutions |  | PSE&G | Accepted | 2023-11-29 | 2024-01-02 | 2025-01-02 | Solar Panels | SIL-400 HC+ | SILFAB SOLAR |  | 0.4 | 2 | 263 | 35 |  | Fixed | Roof | ROOFTOP
NJADRE1554916311 | Administratively Determined Incentive Program | CINNAMINSON | 8077 | 13 | 21.2 | Residential | Behind the Meter | No | Net Metered Residential | Power Energy Solutions |  | PSE&G | Accepted | 2023-11-29 | 2024-01-02 | 2025-01-02 | Solar Panels | SIL-400 HC+ | SILFAB SOLAR |  | 0.4 | 4 | 263 | 38 |  | Fixed | Roof | ROOFTOP
NJADRE1554916319 | Administratively Determined Incentive Program | TOMS RIVER | 8753 | 18 | 13.77 | Residential | Behind the Meter | Yes | Net Metered Residential | SunnyMac LLC |  | JCP&L | Accepted | 2023-10-27 | 2023-12-05 | 2024-12-05 | Solar Panels | Q.PEAK DUO BLK ML-G10+ 405 | HANWHA |  | 0.405 | 23 | 181 | 19 |  | Fixed | Roof
NJADRE1554916319 | Administratively Determined Incentive Program | TOMS RIVER | 8753 | 18 | 13.77 | Residential | Behind the Meter | Yes | Net Metered Residential | SunnyMac LLC |  | JCP&L | Accepted | 2023-10-27 | 2023-12-05 | 2024-12-05 | Solar Panels | Q.PEAK DUO BLK ML-G10+ 405 | HANWHA |  | 0.405 | 11 | 181 | 19 |  | Fixed | Roof
NJADRE1554916319 | Administratively Determined Incentive Program | TOMS RIVER | 8753 | 18 | 13.77 | Residential | Behind the Meter | Yes | Net Metered Residential | SunnyMac LLC |  | JCP&L | Accepted | 2023-10-27 | 2023-12-05 | 2024-12-05 | Inverters | SE11400H-US | Solaredge | 7600 |  | 1 |  |  | 0.1 |  | Outdoor | next to meter
NJADRE1554916459 | Administratively Determined Incentive Program | NEW BRUNSWICK | 8901 | 11 | 8.51 | Residential | Behind the Meter | No | Net Metered Residential | Vision Solar LLC |  | PSE&G | Accepted | 2023-10-27 | 2023-11-27 | 2024-11-27 | Inverters | SolarEdge | SE6000H-USRGM | 6 |  | 1 |  |  | 0.97 |  | Outdoor
NJADRE1554916459 | Administratively Determined Incentive Program | NEW BRUNSWICK | 8901 | 11 | 8.51 | Residential | Behind the Meter | No | Net Metered Residential | Vision Solar LLC |  | PSE&G | Accepted | 2023-10-27 | 2023-11-27 | 2024-11-27 | Solar Panels | ZNSHINE SOLAR | ZXM6-NH120-370/M |  | 0.37 | 3 | 217 | 20 |  | Fixed | Roof
NJADRE1554916459 | Administratively Determined Incentive Program | NEW BRUNSWICK | 8901 | 11 | 8.51 | Residential | Behind the Meter | No | Net Metered Residential | Vision Solar LLC |  | PSE&G | Accepted | 2023-10-27 | 2023-11-27 | 2024-11-27 | Solar Panels | ZNSHINE SOLAR | ZXM6-NH120-370/M |  | 0.37 | 4 | 38 | 35 |  | Fixed | Roof
NJADRE1554916459 | Administratively Determined Incentive Program | NEW BRUNSWICK | 8901 | 11 | 8.51 | Residential | Behind the Meter | No | Net Metered Residential | Vision Solar LLC |  | PSE&G | Accepted | 2023-10-27 | 2023-11-27 | 2024-11-27 | Solar Panels | ZNSHINE SOLAR | ZXM6-NH120-370/M |  | 0.37 | 10 | 218 | 35 |  | Fixed | Roof
NJADRE1554916459 | Administratively Determined Incentive Program | NEW BRUNSWICK | 8901 | 11 | 8.51 | Residential | Behind the Meter | No | Net Metered Residential | Vision Solar LLC |  | PSE&G | Accepted | 2023-10-27 | 2023-11-27 | 2024-11-27 | Solar Panels | ZNSHINE SOLAR | ZXM6-NH120-370/M |  | 0.37 | 3 | 218 | 10 |  | Fixed | Roof
NJADRE1554916459 | Administratively Determined Incentive Program | NEW BRUNSWICK | 8901 | 11 | 8.51 | Residential | Behind the Meter | No | Net Metered Residential | Vision Solar LLC |  | PSE&G | Accepted | 2023-10-27 | 2023-11-27 | 2024-11-27 | Solar Panels | ZNSHINE SOLAR | ZXM6-NH120-370/M |  | 0.37 | 3 | 37 | 20 |  | Fixed | Roof
NJADRE1554916527 | Administratively Determined Incentive Program | NEWARK | 7112 | 9 | 5.92 | Residential | Behind the Meter | Yes | Net Metered Residential | Vision Solar LLC |  | PSE&G | Accepted | 2023-10-27 | 2023-11-27 | 2024-11-27 | Inverters | SolarEdge | SE6000H-USRGM | 6 |  | 1 |  |  | 0.97 |  | Outdoor
NJADRE1554916527 | Administratively Determined Incentive Program | NEWARK | 7112 | 9 | 5.92 | Residential | Behind the Meter | Yes | Net Metered Residential | Vision Solar LLC |  | PSE&G | Accepted | 2023-10-27 | 2023-11-27 | 2024-11-27 | Solar Panels | ZNSHINE SOLAR | ZXM6-NH120-370/M |  | 0.37 | 16 | 306 | 13 |  | Fixed | Roof
NJADRE1554916540 | Administratively Determined Incentive Program | EAST RUTHERFORD | 7073 | 7 | 8.1 | Residential | Behind the Meter | No | Net Metered Residential | Voltaic Solaire LLC |  | PSE&G | Accepted | 2023-10-29 | 2023-11-27 | 2024-11-27 | Inverters | Solar Edge | SE7600H-US | 7600 |  | 1 |  |  | 0.98 |  | Outside
NJADRE1554916540 | Administratively Determined Incentive Program | EAST RUTHERFORD | 7073 | 7 | 8.1 | Residential | Behind the Meter | No | Net Metered Residential | Voltaic Solaire LLC |  | PSE&G | Accepted | 2023-10-29 | 2023-11-27 | 2024-11-27 | Solar Panels | Hanwha Q.CELLS | Q.PEAK DUO |  | 0.405 | 6 | 127 | 20 |  | Fixed | Roof
NJADRE1554916540 | Administratively Determined Incentive Program | EAST RUTHERFORD | 7073 | 7 | 8.1 | Residential | Behind the Meter | No | Net Metered Residential | Voltaic Solaire LLC |  | PSE&G | Accepted | 2023-10-29 | 2023-11-27 | 2024-11-27 | Solar Panels | Hanwha Q.CELLS | Q.PEAK DUO |  | 0.405 | 7 | 37 | 20 |  | Fixed | Roof
NJADRE1554916540 | Administratively Determined Incentive Program | EAST RUTHERFORD | 7073 | 7 | 8.1 | Residential | Behind the Meter | No | Net Metered Residential | Voltaic Solaire LLC |  | PSE&G | Accepted | 2023-10-29 | 2023-11-27 | 2024-11-27 | Solar Panels | Hanwha Q.CELLS | Q.PEAK DUO |  | 0.405 | 7 | 217 | 20 |  | Fixed | Roof
NJADRE1554916582 | Administratively Determined Incentive Program | MAYS LANDING | 8330 | 19 | 3.65 | Residential | Behind the Meter | Yes | Net Metered Residential | Sunrun Installation Services, Inc. |  | AC Electric | Accepted | 2023-10-27 | 2023-11-27 | 2024-11-27 | Inverters | SolarEdge Technologies | SE3800H-USMN | 3800 |  | 1 |  |  | 0.96 |  | Outdoor | Next To Meter
NJADRE1554916582 | Administratively Determined Incentive Program | MAYS LANDING | 8330 | 19 | 3.65 | Residential | Behind the Meter | Yes | Net Metered Residential | Sunrun Installation Services, Inc. |  | AC Electric | Accepted | 2023-10-27 | 2023-11-27 | 2024-11-27 | Solar Panels | Hanwha Q Cells | Q.PEAK DUO BLK ML-G10+ 405 |  | 0.405 | 7 | 203 | 26 |  | Fixed | Roof
NJADRE1554916582 | Administratively Determined Incentive Program | MAYS LANDING | 8330 | 19 | 3.65 | Residential | Behind the Meter | Yes | Net Metered Residential | Sunrun Installation Services, Inc. |  | AC Electric | Accepted | 2023-10-27 | 2023-11-27 | 2024-11-27 | Solar Panels | Hanwha Q Cells | Q.PEAK DUO BLK ML-G10+ 405 |  | 0.405 | 2 | 23 | 26 |  | Fixed | Roof
NJADRE1554916591 | Administratively Determined Incentive Program | CLEMENTON | 8021 | 14 | 5.67 | Residential | Behind the Meter | Yes | Net Metered Residential | Skyline Solar LLC |  | AC Electric | Accepted | 2023-10-27 | 2023-11-27 | 2024-11-27 | Solar Panels | Q CELLS | Q.PEAK DUO BLK ML-G10+ |  | 0.405 | 14 | 192 | 36 |  | Fixed | Roof
NJADRE1554916591 | Administratively Determined Incentive Program | CLEMENTON | 8021 | 14 | 5.67 | Residential | Behind the Meter | Yes | Net Metered Residential | Skyline Solar LLC |  | AC Electric | Accepted | 2023-10-27 | 2023-11-27 | 2024-11-27 | Inverters | SOLAREDGE | SE3800H-US | 3800 |  | 1 |  |  | 0.992 |  | Outdoor
NJADRE1554916641 | Administratively Determined Incentive Program | WILLIAMSTOWN | 8094 | 15 | 18.4 | Residential | Behind the Meter | No | Net Metered Residential | Power Energy Solutions |  | AC Electric | Accepted | 2023-10-31 | 2023-11-29 | 2024-11-29 | Inverters | SE10000H-US | SOLAREDGE | 10000 |  | 1 |  |  | 0.99 |  | Outside | ROOFTOP
NJADRE1554916641 | Administratively Determined Incentive Program | WILLIAMSTOWN | 8094 | 15 | 18.4 | Residential | Behind the Meter | No | Net Metered Residential | Power Energy Solutions |  | AC Electric | Accepted | 2023-10-31 | 2023-11-29 | 2024-11-29 | Solar Panels | SIL-400 HC+ | SILFAB SOLAR |  | 0.4 | 13 | 121 | 20 |  | Fixed | Roof | ROOFTOP
NJADRE1554916641 | Administratively Determined Incentive Program | WILLIAMSTOWN | 8094 | 15 | 18.4 | Residential | Behind the Meter | No | Net Metered Residential | Power Energy Solutions |  | AC Electric | Accepted | 2023-10-31 | 2023-11-29 | 2024-11-29 | Solar Panels | SIL-400 HC+ | SILFAB SOLAR |  | 0.4 | 9 | 211 | 16 |  | Fixed | Roof | ROOFTOP
NJADRE1554916641 | Administratively Determined Incentive Program | WILLIAMSTOWN | 8094 | 15 | 18.4 | Residential | Behind the Meter | No | Net Metered Residential | Power Energy Solutions |  | AC Electric | Accepted | 2023-10-31 | 2023-11-29 | 2024-11-29 | Solar Panels | SIL-400 HC+ | SILFAB SOLAR |  | 0.4 | 9 | 31 | 16 |  | Fixed | Roof | ROOFTOP
NJADRE1554916641 | Administratively Determined Incentive Program | WILLIAMSTOWN | 8094 | 15 | 18.4 | Residential | Behind the Meter | No | Net Metered Residential | Power Energy Solutions |  | AC Electric | Accepted | 2023-10-31 | 2023-11-29 | 2024-11-29 | Solar Panels | SIL-400 HC+ | SILFAB SOLAR |  | 0.4 | 3 | 301 | 20 |  | Fixed | Roof | ROOFTOP
NJADRE1554916641 | Administratively Determined Incentive Program | WILLIAMSTOWN | 8094 | 15 | 18.4 | Residential | Behind the Meter | No | Net Metered Residential | Power Energy Solutions |  | AC Electric | Accepted | 2023-10-31 | 2023-11-29 | 2024-11-29 | Solar Panels | SIL-400 HC+ | SILFAB SOLAR |  | 0.4 | 6 | 121 | 20 |  | Fixed | Roof | ROOFTOP
NJADRE1554916641 | Administratively Determined Incentive Program | WILLIAMSTOWN | 8094 | 15 | 18.4 | Residential | Behind the Meter | No | Net Metered Residential | Power Energy Solutions |  | AC Electric | Accepted | 2023-10-31 | 2023-11-29 | 2024-11-29 | Solar Panels | SIL-400 HC+ | SILFAB SOLAR |  | 0.4 | 6 | 121 | 20 |  | Fixed | Roof | ROOFTOP
NJADRE1554918689 | Administratively Determined Incentive Program | MILLVILLE | 8332 | 20 | 8.8 | Residential | Behind the Meter | No | Net Metered Residential | Power Energy Solutions |  | AC Electric | Accepted | 2023-12-01 | 2024-01-05 | 2025-01-05 | Solar Panels | CS6R-400MS-HL HIKU6 BLACK MONO | CANNDAIN SOLAR |  | 0.4 | 22 | 175 | 20 |  | Fixed | Roof | ROOFTOP
NJADRE1554918689 | Administratively Determined Incentive Program | MILLVILLE | 8332 | 20 | 8.8 | Residential | Behind the Meter | No | Net Metered Residential | Power Energy Solutions |  | AC Electric | Accepted | 2023-12-01 | 2024-01-05 | 2025-01-05 | Inverters | SE6000H-US | SOLAREDGE | 6000 |  | 1 |  |  | 0.99 |  | Outside | ROOFTOP
NJADRE1554919215 | Administratively Determined Incentive Program | LITTLE EGG HARBOR TWP | 8087 | 18 | 8.8 | Residential | Behind the Meter | No | Net Metered Residential | Power Energy Solutions |  | AC Electric | Accepted | 2023-10-31 | 2023-11-29 | 2024-11-29 | Inverters | SE6000H-US | Solaredge | 6000 |  | 1 |  |  | 0.99 |  | Outside | ROOFTOP
NJADRE1554919215 | Administratively Determined Incentive Program | LITTLE EGG HARBOR TWP | 8087 | 18 | 8.8 | Residential | Behind the Meter | No | Net Metered Residential | Power Energy Solutions |  | AC Electric | Accepted | 2023-10-31 | 2023-11-29 | 2024-11-29 | Solar Panels | CS6R-400MS-HL HIKU6 BLACK MONO | CANNDAIN SOLAR |  | 0.4 | 22 | 174 | 20 |  | Fixed | Roof | ROOFTOP
NJADRE1554919253 | Administratively Determined Incentive Program | RARITAN | 8869 | 5 | 9.99 | Residential | Behind the Meter | No | Net Metered Residential | Greentech Solar USA LLC |  | PSE&G | Accepted | 2023-10-28 | 2023-11-30 | 2024-11-30 | Inverters | Growatt | MIN10000TL-XH-US | 10000 |  | 1 |  |  | 0.98 |  | Outdoor | Outside Wall
NJADRE1554919253 | Administratively Determined Incentive Program | RARITAN | 8869 | 5 | 9.99 | Residential | Behind the Meter | No | Net Metered Residential | Greentech Solar USA LLC |  | PSE&G | Accepted | 2023-10-28 | 2023-11-30 | 2024-11-30 | Solar Panels | ZNSHINE | ZXM6-NH120 |  | 0.37 | 9 | 170 | 32 |  | Fixed | Roof
NJADRE1554919253 | Administratively Determined Incentive Program | RARITAN | 8869 | 5 | 9.99 | Residential | Behind the Meter | No | Net Metered Residential | Greentech Solar USA LLC |  | PSE&G | Accepted | 2023-10-28 | 2023-11-30 | 2024-11-30 | Solar Panels | ZNSHINE | ZXM6-NH120 |  | 0.37 | 18 | 170 | 32 |  | Fixed | Roof
NJADRE1554920133 | Administratively Determined Incentive Program | CAMDEN | 8105 | 14 | 4 | Residential | Behind the Meter | No | Net Metered Residential | Power Energy Solutions |  | PSE&G | Accepted | 2023-11-01 | 2023-12-05 | 2024-12-05 | Solar Panels | CS6R-400MS-HL HIKU6 BLACK MONO | CANNDAIN SOLAR |  | 0.4 | 10 | 3 | 0 |  | Fixed | Roof | rooftop
NJADRE1554920133 | Administratively Determined Incentive Program | CAMDEN | 8105 | 14 | 4 | Residential | Behind the Meter | No | Net Metered Residential | Power Energy Solutions |  | PSE&G | Accepted | 2023-11-01 | 2023-12-05 | 2024-12-05 | Inverters | SE3800H-US | SOLAREDGE | 3800 |  | 1 |  |  | 0.99 |  | Outside | ROOFTOP
NJADRE1554920161 | Administratively Determined Incentive Program | BOONTON | 7005 | 3 | 22.32 | Residential | Behind the Meter | No | Net Metered Residential |  |  | JCP&L | Accepted | 2024-01-26 | 2024-02-19 | 2025-02-19 | Inverters | Growatt | MIN11400TL-XH-US | 11400 |  | 1 |  |  | 0.985 |  | Outside
NJADRE1554920161 | Administratively Determined Incentive Program | BOONTON | 7005 | 3 | 22.32 | Residential | Behind the Meter | No | Net Metered Residential |  |  | JCP&L | Accepted | 2024-01-26 | 2024-02-19 | 2025-02-19 | Solar Panels | Jinko | JKM465M-7RL3-TV |  | 0.465 | 48 | 171 | 35 |  | Fixed | Ground
NJADRE1554920161 | Administratively Determined Incentive Program | BOONTON | 7005 | 3 | 22.32 | Residential | Behind the Meter | No | Net Metered Residential |  |  | JCP&L | Accepted | 2024-01-26 | 2024-02-19 | 2025-02-19 | Meters | ITRON | Centron |  |  | 1 |  |  |  | Yes | Outdoor
NJADRE1554920161 | Administratively Determined Incentive Program | BOONTON | 7005 | 3 | 22.32 | Residential | Behind the Meter | No | Net Metered Residential |  |  | JCP&L | Accepted | 2024-01-26 | 2024-02-19 | 2025-02-19 | Inverters | Growayy | MIN 7600 XH-US | 7600 |  | 1 |  |  | 0.985 |  | Outside
NJADRE1554921175 | Administratively Determined Incentive Program | HOWELL | 7731 | 17 | 8.8 | Residential | Behind the Meter | Yes | Net Metered Residential | Suntuity Solar LLC |  | JCP&L | Accepted | 2023-10-30 | 2023-11-28 | 2024-11-28 | Solar Panels | CANADIANSOLAR | CS6R-400MS-HL |  | 0.4 | 20 | 154 | 19 |  | Fixed | Roof
NJADRE1554921175 | Administratively Determined Incentive Program | HOWELL | 7731 | 17 | 8.8 | Residential | Behind the Meter | Yes | Net Metered Residential | Suntuity Solar LLC |  | JCP&L | Accepted | 2023-10-30 | 2023-11-28 | 2024-11-28 | Solar Panels | CANADIANSOLAR | CS6R-400MS-HL |  | 0.4 | 2 | 334 | 19 |  | Fixed | Roof
NJADRE1554921175 | Administratively Determined Incentive Program | HOWELL | 7731 | 17 | 8.8 | Residential | Behind the Meter | Yes | Net Metered Residential | Suntuity Solar LLC |  | JCP&L | Accepted | 2023-10-30 | 2023-11-28 | 2024-11-28 | Inverters | ENPHASE | IQ8PLUS-72-2-US | 290 |  | 22 |  |  | 0.97 |  | Outdoor | Behind the PV modules
NJADRE1554921177 | Administratively Determined Incentive Program | BEVERLY | 8010 | 13 | 13.6 | Residential | Behind the Meter | Yes | Net Metered Residential | Suntuity Solar LLC |  | PSE&G | Accepted | 2023-10-30 | 2023-11-28 | 2024-11-28 | Inverters | ENPHASE | IQ8PLUS-72-2-US | 290 |  | 34 |  |  | 0.97 |  | Outdoor | Behind the PV modules
NJADRE1554921177 | Administratively Determined Incentive Program | BEVERLY | 8010 | 13 | 13.6 | Residential | Behind the Meter | Yes | Net Metered Residential | Suntuity Solar LLC |  | PSE&G | Accepted | 2023-10-30 | 2023-11-28 | 2024-11-28 | Solar Panels | CANADIAN SOLAR | CS6R-400MS-HL |  | 0.4 | 34 | 147 | 34 |  | Fixed | Roof
NJADRE1554921180 | Administratively Determined Incentive Program | EGG HARBOR CITY | 8215 | 19 | 6.4 | Residential | Behind the Meter | No | Net Metered Residential | Natural Power Sources LLC dba Suntuity |  | AC Electric | Accepted | 2023-10-30 | 2023-11-27 | 2024-11-27 | Inverters | ENPHASE | IQ8PLUS-72-2-US | 290 |  | 16 |  |  | 0.97 |  | Outdoor | Behind the PV modules
NJADRE1554921180 | Administratively Determined Incentive Program | EGG HARBOR CITY | 8215 | 19 | 6.4 | Residential | Behind the Meter | No | Net Metered Residential | Natural Power Sources LLC dba Suntuity |  | AC Electric | Accepted | 2023-10-30 | 2023-11-27 | 2024-11-27 | Solar Panels | CANADIANSOLAR | CS6R-400MS-HL |  | 0.4 | 16 | 222 | 19 |  | Fixed | Roof
NJADRE1554921181 | Administratively Determined Incentive Program | PITTSGROVE | 8318 | 16 | 18.4 | Residential | Behind the Meter | Yes | Net Metered Residential | Suntuity Solar LLC |  | AC Electric | Accepted | 2023-10-30 | 2023-11-28 | 2024-11-28 | Inverters | ENPHASE | IQ8 PLUS MICRO-INVERTER (46) | 290 |  | 46 |  |  | 0.97 |  | Outdoor | Behind the PV modules
NJADRE1554921181 | Administratively Determined Incentive Program | PITTSGROVE | 8318 | 16 | 18.4 | Residential | Behind the Meter | Yes | Net Metered Residential | Suntuity Solar LLC |  | AC Electric | Accepted | 2023-10-30 | 2023-11-28 | 2024-11-28 | Solar Panels | CANADIAN SOLAR | CS6R-400MS-HL |  | 0.4 | 46 | 180 | 20 |  | Fixed | Roof
NJADRE1554921184 | Administratively Determined Incentive Program | SOUTH AMBOY | 8879 | 11 | 6.4 | Residential | Behind the Meter | Yes | Net Metered Residential | Suntuity Solar LLC |  | JCP&L | Accepted | 2023-10-30 | 2023-11-27 | 2024-11-27 | Inverters | (16) ENPHASE | IQ8PLUS-72-2-US | 290 |  | 16 |  |  | 0.97 |  | Outdoor | Behind the PV modules
NJADRE1554921184 | Administratively Determined Incentive Program | SOUTH AMBOY | 8879 | 11 | 6.4 | Residential | Behind the Meter | Yes | Net Metered Residential | Suntuity Solar LLC |  | JCP&L | Accepted | 2023-10-30 | 2023-11-27 | 2024-11-27 | Solar Panels | (16) CANADIAN | SOLAR CS6R-400MS-HL |  | 0.4 | 12 | 66 | 20 |  | Fixed | Roof
NJADRE1554921184 | Administratively Determined Incentive Program | SOUTH AMBOY | 8879 | 11 | 6.4 | Residential | Behind the Meter | Yes | Net Metered Residential | Suntuity Solar LLC |  | JCP&L | Accepted | 2023-10-30 | 2023-11-27 | 2024-11-27 | Solar Panels | (16) CANADIAN | SOLAR CS6R-400MS-HL |  | 0.4 | 4 | 246 | 20 |  | Fixed | Roof
NJADRE1554921186 | Administratively Determined Incentive Program | PLEASANTVILLE | 8232 | 19 | 11.6 | Residential | Behind the Meter | Yes | Net Metered Residential | Suntuity Solar LLC |  | AC Electric | Accepted | 2023-10-30 | 2023-11-27 | 2024-11-27 | Inverters | ENPHASE | IQ8PLUS-72-2-US | 290 |  | 29 |  |  | 0.97 |  | Outdoor | Behind the PV modules
NJADRE1554921186 | Administratively Determined Incentive Program | PLEASANTVILLE | 8232 | 19 | 11.6 | Residential | Behind the Meter | Yes | Net Metered Residential | Suntuity Solar LLC |  | AC Electric | Accepted | 2023-10-30 | 2023-11-27 | 2024-11-27 | Solar Panels | CANADIANSOLAR | CS6R-400MS-HL |  | 0.4 | 12 | 206 | 18 |  | Fixed | Roof
NJADRE1554921186 | Administratively Determined Incentive Program | PLEASANTVILLE | 8232 | 19 | 11.6 | Residential | Behind the Meter | Yes | Net Metered Residential | Suntuity Solar LLC |  | AC Electric | Accepted | 2023-10-30 | 2023-11-27 | 2024-11-27 | Solar Panels | CANADIANSOLAR | CS6R-400MS-HL |  | 0.4 | 11 | 26 | 18 |  | Fixed | Roof
NJADRE1554921186 | Administratively Determined Incentive Program | PLEASANTVILLE | 8232 | 19 | 11.6 | Residential | Behind the Meter | Yes | Net Metered Residential | Suntuity Solar LLC |  | AC Electric | Accepted | 2023-10-30 | 2023-11-27 | 2024-11-27 | Solar Panels | CANADIANSOLAR | CS6R-400MS-HL |  | 0.4 | 6 | 206 | 18 |  | Fixed | Roof
NJADRE1554921190 | Administratively Determined Incentive Program | Hightstown | 8520 | 12 | 6.8 | Residential | Behind the Meter | Yes | Net Metered Residential | Suntuity Solar LLC |  | JCP&L | Accepted | 2023-10-30 | 2023-11-27 | 2024-11-27 | Inverters | (17) ENPHASE | IQ8PLUS-72-2-US | 290 |  | 17 |  |  | 0.97 |  | Outdoor | Behind the PV modules
NJADRE1554921190 | Administratively Determined Incentive Program | Hightstown | 8520 | 12 | 6.8 | Residential | Behind the Meter | Yes | Net Metered Residential | Suntuity Solar LLC |  | JCP&L | Accepted | 2023-10-30 | 2023-11-27 | 2024-11-27 | Solar Panels | (17) CANADIAN SOLAR | CS6R-400MS-HL |  | 0.4 | 6 | 300 | 23 |  | Fixed | Roof
NJADRE1554921190 | Administratively Determined Incentive Program | Hightstown | 8520 | 12 | 6.8 | Residential | Behind the Meter | Yes | Net Metered Residential | Suntuity Solar LLC |  | JCP&L | Accepted | 2023-10-30 | 2023-11-27 | 2024-11-27 | Solar Panels | (17) CANADIAN SOLAR | CS6R-400MS-HL |  | 0.4 | 11 | 120 | 23 |  | Fixed | Roof
NJADRE1554921210 | Administratively Determined Incentive Program | TUCKERTON | 8087 | 18 | 6 | Residential | Behind the Meter | Yes | Net Metered Residential | Suntuity Solar LLC |  | AC Electric | Accepted | 2023-10-30 | 2023-11-27 | 2024-11-27 | Inverters | (15) ENPHASE | IQ8PLUS-72-2-US | 290 |  | 15 |  |  | 0.97 |  | Outdoor | Behind the PV modules
NJADRE1554921210 | Administratively Determined Incentive Program | TUCKERTON | 8087 | 18 | 6 | Residential | Behind the Meter | Yes | Net Metered Residential | Suntuity Solar LLC |  | AC Electric | Accepted | 2023-10-30 | 2023-11-27 | 2024-11-27 | Solar Panels | (15) CANADIAN SOLAR | CS6R-400MS-HL |  | 0.4 | 15 | 183 | 6 |  | Fixed | Roof
NJADRE1554921220 | Administratively Determined Incentive Program | EDISON | 8817 | 11 | 11.34 | Residential | Behind the Meter | No | Net Metered Residential | Tesla Energy Operations Inc |  | PSE&G | Accepted | 2023-10-30 | 2023-11-27 | 2024-11-27 | Solar Panels | Hanwha | Q.PEAK DUO BLK ML-G10+/TS 405 |  | 0.405 | 22 | 137 | 30 |  | Fixed | Roof
NJADRE1554921220 | Administratively Determined Incentive Program | EDISON | 8817 | 11 | 11.34 | Residential | Behind the Meter | No | Net Metered Residential | Tesla Energy Operations Inc |  | PSE&G | Accepted | 2023-10-30 | 2023-11-27 | 2024-11-27 | Solar Panels | Hanwha | Q.PEAK DUO BLK ML-G10+/TS 405 |  | 0.405 | 6 | 317 | 30 |  | Fixed | Roof
NJADRE1554921220 | Administratively Determined Incentive Program | EDISON | 8817 | 11 | 11.34 | Residential | Behind the Meter | No | Net Metered Residential | Tesla Energy Operations Inc |  | PSE&G | Accepted | 2023-10-30 | 2023-11-27 | 2024-11-27 | Inverters | 1538000-45-A | Tesla | 7600 |  | 1 |  |  | 0.986 |  | Outdoor
NJADRE1554921220 | Administratively Determined Incentive Program | EDISON | 8817 | 11 | 11.34 | Residential | Behind the Meter | No | Net Metered Residential | Tesla Energy Operations Inc |  | PSE&G | Accepted | 2023-10-30 | 2023-11-27 | 2024-11-27 | Inverters | Tesla | 1538000-45-A | 3800 |  | 1 |  |  | 0.986 |  | Outdoor
NJADRE1554921223 | Administratively Determined Incentive Program | MARLTON | 8053 | 13 | 17.6 | Residential | Behind the Meter | Yes | Net Metered Residential | Suntuity Solar LLC |  | AC Electric | Accepted | 2023-10-30 | 2023-11-28 | 2024-11-28 | Inverters | (44) ENPHASE | IQ8PLUS-72-2-US | 290 |  | 44 |  |  | 0.97 |  | Outdoor | Behind the PV modules
NJADRE1554921223 | Administratively Determined Incentive Program | MARLTON | 8053 | 13 | 17.6 | Residential | Behind the Meter | Yes | Net Metered Residential | Suntuity Solar LLC |  | AC Electric | Accepted | 2023-10-30 | 2023-11-28 | 2024-11-28 | Solar Panels | (44) CANADIANSOLAR | CS6R-400MS-HL |  | 0.4 | 13 | 248 | 40 |  | Fixed | Roof
NJADRE1554921223 | Administratively Determined Incentive Program | MARLTON | 8053 | 13 | 17.6 | Residential | Behind the Meter | Yes | Net Metered Residential | Suntuity Solar LLC |  | AC Electric | Accepted | 2023-10-30 | 2023-11-28 | 2024-11-28 | Solar Panels | (44) CANADIANSOLAR | CS6R-400MS-HL |  | 0.4 | 8 | 158 | 34 |  | Fixed | Roof
NJADRE1554921223 | Administratively Determined Incentive Program | MARLTON | 8053 | 13 | 17.6 | Residential | Behind the Meter | Yes | Net Metered Residential | Suntuity Solar LLC |  | AC Electric | Accepted | 2023-10-30 | 2023-11-28 | 2024-11-28 | Solar Panels | (44) CANADIANSOLAR | CS6R-400MS-HL |  | 0.4 | 4 | 248 | 34 |  | Fixed | Roof
NJADRE1554921223 | Administratively Determined Incentive Program | MARLTON | 8053 | 13 | 17.6 | Residential | Behind the Meter | Yes | Net Metered Residential | Suntuity Solar LLC |  | AC Electric | Accepted | 2023-10-30 | 2023-11-28 | 2024-11-28 | Solar Panels | (44) CANADIANSOLAR | CS6R-400MS-HL |  | 0.4 | 8 | 338 | 34 |  | Fixed | Roof
NJADRE1554921223 | Administratively Determined Incentive Program | MARLTON | 8053 | 13 | 17.6 | Residential | Behind the Meter | Yes | Net Metered Residential | Suntuity Solar LLC |  | AC Electric | Accepted | 2023-10-30 | 2023-11-28 | 2024-11-28 | Solar Panels | (44) CANADIANSOLAR | CS6R-400MS-HL |  | 0.4 | 6 | 68 | 34 |  | Fixed | Roof
NJADRE1554921223 | Administratively Determined Incentive Program | MARLTON | 8053 | 13 | 17.6 | Residential | Behind the Meter | Yes | Net Metered Residential | Suntuity Solar LLC |  | AC Electric | Accepted | 2023-10-30 | 2023-11-28 | 2024-11-28 | Solar Panels | (44) CANADIANSOLAR | CS6R-400MS-HL |  | 0.4 | 5 | 338 | 34 |  | Fixed | Roof
NJADRE1554921233 | Administratively Determined Incentive Program | EAST WINDSOR | 8520 | 12 | 8.1 | Residential | Behind the Meter | Yes | Net Metered Residential | Pro Custom Solar dba Momentum Solar |  | JCP&L | Accepted | 2023-10-30 | 2023-11-27 | 2024-11-27 | Solar Panels | Â Q. PEAK DUO BLK-G10+405 | HANWHA |  | 0.405 | 10 | 96 | 24 |  | Fixed | Roof
NJADRE1554921233 | Administratively Determined Incentive Program | EAST WINDSOR | 8520 | 12 | 8.1 | Residential | Behind the Meter | Yes | Net Metered Residential | Pro Custom Solar dba Momentum Solar |  | JCP&L | Accepted | 2023-10-30 | 2023-11-27 | 2024-11-27 | Solar Panels | Â Q. PEAK DUO BLK-G10+405 | hawnha |  | 0.405 | 10 | 276 | 24 |  | Fixed | Roof
NJADRE1554921233 | Administratively Determined Incentive Program | EAST WINDSOR | 8520 | 12 | 8.1 | Residential | Behind the Meter | Yes | Net Metered Residential | Pro Custom Solar dba Momentum Solar |  | JCP&L | Accepted | 2023-10-30 | 2023-11-27 | 2024-11-27 | Inverters | IQ8PLUS-72-2-US | enphase | 290 |  | 20 |  |  | 0.97 |  | Outdoor
NJADRE1554921264 | Administratively Determined Incentive Program | LAKE HOPATCONG | 7849 | 3 | 6.3 | Residential | Behind the Meter | Yes | Net Metered Residential | EMT Renewables |  | JCP&L | Accepted | 2023-10-30 | 2023-11-27 | 2024-11-27 | Inverters | ENPHASE | IQ7x | 315 |  | 15 |  |  | 0.98 |  | Other | UNDER EACH PANEL
NJADRE1554921264 | Administratively Determined Incentive Program | LAKE HOPATCONG | 7849 | 3 | 6.3 | Residential | Behind the Meter | Yes | Net Metered Residential | EMT Renewables |  | JCP&L | Accepted | 2023-10-30 | 2023-11-27 | 2024-11-27 | Solar Panels | REC ALPHA | REC 420 |  | 0.42 | 15 | 212 | 27 |  | Fixed | Roof
NJADRE1554921267 | Administratively Determined Incentive Program | COLONIA | 7067 | 10 | 9.72 | Residential | Behind the Meter | No | Net Metered Residential | Tesla Energy Operations Inc |  | PSE&G | Accepted | 2023-10-30 | 2023-11-28 | 2024-11-28 | Solar Panels | Hanwha | Q.PEAK DUO BLK ML-G10+/TS 405 |  | 0.405 | 7 | 173 | 30 |  | Fixed | Roof
NJADRE1554921267 | Administratively Determined Incentive Program | COLONIA | 7067 | 10 | 9.72 | Residential | Behind the Meter | No | Net Metered Residential | Tesla Energy Operations Inc |  | PSE&G | Accepted | 2023-10-30 | 2023-11-28 | 2024-11-28 | Solar Panels | Q.PEAK DUO BLK ML-G10+/TS 405 | Hanwha |  | 0.405 | 9 | 83 | 45 |  | Fixed | Roof
NJADRE1554921267 | Administratively Determined Incentive Program | COLONIA | 7067 | 10 | 9.72 | Residential | Behind the Meter | No | Net Metered Residential | Tesla Energy Operations Inc |  | PSE&G | Accepted | 2023-10-30 | 2023-11-28 | 2024-11-28 | Solar Panels | Hanwha | Q.PEAK DUO BLK ML-G10+/TS 405 |  | 0.405 | 8 | 263 | 45 |  | Fixed | Roof
NJADRE1554921267 | Administratively Determined Incentive Program | COLONIA | 7067 | 10 | 9.72 | Residential | Behind the Meter | No | Net Metered Residential | Tesla Energy Operations Inc |  | PSE&G | Accepted | 2023-10-30 | 2023-11-28 | 2024-11-28 | Inverters | Tesla | 1538000-45-A | 7600 |  | 1 |  |  | 0.986 |  | Outdoor
NJADRE1554921271 | Administratively Determined Incentive Program | Cape May Court House | 8210 | 21 | 6.48 | Residential | Behind the Meter | Yes | Net Metered Residential | Pro Custom Solar dba Momentum Solar |  | AC Electric | Accepted | 2023-10-30 | 2023-11-28 | 2024-11-28 | Inverters | IQ8PLUS-72-2-US | enphase | 290 |  | 16 |  |  | 0.97 |  | Outdoor
NJADRE1554921271 | Administratively Determined Incentive Program | Cape May Court House | 8210 | 21 | 6.48 | Residential | Behind the Meter | Yes | Net Metered Residential | Pro Custom Solar dba Momentum Solar |  | AC Electric | Accepted | 2023-10-30 | 2023-11-28 | 2024-11-28 | Solar Panels | Â Q. PEAK DUO BLK-G10+405 | hanwha |  | 0.405 | 6 | 176 | 26 |  | Fixed | Roof
NJADRE1554921271 | Administratively Determined Incentive Program | Cape May Court House | 8210 | 21 | 6.48 | Residential | Behind the Meter | Yes | Net Metered Residential | Pro Custom Solar dba Momentum Solar |  | AC Electric | Accepted | 2023-10-30 | 2023-11-28 | 2024-11-28 | Solar Panels | Â Q. PEAK DUO BLK-G10+405 | hawnha |  | 0.405 | 10 | 176 | 20 |  | Fixed | Roof
NJADRE1554921294 | Administratively Determined Incentive Program | MAPLE SHADE | 8052 | 13 | 4.46 | Residential | Behind the Meter | Yes | Net Metered Residential | Pro Custom Solar dba Momentum Solar |  | PSE&G | Accepted | 2023-10-30 | 2023-11-27 | 2024-11-27 | Inverters | ENPHASE | IQ8PLUS-72-2-US | 290 |  | 11 |  |  | 0.97 |  | Outdoor
NJADRE1554921294 | Administratively Determined Incentive Program | MAPLE SHADE | 8052 | 13 | 4.46 | Residential | Behind the Meter | Yes | Net Metered Residential | Pro Custom Solar dba Momentum Solar |  | PSE&G | Accepted | 2023-10-30 | 2023-11-27 | 2024-11-27 | Solar Panels | HANWHA | Q. PEAK DUO BLK ML-G10+405 |  | 0.405 | 8 | 259 | 30 |  | Fixed | Roof
NJADRE1554921294 | Administratively Determined Incentive Program | MAPLE SHADE | 8052 | 13 | 4.46 | Residential | Behind the Meter | Yes | Net Metered Residential | Pro Custom Solar dba Momentum Solar |  | PSE&G | Accepted | 2023-10-30 | 2023-11-27 | 2024-11-27 | Solar Panels | HANWHA | Q. PEAK DUO BLK ML-G10+405 |  | 0.405 | 3 | 79 | 30 |  | Fixed | Roof
NJADRE1554921341 | Administratively Determined Incentive Program | TRENTON | 8609 | 12 | 2.84 | Residential | Behind the Meter | Yes | Net Metered Residential | Trinity Solar Inc. |  | PSE&G | Accepted | 2023-10-30 | 2023-11-28 | 2024-11-28 | Inverters | Solar Edge | SE3000H-US | 3000 |  | 1 |  |  | 0.96 |  | Outdoor
NJADRE1554921341 | Administratively Determined Incentive Program | TRENTON | 8609 | 12 | 2.84 | Residential | Behind the Meter | Yes | Net Metered Residential | Trinity Solar Inc. |  | PSE&G | Accepted | 2023-10-30 | 2023-11-28 | 2024-11-28 | Solar Panels | HANWHA 405 (Q.PEAK DUO BLK ML-G10+ 405) | HANWHA 405 (Q.PEAK DUO BLK ML-G10+ 405) |  | 0.405 | 5 | 244 | 40 |  | Fixed | Roof
NJADRE1554921341 | Administratively Determined Incentive Program | TRENTON | 8609 | 12 | 2.84 | Residential | Behind the Meter | Yes | Net Metered Residential | Trinity Solar Inc. |  | PSE&G | Accepted | 2023-10-30 | 2023-11-28 | 2024-11-28 | Solar Panels | HANWHA 405 (Q.PEAK DUO BLK ML-G10+ 405) | HANWHA 405 (Q.PEAK DUO BLK ML-G10+ 405) |  | 0.405 | 2 | 154 | 40 |  | Fixed | Roof
NJADRE1554921369 | Administratively Determined Incentive Program | PISCATAWAY | 8854 | 11 | 6.89 | Residential | Behind the Meter | No | Net Metered Residential | EMT Renewables |  | PSE&G | Accepted | 2023-10-30 | 2023-11-28 | 2024-11-28 | Inverters | ENPHASE | IQ8+ | 290 |  | 17 |  |  | 0.98 |  | Other | UNDER EACH PANEL
NJADRE1554921369 | Administratively Determined Incentive Program | PISCATAWAY | 8854 | 11 | 6.89 | Residential | Behind the Meter | No | Net Metered Residential | EMT Renewables |  | PSE&G | Accepted | 2023-10-30 | 2023-11-28 | 2024-11-28 | Solar Panels | Q CELLS | Q PEAK DUO BLK |  | 0.405 | 5 | 265 | 22 |  | Fixed | Roof
NJADRE1554921369 | Administratively Determined Incentive Program | PISCATAWAY | 8854 | 11 | 6.89 | Residential | Behind the Meter | No | Net Metered Residential | EMT Renewables |  | PSE&G | Accepted | 2023-10-30 | 2023-11-28 | 2024-11-28 | Solar Panels | Q CELLS | Q PEAK DUO BLK |  | 0.405 | 12 | 85 | 22 |  | Fixed | Roof
NJADRE1554921371 | Administratively Determined Incentive Program | CARTERET | 7008 | 11 | 7.1 | Residential | Behind the Meter | Yes | Net Metered Residential | Solar Energy World |  | PSE&G | Accepted | 2023-10-30 | 2023-12-04 | 2024-12-04 | Solar Panels | LR4-60HPB-355M | LONGi Green Energy |  | 0.355 | 16 | 215 | 39 |  | Fixed | Roof
NJADRE1554921371 | Administratively Determined Incentive Program | CARTERET | 7008 | 11 | 7.1 | Residential | Behind the Meter | Yes | Net Metered Residential | Solar Energy World |  | PSE&G | Accepted | 2023-10-30 | 2023-12-04 | 2024-12-04 | Solar Panels | LR4-60HPB-355M | LONGi Green Energy |  | 0.355 | 4 | 215 | 37 |  | Single Axis | Roof
NJADRE1554921371 | Administratively Determined Incentive Program | CARTERET | 7008 | 11 | 7.1 | Residential | Behind the Meter | Yes | Net Metered Residential | Solar Energy World |  | PSE&G | Accepted | 2023-10-30 | 2023-12-04 | 2024-12-04 | Inverters | IQ8PLUS-72-2-US | Enphase Energy | 290 |  | 20 |  |  | 0.97 |  | Outside
NJADRE1554921383 | Administratively Determined Incentive Program | WAYNE | 7470 | 6 | 8.1 | Residential | Behind the Meter | No | Net Metered Residential | Tesla Energy Operations Inc |  | PSE&G | Accepted | 2023-10-30 | 2023-11-28 | 2024-11-28 | Solar Panels | Q.PEAK DUO BLK ML-G10+/TS 405 | Hanwha |  | 0.405 | 12 | 79 | 18 |  | Fixed | Roof
NJADRE1554921383 | Administratively Determined Incentive Program | WAYNE | 7470 | 6 | 8.1 | Residential | Behind the Meter | No | Net Metered Residential | Tesla Energy Operations Inc |  | PSE&G | Accepted | 2023-10-30 | 2023-11-28 | 2024-11-28 | Solar Panels | Hanwha | Q.PEAK DUO BLK ML-G10+/TS 405 |  | 0.405 | 2 | 79 | 18 |  | Fixed | Roof
NJADRE1554921383 | Administratively Determined Incentive Program | WAYNE | 7470 | 6 | 8.1 | Residential | Behind the Meter | No | Net Metered Residential | Tesla Energy Operations Inc |  | PSE&G | Accepted | 2023-10-30 | 2023-11-28 | 2024-11-28 | Solar Panels | Q.PEAK DUO BLK ML-G10+/TS 405 | Hanwha |  | 0.405 | 6 | 259 | 18 |  | Fixed | Roof
NJADRE1554921383 | Administratively Determined Incentive Program | WAYNE | 7470 | 6 | 8.1 | Residential | Behind the Meter | No | Net Metered Residential | Tesla Energy Operations Inc |  | PSE&G | Accepted | 2023-10-30 | 2023-11-28 | 2024-11-28 | Inverters | Tesla | 1850000-00-C | 7600 |  | 1 |  |  | 0.98 |  | Outdoor
NJADRE1554921383 | Administratively Determined Incentive Program | WAYNE | 7470 | 6 | 8.1 | Residential | Behind the Meter | No | Net Metered Residential | Tesla Energy Operations Inc |  | PSE&G | Accepted | 2023-10-30 | 2023-11-28 | 2024-11-28 | Electric Storage Battery | Tesla | Ac Powerwall 2.0 |  |  | 1 |  |  |  | Lithium Ion |  | OUTSIDE
NJADRE1554921448 | Administratively Determined Incentive Program | BRIDGETON | 8302 | 20 | 14.22 | Residential | Behind the Meter | No | Net Metered Residential | RCL Enterprises Inc. |  | AC Electric | Accepted | 2023-10-30 | 2023-11-28 | 2024-11-28 | Inverters | Enphase | IQ8plus | 290 |  | 36 |  |  | 0.97 |  | Outdoor
NJADRE1554921448 | Administratively Determined Incentive Program | BRIDGETON | 8302 | 20 | 14.22 | Residential | Behind the Meter | No | Net Metered Residential | RCL Enterprises Inc. |  | AC Electric | Accepted | 2023-10-30 | 2023-11-28 | 2024-11-28 | Solar Panels | Trina | TSMDE09C |  | 0.395 | 36 | 130 | 30 |  | Fixed | Roof
NJADRE1554921456 | Administratively Determined Incentive Program | Bates Mills | 8037 | 19 | 11.75 | Residential | Behind the Meter | No | Net Metered Residential | EMT Renewables |  | AC Electric | Accepted | 2023-10-30 | 2023-11-28 | 2024-11-28 | Inverters | ENPHASE | IQ8+ | 290 |  | 29 |  |  | 0.75 |  | Other | UNDER EACH PANEL
NJADRE1554921456 | Administratively Determined Incentive Program | Bates Mills | 8037 | 19 | 11.75 | Residential | Behind the Meter | No | Net Metered Residential | EMT Renewables |  | AC Electric | Accepted | 2023-10-30 | 2023-11-28 | 2024-11-28 | Solar Panels | Q CELLS | Q PEAK DUO BLK |  | 0.405 | 3 | 196 | 22 |  | Fixed | Roof
NJADRE1554921456 | Administratively Determined Incentive Program | Bates Mills | 8037 | 19 | 11.75 | Residential | Behind the Meter | No | Net Metered Residential | EMT Renewables |  | AC Electric | Accepted | 2023-10-30 | 2023-11-28 | 2024-11-28 | Solar Panels | Q CELLS | Q PEAK DUO BLK |  | 0.405 | 3 | 196 | 22 |  | Fixed | Roof
NJADRE1554921456 | Administratively Determined Incentive Program | Bates Mills | 8037 | 19 | 11.75 | Residential | Behind the Meter | No | Net Metered Residential | EMT Renewables |  | AC Electric | Accepted | 2023-10-30 | 2023-11-28 | 2024-11-28 | Solar Panels | Q CELLS | Q PEAK DUO BLK |  | 0.405 | 8 | 196 | 22 |  | Fixed | Roof
NJADRE1554921456 | Administratively Determined Incentive Program | Bates Mills | 8037 | 19 | 11.75 | Residential | Behind the Meter | No | Net Metered Residential | EMT Renewables |  | AC Electric | Accepted | 2023-10-30 | 2023-11-28 | 2024-11-28 | Solar Panels | Q CELLS | Q PEAK DUO BLK |  | 0.405 | 6 | 16 | 22 |  | Fixed | Roof
NJADRE1554921456 | Administratively Determined Incentive Program | Bates Mills | 8037 | 19 | 11.75 | Residential | Behind the Meter | No | Net Metered Residential | EMT Renewables |  | AC Electric | Accepted | 2023-10-30 | 2023-11-28 | 2024-11-28 | Solar Panels | Q CELLS | Q PEAK DUO BLK |  | 0.405 | 9 | 16 | 22 |  | Fixed | Roof
NJADRE1554921473 | Administratively Determined Incentive Program | CAMDEN | 8104 | 14 | 10.8 | Residential | Behind the Meter | No | Net Metered Residential | Vision Solar LLC |  | PSE&G | Accepted | 2023-10-30 | 2023-11-28 | 2024-11-28 | Inverters | SolarEdge | SE7600H-USRGM | 8 |  | 1 |  |  | 0.97 |  | Outdoor
NJADRE1554921473 | Administratively Determined Incentive Program | CAMDEN | 8104 | 14 | 10.8 | Residential | Behind the Meter | No | Net Metered Residential | Vision Solar LLC |  | PSE&G | Accepted | 2023-10-30 | 2023-11-28 | 2024-11-28 | Solar Panels | ZNSHINE SOLAR | ZXM6-NH120-360/M |  | 0.36 | 30 | 255 | 3 |  | Fixed | Roof
NJADRE1554921528 | Administratively Determined Incentive Program | Rosenhayn | 8352 | 20 | 11.34 | Residential | Behind the Meter | No | Net Metered Residential | EMT Renewables |  | AC Electric | Accepted | 2023-10-30 | 2023-11-28 | 2024-11-28 | Inverters | ENPHASE | IQ7x | 315 |  | 27 |  |  | 0.98 |  | Other | UNDER EACH PANEL
NJADRE1554921528 | Administratively Determined Incentive Program | Rosenhayn | 8352 | 20 | 11.34 | Residential | Behind the Meter | No | Net Metered Residential | EMT Renewables |  | AC Electric | Accepted | 2023-10-30 | 2023-11-28 | 2024-11-28 | Solar Panels | REC ALPHA | REC 420 |  | 0.42 | 27 | 167 | 28 |  | Fixed | Roof
NJADRE1554921537 | Administratively Determined Incentive Program | MARLBORO | 7746 | 17 | 7.29 | Residential | Behind the Meter | Yes | Net Metered Residential | Sunny Mac LLC |  | JCP&L | Accepted | 2023-10-30 | 2023-11-30 | 2024-11-30 | Solar Panels | Q.PEAK DUO BLK ML-G10+ 405 | HANWHA |  | 0.405 | 15 | 111 | 31 |  | Fixed | Roof
NJADRE1554921537 | Administratively Determined Incentive Program | MARLBORO | 7746 | 17 | 7.29 | Residential | Behind the Meter | Yes | Net Metered Residential | Sunny Mac LLC |  | JCP&L | Accepted | 2023-10-30 | 2023-11-30 | 2024-11-30 | Solar Panels | Q.PEAK DUO BLK ML-G10+ 405 | HANWHA |  | 0.405 | 3 | 112 | 31 |  | Fixed | Roof
NJADRE1554921537 | Administratively Determined Incentive Program | MARLBORO | 7746 | 17 | 7.29 | Residential | Behind the Meter | Yes | Net Metered Residential | Sunny Mac LLC |  | JCP&L | Accepted | 2023-10-30 | 2023-11-30 | 2024-11-30 | Inverters | SE6000H-US | Solaredge | 6000 |  | 1 |  |  | 0.1 |  | Outdoor | next to meter
NJADRE1554921537 | Administratively Determined Incentive Program | MARLBORO | 7746 | 17 | 7.29 | Residential | Behind the Meter | Yes | Net Metered Residential | Sunny Mac LLC |  | JCP&L | Accepted | 2023-10-30 | 2023-11-30 | 2024-11-30 | Meters | SE-RGMTR-1D-240C-B | Solaredge |  |  | 1 |  |  |  | Yes | Outdoor
NJADRE1554921539 | Administratively Determined Incentive Program | MOUNT HOLLY | 8060 | 13 | 5.04 | Residential | Behind the Meter | No | Net Metered Residential | Vision Solar LLC |  | PSE&G | Accepted | 2023-10-30 | 2023-11-28 | 2024-11-28 | Inverters | SolarEdge | SE7600H-USRGM | 8 |  | 1 |  |  | 0.97 |  | Outdoor
NJADRE1554921539 | Administratively Determined Incentive Program | MOUNT HOLLY | 8060 | 13 | 5.04 | Residential | Behind the Meter | No | Net Metered Residential | Vision Solar LLC |  | PSE&G | Accepted | 2023-10-30 | 2023-11-28 | 2024-11-28 | Solar Panels | Trina Solar | TSM-360-DE06X.05(II) |  | 0.36 | 6 | 196 | 29 |  | Fixed | Roof
NJADRE1554921539 | Administratively Determined Incentive Program | MOUNT HOLLY | 8060 | 13 | 5.04 | Residential | Behind the Meter | No | Net Metered Residential | Vision Solar LLC |  | PSE&G | Accepted | 2023-10-30 | 2023-11-28 | 2024-11-28 | Solar Panels | Trina Solar | TSM-360-DE06X.05(II) |  | 0.36 | 8 | 16 | 29 |  | Fixed | Roof
NJADRE1554921894 | Administratively Determined Incentive Program | TRENTON | 8610 | 12 | 8.51 | Residential | Behind the Meter | Yes | Net Metered Residential | Vision Solar LLC |  | PSE&G | Accepted | 2023-10-30 | 2023-11-28 | 2024-11-28 | Inverters | SOLAR EDGE | SE6000H-USRGM | 6000 |  | 1 |  |  | 0.97 |  | Outside
NJADRE1554921894 | Administratively Determined Incentive Program | TRENTON | 8610 | 12 | 8.51 | Residential | Behind the Meter | Yes | Net Metered Residential | Vision Solar LLC |  | PSE&G | Accepted | 2023-10-30 | 2023-11-28 | 2024-11-28 | Solar Panels | ZNSHINE | ZXM6-NH120-370/M |  | 0.37 | 9 | 149 | 35 |  | Fixed | Roof
NJADRE1554921894 | Administratively Determined Incentive Program | TRENTON | 8610 | 12 | 8.51 | Residential | Behind the Meter | Yes | Net Metered Residential | Vision Solar LLC |  | PSE&G | Accepted | 2023-10-30 | 2023-11-28 | 2024-11-28 | Solar Panels | ZNSHINE | ZXM6-NH120-370/M |  | 0.37 | 9 | 329 | 35 |  | Fixed | Roof
NJADRE1554921894 | Administratively Determined Incentive Program | TRENTON | 8610 | 12 | 8.51 | Residential | Behind the Meter | Yes | Net Metered Residential | Vision Solar LLC |  | PSE&G | Accepted | 2023-10-30 | 2023-11-28 | 2024-11-28 | Solar Panels | ZNSHINE | ZXM6-NH120-370/M |  | 0.37 | 3 | 331 | 15 |  | Fixed | Roof
NJADRE1554921894 | Administratively Determined Incentive Program | TRENTON | 8610 | 12 | 8.51 | Residential | Behind the Meter | Yes | Net Metered Residential | Vision Solar LLC |  | PSE&G | Accepted | 2023-10-30 | 2023-11-28 | 2024-11-28 | Solar Panels | ZNSHINE | ZXM6-NH120-370/M |  | 0.37 | 2 | 149 | 13 |  | Fixed | Roof
NJADRE1554921944 | Administratively Determined Incentive Program | VINELAND | 8360 | 20 | 6.48 | Residential | Behind the Meter | Yes | Net Metered Residential | Vision Solar LLC |  | Vineland Muni Electric | Accepted | 2023-10-30 | 2023-11-28 | 2024-11-28 | Inverters | SolarEdge | SE5000H-USRGM | 5 |  | 1 |  |  | 0.97 |  | Outdoor
NJADRE1554921944 | Administratively Determined Incentive Program | VINELAND | 8360 | 20 | 6.48 | Residential | Behind the Meter | Yes | Net Metered Residential | Vision Solar LLC |  | Vineland Muni Electric | Accepted | 2023-10-30 | 2023-11-28 | 2024-11-28 | Solar Panels | ZNSHINE SOLAR | ZXM6-NH120-360/M |  | 0.36 | 9 | 184 | 32 |  | Fixed | Roof
NJADRE1554921944 | Administratively Determined Incentive Program | VINELAND | 8360 | 20 | 6.48 | Residential | Behind the Meter | Yes | Net Metered Residential | Vision Solar LLC |  | Vineland Muni Electric | Accepted | 2023-10-30 | 2023-11-28 | 2024-11-28 | Solar Panels | ZNSHINE SOLAR | ZXM6-NH120-360/M |  | 0.36 | 9 | 4 | 31 |  | Fixed | Roof
NJADRE1554921947 | Administratively Determined Incentive Program | UNION | 7083 | 10 | 6.38 | Residential | Behind the Meter | Yes | Net Metered Residential | Sunrun Installation Services, Inc. |  | PSE&G | Accepted | 2023-10-30 | 2023-11-28 | 2024-11-28 | Inverters | SOLAREDGE TECHNOLOGIES | SE6000H-USSN | 6000 |  | 1 |  |  | 0.992 |  | Outdoor | next to meter
NJADRE1554921947 | Administratively Determined Incentive Program | UNION | 7083 | 10 | 6.38 | Residential | Behind the Meter | Yes | Net Metered Residential | Sunrun Installation Services, Inc. |  | PSE&G | Accepted | 2023-10-30 | 2023-11-28 | 2024-11-28 | Solar Panels | Vikram Solar | VSMDHT.60.375.05 |  | 0.375 | 17 | 145 | 26 |  | Fixed | Roof
NJADRE1554921984 | Administratively Determined Incentive Program | TURNERSVILLE | 8012 | 14 | 10.5 | Residential | Behind the Meter | No | Net Metered Residential | EMT Renewables |  | AC Electric | Accepted | 2023-10-30 | 2023-11-28 | 2024-11-28 | Inverters | ENPHASE | IQ7x | 315 |  | 25 |  |  | 0.98 |  | Other | UNDER EACH PANEL
NJADRE1554921984 | Administratively Determined Incentive Program | TURNERSVILLE | 8012 | 14 | 10.5 | Residential | Behind the Meter | No | Net Metered Residential | EMT Renewables |  | AC Electric | Accepted | 2023-10-30 | 2023-11-28 | 2024-11-28 | Solar Panels | REC ALPHA | REC 420 |  | 0.42 | 11 | 173 | 33 |  | Fixed | Roof
NJADRE1554921984 | Administratively Determined Incentive Program | TURNERSVILLE | 8012 | 14 | 10.5 | Residential | Behind the Meter | No | Net Metered Residential | EMT Renewables |  | AC Electric | Accepted | 2023-10-30 | 2023-11-28 | 2024-11-28 | Solar Panels | REC ALPHA | REC 420 |  | 0.42 | 4 | 173 | 33 |  | Fixed | Roof
NJADRE1554921984 | Administratively Determined Incentive Program | TURNERSVILLE | 8012 | 14 | 10.5 | Residential | Behind the Meter | No | Net Metered Residential | EMT Renewables |  | AC Electric | Accepted | 2023-10-30 | 2023-11-28 | 2024-11-28 | Solar Panels | REC ALPHA | REC 420 |  | 0.42 | 10 | 173 | 33 |  | Fixed | Roof
NJADRE1554921998 | Administratively Determined Incentive Program | HAMILTON | 8620 | 12 | 6.89 | Residential | Behind the Meter | Yes | Net Metered Residential | Big Wave Roofing and Solar LLC |  | PSE&G | Accepted | 2023-10-30 | 2023-11-28 | 2024-11-28 | Inverters | Enphase Energy Inc | IQ7A-72-2-US | 290 |  | 17 |  |  | 0.98 |  | Outside
NJADRE1554921998 | Administratively Determined Incentive Program | HAMILTON | 8620 | 12 | 6.89 | Residential | Behind the Meter | Yes | Net Metered Residential | Big Wave Roofing and Solar LLC |  | PSE&G | Accepted | 2023-10-30 | 2023-11-28 | 2024-11-28 | Solar Panels | Qcells | Q.PEAK DUO BLK ML-G10+ 405 |  | 0.405 | 8 | 137 | 9 |  | Fixed | Roof
NJADRE1554921998 | Administratively Determined Incentive Program | HAMILTON | 8620 | 12 | 6.89 | Residential | Behind the Meter | Yes | Net Metered Residential | Big Wave Roofing and Solar LLC |  | PSE&G | Accepted | 2023-10-30 | 2023-11-28 | 2024-11-28 | Solar Panels | Qcells | Q.PEAK DUO BLK ML-G10+ 405 |  | 0.405 | 9 | 217 | 9 |  | Fixed | Roof
NJADRE1554922005 | Administratively Determined Incentive Program | WHARTON | 7885 | 3 | 4.46 | Residential | Behind the Meter | No | Net Metered Residential | EMT Renewables |  | JCP&L | Accepted | 2023-10-30 | 2023-11-28 | 2024-11-28 | Inverters | ENPHASE | IQ8+ | 290 |  | 11 |  |  | 0.98 |  | Other | UNDER EACH PANEL
NJADRE1554922005 | Administratively Determined Incentive Program | WHARTON | 7885 | 3 | 4.46 | Residential | Behind the Meter | No | Net Metered Residential | EMT Renewables |  | JCP&L | Accepted | 2023-10-30 | 2023-11-28 | 2024-11-28 | Solar Panels | Q CELLS | Q PEAK DUO BLK |  | 0.405 | 8 | 230 | 45 |  | Fixed | Roof
NJADRE1554922005 | Administratively Determined Incentive Program | WHARTON | 7885 | 3 | 4.46 | Residential | Behind the Meter | No | Net Metered Residential | EMT Renewables |  | JCP&L | Accepted | 2023-10-30 | 2023-11-28 | 2024-11-28 | Solar Panels | Q CELLS | Q PEAK DUO BLK |  | 0.405 | 3 | 50 | 45 |  | Fixed | Roof
NJADRE1554922008 | Administratively Determined Incentive Program | LITTLE FERRY | 7643 | 7 | 5.67 | Residential | Behind the Meter | Yes | Net Metered Residential | Big Wave Roofing and Solar LLC |  | PSE&G | Accepted | 2023-10-30 | 2023-11-28 | 2024-11-28 | Inverters | Enphase Energy Inc | IQ7PLUS-72-2-US | 290 |  | 14 |  |  | 0.98 |  | Outside
NJADRE1554922008 | Administratively Determined Incentive Program | LITTLE FERRY | 7643 | 7 | 5.67 | Residential | Behind the Meter | Yes | Net Metered Residential | Big Wave Roofing and Solar LLC |  | PSE&G | Accepted | 2023-10-30 | 2023-11-28 | 2024-11-28 | Solar Panels | Qcells | Q.PEAK DUO BLK ML-G10 405 |  | 0.405 | 8 | 25 | 32 |  | Fixed | Roof
NJADRE1554922008 | Administratively Determined Incentive Program | LITTLE FERRY | 7643 | 7 | 5.67 | Residential | Behind the Meter | Yes | Net Metered Residential | Big Wave Roofing and Solar LLC |  | PSE&G | Accepted | 2023-10-30 | 2023-11-28 | 2024-11-28 | Solar Panels | Qcells | Q.PEAK DUO BLK ML-G10 405 |  | 0.405 | 6 | 205 | 32 |  | Fixed | Roof
NJADRE1554922008 | Administratively Determined Incentive Program | LITTLE FERRY | 7643 | 7 | 5.67 | Residential | Behind the Meter | Yes | Net Metered Residential | Big Wave Roofing and Solar LLC |  | PSE&G | Accepted | 2023-10-30 | 2023-11-28 | 2024-11-28 | Meters | enphase | x2-iq-am1-240- |  |  | 1 |  |  |  | Yes | Outdoor
NJADRE1554922062 | Administratively Determined Incentive Program | GALLOWAY | 8205 | 19 | 9.28 | Residential | Behind the Meter | Yes | Net Metered Residential | Vision Solar LLC |  | AC Electric | Accepted | 2023-10-30 | 2023-11-28 | 2024-11-28 | Inverters | ENPHASE | IQ7+-72-2-US | 290 |  | 29 |  |  | 0.97 |  | Outdoor
NJADRE1554922062 | Administratively Determined Incentive Program | GALLOWAY | 8205 | 19 | 9.28 | Residential | Behind the Meter | Yes | Net Metered Residential | Vision Solar LLC |  | AC Electric | Accepted | 2023-10-30 | 2023-11-28 | 2024-11-28 | Solar Panels | HANWHA | Q.PEAK DUO BLK-G5 320 |  | 0.32 | 15 | 265 | 35 |  | Fixed | Roof
NJADRE1554922062 | Administratively Determined Incentive Program | GALLOWAY | 8205 | 19 | 9.28 | Residential | Behind the Meter | Yes | Net Metered Residential | Vision Solar LLC |  | AC Electric | Accepted | 2023-10-30 | 2023-11-28 | 2024-11-28 | Solar Panels | HANWHA | Q.PEAK DUO BLK-G5 320 |  | 0.32 | 14 | 85 | 35 |  | Fixed | Roof
NJADRE1554922090 | Administratively Determined Incentive Program | TOMS RIVER | 8753 | 18 | 7.98 | Residential | Behind the Meter | No | Net Metered Residential | EMT Renewables |  | JCP&L | Accepted | 2023-10-30 | 2023-11-28 | 2024-11-28 | Inverters | ENPHASE | IQ7x | 315 |  | 19 |  |  | 0.98 |  | Other | UNDER EACH PANEL
NJADRE1554922090 | Administratively Determined Incentive Program | TOMS RIVER | 8753 | 18 | 7.98 | Residential | Behind the Meter | No | Net Metered Residential | EMT Renewables |  | JCP&L | Accepted | 2023-10-30 | 2023-11-28 | 2024-11-28 | Solar Panels | REC ALPHA | REC 420 |  | 0.42 | 6 | 184 | 22 |  | Fixed | Roof
NJADRE1554922090 | Administratively Determined Incentive Program | TOMS RIVER | 8753 | 18 | 7.98 | Residential | Behind the Meter | No | Net Metered Residential | EMT Renewables |  | JCP&L | Accepted | 2023-10-30 | 2023-11-28 | 2024-11-28 | Solar Panels | REC ALPHA | REC 420 |  | 0.42 | 13 | 184 | 22 |  | Fixed | Roof
NJADRE1554922104 | Administratively Determined Incentive Program | SOMERSET | 8873 | 5 | 9.72 | Residential | Behind the Meter | Yes | Net Metered Residential | Pro Custom Solar dba Momentum Solar |  | PSE&G | Accepted | 2023-10-30 | 2023-11-28 | 2024-11-28 | Inverters | ENPHASE | IQ8PLUS-72-2-US | 290 |  | 24 |  |  | 0.97 |  | Outdoor
NJADRE1554922104 | Administratively Determined Incentive Program | SOMERSET | 8873 | 5 | 9.72 | Residential | Behind the Meter | Yes | Net Metered Residential | Pro Custom Solar dba Momentum Solar |  | PSE&G | Accepted | 2023-10-30 | 2023-11-28 | 2024-11-28 | Solar Panels | HANWHA | Q. PEAK DUO BLK ML-G10+405 |  | 0.405 | 16 | 244 | 23 |  | Fixed | Roof
NJADRE1554922104 | Administratively Determined Incentive Program | SOMERSET | 8873 | 5 | 9.72 | Residential | Behind the Meter | Yes | Net Metered Residential | Pro Custom Solar dba Momentum Solar |  | PSE&G | Accepted | 2023-10-30 | 2023-11-28 | 2024-11-28 | Solar Panels | HANWHA | Q. PEAK DUO BLK ML-G10+405 |  | 0.405 | 8 | 64 | 23 |  | Fixed | Roof
NJADRE1554922280 | Administratively Determined Incentive Program | NORTH BRUNSWICK | 8902 | 11 | 5.67 | Residential | Behind the Meter | No | Net Metered Residential | EMT Renewables |  | PSE&G | Accepted | 2023-10-30 | 2023-11-28 | 2024-11-28 | Inverters | ENPHASE | IQ8+ | 290 |  | 14 |  |  | 0.98 |  | Other | UNDER EACH PANEL
NJADRE1554922280 | Administratively Determined Incentive Program | NORTH BRUNSWICK | 8902 | 11 | 5.67 | Residential | Behind the Meter | No | Net Metered Residential | EMT Renewables |  | PSE&G | Accepted | 2023-10-30 | 2023-11-28 | 2024-11-28 | Solar Panels | Q CELLS | Q PEAK DUO BLK |  | 0.405 | 9 | 217 | 20 |  | Fixed | Roof
NJADRE1554922280 | Administratively Determined Incentive Program | NORTH BRUNSWICK | 8902 | 11 | 5.67 | Residential | Behind the Meter | No | Net Metered Residential | EMT Renewables |  | PSE&G | Accepted | 2023-10-30 | 2023-11-28 | 2024-11-28 | Solar Panels | Q CELLS | Q PEAK DUO BLK |  | 0.405 | 5 | 127 | 20 |  | Fixed | Roof
NJADRE1554922283 | Administratively Determined Incentive Program | HAWTHORNE | 7506 | 6 | 3.65 | Residential | Behind the Meter | Yes | Net Metered Residential | Trinity Solar |  | PSE&G | Accepted | 2023-10-30 | 2023-11-29 | 2024-11-29 | Inverters | Solar Edge | SE3000H-US | 3 |  | 1 |  |  | 0.97 |  | Outdoor
NJADRE1554922283 | Administratively Determined Incentive Program | HAWTHORNE | 7506 | 6 | 3.65 | Residential | Behind the Meter | Yes | Net Metered Residential | Trinity Solar |  | PSE&G | Accepted | 2023-10-30 | 2023-11-29 | 2024-11-29 | Solar Panels | HANWHA 405 (Q.PEAK DUO BLK ML-G10+ 405) | HANWHA 405 (Q.PEAK DUO BLK ML-G10+ 405) |  | 0.405 | 7 | 171 | 14 |  | Fixed | Roof
NJADRE1554922283 | Administratively Determined Incentive Program | HAWTHORNE | 7506 | 6 | 3.65 | Residential | Behind the Meter | Yes | Net Metered Residential | Trinity Solar |  | PSE&G | Accepted | 2023-10-30 | 2023-11-29 | 2024-11-29 | Solar Panels | HANWHA 405 (Q.PEAK DUO BLK ML-G10+ 405) | HANWHA 405 (Q.PEAK DUO BLK ML-G10+ 405) |  | 0.405 | 2 | 351 | 14 |  | Fixed | Roof
NJADRE1554922337 | Administratively Determined Incentive Program | HAWTHORNE | 7506 | 6 | 7.29 | Residential | Behind the Meter | Yes | Net Metered Residential | EMT Renewables |  | PSE&G | Accepted | 2023-10-30 | 2023-11-28 | 2024-11-28 | Inverters | ENPHASE | IQ8+ | 290 |  | 18 |  |  | 0.98 |  | Other | UNDER EACH PANEL
NJADRE1554922337 | Administratively Determined Incentive Program | HAWTHORNE | 7506 | 6 | 7.29 | Residential | Behind the Meter | Yes | Net Metered Residential | EMT Renewables |  | PSE&G | Accepted | 2023-10-30 | 2023-11-28 | 2024-11-28 | Solar Panels | Q CELLS | Q PEAK DUO BLK |  | 0.405 | 14 | 263 | 41 |  | Fixed | Roof
NJADRE1554922337 | Administratively Determined Incentive Program | HAWTHORNE | 7506 | 6 | 7.29 | Residential | Behind the Meter | Yes | Net Metered Residential | EMT Renewables |  | PSE&G | Accepted | 2023-10-30 | 2023-11-28 | 2024-11-28 | Solar Panels | Q CELLS | Q PEAK DUO BLK |  | 0.405 | 4 | 83 | 41 |  | Fixed | Roof
NJADRE1554922366 | Administratively Determined Incentive Program | MENDHAM | 7945 | 3 | 21.58 | Residential | Behind the Meter | No | Net Metered Residential | Seabright Solar |  | JCP&L | Accepted | 2023-10-30 | 2023-11-28 | 2024-11-28 | Solar Panels | Sunpower | SPR-M-415 |  | 0.415 | 23 | 168 | 40 |  | Fixed | Roof
NJADRE1554922366 | Administratively Determined Incentive Program | MENDHAM | 7945 | 3 | 21.58 | Residential | Behind the Meter | No | Net Metered Residential | Seabright Solar |  | JCP&L | Accepted | 2023-10-30 | 2023-11-28 | 2024-11-28 | Solar Panels | Sunpower | SPR-M-415 |  | 0.415 | 16 | 123 | 28 |  | Fixed | Roof
NJADRE1554922366 | Administratively Determined Incentive Program | MENDHAM | 7945 | 3 | 21.58 | Residential | Behind the Meter | No | Net Metered Residential | Seabright Solar |  | JCP&L | Accepted | 2023-10-30 | 2023-11-28 | 2024-11-28 | Solar Panels | Sunpower | SPR-M-415 |  | 0.415 | 5 | 123 | 28 |  | Fixed | Roof
NJADRE1554922366 | Administratively Determined Incentive Program | MENDHAM | 7945 | 3 | 21.58 | Residential | Behind the Meter | No | Net Metered Residential | Seabright Solar |  | JCP&L | Accepted | 2023-10-30 | 2023-11-28 | 2024-11-28 | Solar Panels | Sunpower | SPR-M-415 |  | 0.415 | 2 | 258 | 40 |  | Fixed | Roof
NJADRE1554922366 | Administratively Determined Incentive Program | MENDHAM | 7945 | 3 | 21.58 | Residential | Behind the Meter | No | Net Metered Residential | Seabright Solar |  | JCP&L | Accepted | 2023-10-30 | 2023-11-28 | 2024-11-28 | Solar Panels | Sunpower | SPR-M-415 |  | 0.415 | 4 | 168 | 40 |  | Fixed | Roof
NJADRE1554922366 | Administratively Determined Incentive Program | MENDHAM | 7945 | 3 | 21.58 | Residential | Behind the Meter | No | Net Metered Residential | Seabright Solar |  | JCP&L | Accepted | 2023-10-30 | 2023-11-28 | 2024-11-28 | Solar Panels | Sunpower | SPR-M-415 |  | 0.415 | 2 | 78 | 40 |  | Fixed | Roof
NJADRE1554922366 | Administratively Determined Incentive Program | MENDHAM | 7945 | 3 | 21.58 | Residential | Behind the Meter | No | Net Metered Residential | Seabright Solar |  | JCP&L | Accepted | 2023-10-30 | 2023-11-28 | 2024-11-28 | Inverters | Enphase | IQ 7HS | 384 |  | 52 |  |  | 0.99 |  | Outside | Roof
NJADRE1554922366 | Administratively Determined Incentive Program | MENDHAM | 7945 | 3 | 21.58 | Residential | Behind the Meter | No | Net Metered Residential | Seabright Solar |  | JCP&L | Accepted | 2023-10-30 | 2023-11-28 | 2024-11-28 | Meters | Sunpower | PVS 6 |  |  | 1 |  |  |  | Yes | Indoor
NJADRE1554922405 | Administratively Determined Incentive Program | HAWTHORNE | 7506 | 6 | 7.7 | Residential | Behind the Meter | No | Net Metered Residential | EMT Renewables |  | PSE&G | Accepted | 2023-10-30 | 2023-11-28 | 2024-11-28 | Inverters | ENPHASE | IQ8+ | 290 |  | 19 |  |  | 0.98 |  | Other | UNDER EACH PANEL
NJADRE1554922405 | Administratively Determined Incentive Program | HAWTHORNE | 7506 | 6 | 7.7 | Residential | Behind the Meter | No | Net Metered Residential | EMT Renewables |  | PSE&G | Accepted | 2023-10-30 | 2023-11-28 | 2024-11-28 | Solar Panels | Q CELL | Q PEAK DUO BLK |  | 0.405 | 6 | 264 | 18 |  | Fixed | Roof
NJADRE1554922405 | Administratively Determined Incentive Program | HAWTHORNE | 7506 | 6 | 7.7 | Residential | Behind the Meter | No | Net Metered Residential | EMT Renewables |  | PSE&G | Accepted | 2023-10-30 | 2023-11-28 | 2024-11-28 | Solar Panels | Q CELLS | Q PEAK DUO BLK |  | 0.405 | 7 | 83 | 41 |  | Fixed | Roof
NJADRE1554922405 | Administratively Determined Incentive Program | HAWTHORNE | 7506 | 6 | 7.7 | Residential | Behind the Meter | No | Net Metered Residential | EMT Renewables |  | PSE&G | Accepted | 2023-10-30 | 2023-11-28 | 2024-11-28 | Solar Panels | Q CELLS | Q PEAK DUO BLK |  | 0.405 | 6 | 84 | 18 |  | Fixed | Roof
NJADRE1554922408 | Administratively Determined Incentive Program | PASSAIC | 7055 | 6 | 6.96 | Residential | Behind the Meter | No | Net Metered Residential | Seabright Solar |  | PSE&G | Accepted | 2023-10-30 | 2023-11-28 | 2024-11-28 | Solar Panels | Sunpower | SPR-M-435 |  | 0.435 | 9 | 122 | 40 |  | Fixed | Roof
NJADRE1554922408 | Administratively Determined Incentive Program | PASSAIC | 7055 | 6 | 6.96 | Residential | Behind the Meter | No | Net Metered Residential | Seabright Solar |  | PSE&G | Accepted | 2023-10-30 | 2023-11-28 | 2024-11-28 | Solar Panels | Sunpower | SPR-M-435 |  | 0.435 | 7 | 302 | 40 |  | Fixed | Roof
NJADRE1554922408 | Administratively Determined Incentive Program | PASSAIC | 7055 | 6 | 6.96 | Residential | Behind the Meter | No | Net Metered Residential | Seabright Solar |  | PSE&G | Accepted | 2023-10-30 | 2023-11-28 | 2024-11-28 | Inverters | Enphase | IQ 7HS | 384 |  | 16 |  |  | 0.99 |  | Outside | Roof
NJADRE1554922443 | Administratively Determined Incentive Program | WILLINGBORO | 8046 | 13 | 8.1 | Residential | Behind the Meter | No | Net Metered Residential | Powur, PBC |  | PSE&G | Accepted | 2023-10-30 | 2023-11-29 | 2024-11-29 | Solar Panels | Hanwha | Q.PEAK DUO BLK ML-G10+ (405W) |  | 0.405 | 15 | 237 | 27 |  | Fixed | Roof
NJADRE1554922443 | Administratively Determined Incentive Program | WILLINGBORO | 8046 | 13 | 8.1 | Residential | Behind the Meter | No | Net Metered Residential | Powur, PBC |  | PSE&G | Accepted | 2023-10-30 | 2023-11-29 | 2024-11-29 | Solar Panels | Hanwha | Q.PEAK DUO BLK ML-G10+ (405W) |  | 0.405 | 5 | 147 | 18 |  | Fixed | Roof
NJADRE1554922443 | Administratively Determined Incentive Program | WILLINGBORO | 8046 | 13 | 8.1 | Residential | Behind the Meter | No | Net Metered Residential | Powur, PBC |  | PSE&G | Accepted | 2023-10-30 | 2023-11-29 | 2024-11-29 | Inverters | Enphase | IQ8PLUS-72-2-US | 290 |  | 20 |  |  | 0.99 |  | Outside
NJADRE1554922443 | Administratively Determined Incentive Program | WILLINGBORO | 8046 | 13 | 8.1 | Residential | Behind the Meter | No | Net Metered Residential | Powur, PBC |  | PSE&G | Accepted | 2023-10-30 | 2023-11-29 | 2024-11-29 | Meters | "Enphase Integrated Production Meter Single-Phase (L-L) | X2-IQ-Am1-240-4 |  |  | 1 |  |  |  | Yes | Outdoor
NJADRE1554923649 | Administratively Determined Incentive Program | LYNDHURST | 7071 | 7 | 4.46 | Residential | Behind the Meter | No | Net Metered Residential | Voltaic Solaire LLC |  | PSE&G | Accepted | 2023-10-30 | 2023-12-01 | 2024-12-01 | Inverters | Solar Edge | SE3800-US | 3800 |  | 1 |  |  | 0.99 |  | Outside | Next to Utility Meter
NJADRE1554923649 | Administratively Determined Incentive Program | LYNDHURST | 7071 | 7 | 4.46 | Residential | Behind the Meter | No | Net Metered Residential | Voltaic Solaire LLC |  | PSE&G | Accepted | 2023-10-30 | 2023-12-01 | 2024-12-01 | Solar Panels | Hanwha Q.Cells | Q. Peak Duo 405 |  | 0.405 | 11 | 127 | 35 |  | Fixed | Roof
NJADRE1554923733 | Administratively Determined Incentive Program | WHIPPANY | 7981 | 3 | 9.72 | Residential | Behind the Meter | No | Net Metered Residential | Geoscape Solar |  | JCP&L | Accepted | 2023-10-31 | 2023-12-05 | 2024-12-05 | Solar Panels | qpeak duo blk ml-g10+ | hanwha q cell |  | 0.405 | 24 | 191 | 22 |  | Fixed | Roof
NJADRE1554923733 | Administratively Determined Incentive Program | WHIPPANY | 7981 | 3 | 9.72 | Residential | Behind the Meter | No | Net Metered Residential | Geoscape Solar |  | JCP&L | Accepted | 2023-10-31 | 2023-12-05 | 2024-12-05 | Inverters | enphase | iq8+-72-2-us | 6960 |  | 24 |  |  | 0.99 |  | Outside
NJADRE1554925610 | Administratively Determined Incentive Program | WARETOWN | 8758 | 18 | 22.4 | Residential | Behind the Meter | Yes | Net Metered Residential | Suntuity Solar LLC |  | JCP&L | Accepted | 2023-10-31 | 2023-11-28 | 2024-11-28 | Inverters | ENPHASE | IQ8PLUS-72-2-US | 290 |  | 56 |  |  | 0.97 |  | Outdoor | Behind the PV modules
NJADRE1554925610 | Administratively Determined Incentive Program | WARETOWN | 8758 | 18 | 22.4 | Residential | Behind the Meter | Yes | Net Metered Residential | Suntuity Solar LLC |  | JCP&L | Accepted | 2023-10-31 | 2023-11-28 | 2024-11-28 | Solar Panels | CANADIANSOLAR | CS6R-400MS-HL |  | 0.4 | 10 | 190 | 34 |  | Fixed | Roof
NJADRE1554925610 | Administratively Determined Incentive Program | WARETOWN | 8758 | 18 | 22.4 | Residential | Behind the Meter | Yes | Net Metered Residential | Suntuity Solar LLC |  | JCP&L | Accepted | 2023-10-31 | 2023-11-28 | 2024-11-28 | Solar Panels | CANADIANSOLAR | CS6R-400MS-HL |  | 0.4 | 14 | 189 | 34 |  | Fixed | Roof
NJADRE1554925610 | Administratively Determined Incentive Program | WARETOWN | 8758 | 18 | 22.4 | Residential | Behind the Meter | Yes | Net Metered Residential | Suntuity Solar LLC |  | JCP&L | Accepted | 2023-10-31 | 2023-11-28 | 2024-11-28 | Solar Panels | CANADIANSOLAR | CS6R-400MS-HL |  | 0.4 | 7 | 280 | 9 |  | Fixed | Roof
NJADRE1554925610 | Administratively Determined Incentive Program | WARETOWN | 8758 | 18 | 22.4 | Residential | Behind the Meter | Yes | Net Metered Residential | Suntuity Solar LLC |  | JCP&L | Accepted | 2023-10-31 | 2023-11-28 | 2024-11-28 | Solar Panels | CANADIANSOLAR | CS6R-400MS-HL |  | 0.4 | 10 | 9 | 34 |  | Fixed | Roof
NJADRE1554925610 | Administratively Determined Incentive Program | WARETOWN | 8758 | 18 | 22.4 | Residential | Behind the Meter | Yes | Net Metered Residential | Suntuity Solar LLC |  | JCP&L | Accepted | 2023-10-31 | 2023-11-28 | 2024-11-28 | Solar Panels | CANADIANSOLAR | CS6R-400MS-HL |  | 0.4 | 10 | 10 | 34 |  | Fixed | Roof
NJADRE1554925610 | Administratively Determined Incentive Program | WARETOWN | 8758 | 18 | 22.4 | Residential | Behind the Meter | Yes | Net Metered Residential | Suntuity Solar LLC |  | JCP&L | Accepted | 2023-10-31 | 2023-11-28 | 2024-11-28 | Solar Panels | CANADIANSOLAR | CS6R-400MS-HL |  | 0.4 | 5 | 101 | 27 |  | Fixed | Roof
NJADRE1554925611 | Administratively Determined Incentive Program | LINDEN | 7036 | 10 | 13.2 | Residential | Behind the Meter | Yes | Net Metered Residential | Suntuity Solar LLC |  | PSE&G | Accepted | 2023-10-31 | 2023-12-08 | 2024-12-08 | Inverters | (33) ENPHASE | IQ8PLUS-72-2-US | 290 |  | 33 |  |  | 0.97 |  | Outdoor | Behind the PV modules
NJADRE1554925611 | Administratively Determined Incentive Program | LINDEN | 7036 | 10 | 13.2 | Residential | Behind the Meter | Yes | Net Metered Residential | Suntuity Solar LLC |  | PSE&G | Accepted | 2023-10-31 | 2023-12-08 | 2024-12-08 | Solar Panels | (33) CANADIAN SOLAR | CS6R-400MS-HL |  | 0.4 | 12 | 220 | 22 |  | Fixed | Roof
NJADRE1554925611 | Administratively Determined Incentive Program | LINDEN | 7036 | 10 | 13.2 | Residential | Behind the Meter | Yes | Net Metered Residential | Suntuity Solar LLC |  | PSE&G | Accepted | 2023-10-31 | 2023-12-08 | 2024-12-08 | Solar Panels | (33) CANADIAN SOLAR | CS6R-400MS-HL |  | 0.4 | 6 | 220 | 22 |  | Fixed | Roof
NJADRE1554925611 | Administratively Determined Incentive Program | LINDEN | 7036 | 10 | 13.2 | Residential | Behind the Meter | Yes | Net Metered Residential | Suntuity Solar LLC |  | PSE&G | Accepted | 2023-10-31 | 2023-12-08 | 2024-12-08 | Solar Panels | (33) CANADIAN SOLAR | CS6R-400MS-HL |  | 0.4 | 15 | 130 | 22 |  | Fixed | Roof
NJADRE1554925615 | Administratively Determined Incentive Program | MILLVILLE | 8332 | 20 | 7.6 | Residential | Behind the Meter | Yes | Net Metered Residential | Suntuity Solar LLC |  | AC Electric | Accepted | 2023-10-31 | 2023-11-28 | 2024-11-28 | Inverters | (19) ENPHASE | IQ8PLUS-72-2-US | 290 |  | 19 |  |  | 0.97 |  | Outdoor | Behind the PV modules
NJADRE1554925615 | Administratively Determined Incentive Program | MILLVILLE | 8332 | 20 | 7.6 | Residential | Behind the Meter | Yes | Net Metered Residential | Suntuity Solar LLC |  | AC Electric | Accepted | 2023-10-31 | 2023-11-28 | 2024-11-28 | Solar Panels | (19) CANADIAN SOLAR | CS6R-400MS-HL |  | 0.4 | 8 | 284 | 27 |  | Fixed | Roof
NJADRE1554925615 | Administratively Determined Incentive Program | MILLVILLE | 8332 | 20 | 7.6 | Residential | Behind the Meter | Yes | Net Metered Residential | Suntuity Solar LLC |  | AC Electric | Accepted | 2023-10-31 | 2023-11-28 | 2024-11-28 | Solar Panels | (19) CANADIAN SOLAR | CS6R-400MS-HL |  | 0.4 | 8 | 104 | 27 |  | Fixed | Roof
NJADRE1554925615 | Administratively Determined Incentive Program | MILLVILLE | 8332 | 20 | 7.6 | Residential | Behind the Meter | Yes | Net Metered Residential | Suntuity Solar LLC |  | AC Electric | Accepted | 2023-10-31 | 2023-11-28 | 2024-11-28 | Solar Panels | (19) CANADIAN SOLAR | CS6R-400MS-HL |  | 0.4 | 3 | 284 | 14 |  | Fixed | Roof
NJADRE1554925616 | Administratively Determined Incentive Program | UNION | 7083 | 10 | 8.4 | Residential | Behind the Meter | Yes | Net Metered Residential | Suntuity Solar LLC |  | PSE&G | Accepted | 2023-10-31 | 2023-11-28 | 2024-11-28 | Inverters | (21) ENPHASE | IQ8PLUS-72-2-US | 290 |  | 21 |  |  | 0.97 |  | Outdoor | Behind the PV modules
NJADRE1554925616 | Administratively Determined Incentive Program | UNION | 7083 | 10 | 8.4 | Residential | Behind the Meter | Yes | Net Metered Residential | Suntuity Solar LLC |  | PSE&G | Accepted | 2023-10-31 | 2023-11-28 | 2024-11-28 | Solar Panels | CANADIAN SOLAR | CS6R-400MS-HL |  | 0.4 | 18 | 130 | 32 |  | Fixed | Roof
NJADRE1554925616 | Administratively Determined Incentive Program | UNION | 7083 | 10 | 8.4 | Residential | Behind the Meter | Yes | Net Metered Residential | Suntuity Solar LLC |  | PSE&G | Accepted | 2023-10-31 | 2023-11-28 | 2024-11-28 | Solar Panels | CANADIAN SOLAR | CS6R-400MS-HL |  | 0.4 | 3 | 310 | 32 |  | Fixed | Roof
NJADRE1554925618 | Administratively Determined Incentive Program | Dorchester | 8316 | 20 | 9.6 | Residential | Behind the Meter | No | Net Metered Residential | Suntuity Solar LLC |  | AC Electric | Accepted | 2023-10-31 | 2023-12-29 | 2024-12-29 | Inverters | ENPHASE | IQ8 PLUS | 290 |  | 24 |  |  | 0.97 |  | Outdoor | Behind the PV modules
NJADRE1554925618 | Administratively Determined Incentive Program | Dorchester | 8316 | 20 | 9.6 | Residential | Behind the Meter | No | Net Metered Residential | Suntuity Solar LLC |  | AC Electric | Accepted | 2023-10-31 | 2023-12-29 | 2024-12-29 | Solar Panels | CANADIANSOLAR | CS6R-400MS-HL(24) |  | 0.4 | 24 | 199 | 20 |  | Fixed | Roof
NJADRE1554925619 | Administratively Determined Incentive Program | MONTCLAIR | 7042 | 9 | 2.4 | Residential | Behind the Meter | No | Net Metered Residential | Suntuity Solar LLC |  | PSE&G | Accepted | 2023-10-31 | 2023-11-28 | 2024-11-28 | Inverters | ENPHASE | IQ8PLUS-72-2-US | 290 |  | 6 |  |  | 0.97 |  | Outdoor | Behind the PV modules
NJADRE1554925619 | Administratively Determined Incentive Program | MONTCLAIR | 7042 | 9 | 2.4 | Residential | Behind the Meter | No | Net Metered Residential | Suntuity Solar LLC |  | PSE&G | Accepted | 2023-10-31 | 2023-11-28 | 2024-11-28 | Solar Panels | CANADIANSOLAR | CS6R-400MS-HL |  | 0.4 | 6 | 302 | 34 |  | Fixed | Roof
NJADRE1554925623 | Administratively Determined Incentive Program | MONTCLAIR | 7042 | 9 | 2.4 | Residential | Behind the Meter | No | Net Metered Residential | Suntuity Solar LLC |  | PSE&G | Accepted | 2023-10-31 | 2023-11-28 | 2024-11-28 | Inverters | (6) ENPHASE | IQ8PLUS-72-2-US | 290 |  | 6 |  |  | 0.97 |  | Outdoor | Behind the PV modules
NJADRE1554925623 | Administratively Determined Incentive Program | MONTCLAIR | 7042 | 9 | 2.4 | Residential | Behind the Meter | No | Net Metered Residential | Suntuity Solar LLC |  | PSE&G | Accepted | 2023-10-31 | 2023-11-28 | 2024-11-28 | Solar Panels | (6) CANADIANSOLAR | CS6R-400MS-HL |  | 0.4 | 6 | 302 | 34 |  | Fixed | Roof
NJADRE1554925666 | Administratively Determined Incentive Program | BROWNS MILLS | 8015 | 13 | 12.56 | Residential | Behind the Meter | No | Net Metered Residential | EMT Renewables |  | JCP&L | Accepted | 2023-10-31 | 2023-11-28 | 2024-11-28 | Inverters | ENPHASE | IQ8+ | 290 |  | 31 |  |  | 0.98 |  | Other | UNDER EACH PANEL
NJADRE1554925666 | Administratively Determined Incentive Program | BROWNS MILLS | 8015 | 13 | 12.56 | Residential | Behind the Meter | No | Net Metered Residential | EMT Renewables |  | JCP&L | Accepted | 2023-10-31 | 2023-11-28 | 2024-11-28 | Solar Panels | Q CELLS | Q PEAK DUO BLK |  | 0.405 | 18 | 353 | 16 |  | Fixed | Roof
NJADRE1554925666 | Administratively Determined Incentive Program | BROWNS MILLS | 8015 | 13 | 12.56 | Residential | Behind the Meter | No | Net Metered Residential | EMT Renewables |  | JCP&L | Accepted | 2023-10-31 | 2023-11-28 | 2024-11-28 | Solar Panels | Q CELLS | Q PEAK DUO BLK |  | 0.405 | 10 | 173 | 16 |  | Fixed | Roof
NJADRE1554925666 | Administratively Determined Incentive Program | BROWNS MILLS | 8015 | 13 | 12.56 | Residential | Behind the Meter | No | Net Metered Residential | EMT Renewables |  | JCP&L | Accepted | 2023-10-31 | 2023-11-28 | 2024-11-28 | Solar Panels | Q CELLS | Q PEAK DUO BLK |  | 0.405 | 2 | 263 | 20 |  | Fixed | Roof
NJADRE1554925666 | Administratively Determined Incentive Program | BROWNS MILLS | 8015 | 13 | 12.56 | Residential | Behind the Meter | No | Net Metered Residential | EMT Renewables |  | JCP&L | Accepted | 2023-10-31 | 2023-11-28 | 2024-11-28 | Solar Panels | Q CELLS | Q PEAK DUO BLK |  | 0.405 | 1 | 83 | 20 |  | Fixed | Roof
NJADRE1554925686 | Administratively Determined Incentive Program | PATERSON | 7524 | 6 | 6.89 | Residential | Behind the Meter | Yes | Net Metered Residential | Sunrun Installation Services, Inc. |  | PSE&G | Accepted | 2023-10-31 | 2023-11-28 | 2024-11-28 | Inverters | SOLAREDGE TECHNOLOGIES | SE6000H-USSN | 6000 |  | 1 |  |  | 0.992 |  | Outdoor | next to meter
NJADRE1554925686 | Administratively Determined Incentive Program | PATERSON | 7524 | 6 | 6.89 | Residential | Behind the Meter | Yes | Net Metered Residential | Sunrun Installation Services, Inc. |  | PSE&G | Accepted | 2023-10-31 | 2023-11-28 | 2024-11-28 | Solar Panels | HANWHA Q-CELLS | Q.PEAK DUO BLK ML-G10+ 405 |  | 0.405 | 9 | 16 | 37 |  | Fixed | Roof
NJADRE1554925686 | Administratively Determined Incentive Program | PATERSON | 7524 | 6 | 6.89 | Residential | Behind the Meter | Yes | Net Metered Residential | Sunrun Installation Services, Inc. |  | PSE&G | Accepted | 2023-10-31 | 2023-11-28 | 2024-11-28 | Solar Panels | HANWHA Q-CELLS | Q.PEAK DUO BLK ML-G10+ 405 |  | 0.405 | 8 | 196 | 36 |  | Fixed | Roof
NJADRE1554925710 | Administratively Determined Incentive Program | SOMERSET | 8873 | 5 | 8.1 | Residential | Behind the Meter | No | Net Metered Residential | EMT Renewables |  | PSE&G | Accepted | 2023-10-31 | 2023-11-30 | 2024-11-30 | Inverters | ENPHASE | IQ8+ | 290 |  | 20 |  |  | 0.98 |  | Other | UNDER EACH PANEL
NJADRE1554925710 | Administratively Determined Incentive Program | SOMERSET | 8873 | 5 | 8.1 | Residential | Behind the Meter | No | Net Metered Residential | EMT Renewables |  | PSE&G | Accepted | 2023-10-31 | 2023-11-30 | 2024-11-30 | Solar Panels | Q CELLS | Q PEAK DUO BLK |  | 0.405 | 16 | 218 | 27 |  | Fixed | Roof
NJADRE1554925710 | Administratively Determined Incentive Program | SOMERSET | 8873 | 5 | 8.1 | Residential | Behind the Meter | No | Net Metered Residential | EMT Renewables |  | PSE&G | Accepted | 2023-10-31 | 2023-11-30 | 2024-11-30 | Solar Panels | Q CELLS | Q PEAK DUO BLK |  | 0.405 | 4 | 38 | 27 |  | Fixed | Roof
NJADRE1554925754 | Administratively Determined Incentive Program | EGG HARBOR CITY | 8215 | 19 | 9.02 | Residential | Behind the Meter | Yes | Net Metered Residential | Sun Up Zero Down |  | AC Electric | Accepted | 2023-10-31 | 2023-12-05 | 2024-12-05 | Inverters | Enphase | IQ8PLUS-72-2-US | 290 |  | 22 |  |  | 0.976 |  | Outdoor
NJADRE1554925754 | Administratively Determined Incentive Program | EGG HARBOR CITY | 8215 | 19 | 9.02 | Residential | Behind the Meter | Yes | Net Metered Residential | Sun Up Zero Down |  | AC Electric | Accepted | 2023-10-31 | 2023-12-05 | 2024-12-05 | Meters | Enphase | TBD |  |  | 1 |  |  |  | Yes
NJADRE1554925754 | Administratively Determined Incentive Program | EGG HARBOR CITY | 8215 | 19 | 9.02 | Residential | Behind the Meter | Yes | Net Metered Residential | Sun Up Zero Down |  | AC Electric | Accepted | 2023-10-31 | 2023-12-05 | 2024-12-05 | Solar Panels | Trina | TSM-410-NE09RC.05 Vertex S+ |  | 0.41 | 22 | 254 | 84 |  | Fixed | Roof
NJADRE1554925811 | Administratively Determined Incentive Program | MILLSTONE TOWNSHIP | 8535 | 17 | 10.53 | Residential | Behind the Meter | Yes | Net Metered Residential | SunnyMac LLC |  | JCP&L | Accepted | 2023-10-31 | 2023-12-06 | 2024-12-06 | Solar Panels | Q.PEAK DUO BLK ML-G10+ 405 | HANWHA |  | 0.405 | 9 | 172 | 26 |  | Fixed | Roof
NJADRE1554925811 | Administratively Determined Incentive Program | MILLSTONE TOWNSHIP | 8535 | 17 | 10.53 | Residential | Behind the Meter | Yes | Net Metered Residential | SunnyMac LLC |  | JCP&L | Accepted | 2023-10-31 | 2023-12-06 | 2024-12-06 | Solar Panels | Q.PEAK DUO BLK ML-G10+ 405 | HANWHA |  | 0.405 | 8 | 82 | 26 |  | Fixed | Roof
NJADRE1554925811 | Administratively Determined Incentive Program | MILLSTONE TOWNSHIP | 8535 | 17 | 10.53 | Residential | Behind the Meter | Yes | Net Metered Residential | SunnyMac LLC |  | JCP&L | Accepted | 2023-10-31 | 2023-12-06 | 2024-12-06 | Solar Panels | Q.PEAK DUO BLK ML-G10+ 405 | HANWHA |  | 0.405 | 6 | 82 | 28 |  | Fixed | Roof
NJADRE1554925811 | Administratively Determined Incentive Program | MILLSTONE TOWNSHIP | 8535 | 17 | 10.53 | Residential | Behind the Meter | Yes | Net Metered Residential | SunnyMac LLC |  | JCP&L | Accepted | 2023-10-31 | 2023-12-06 | 2024-12-06 | Solar Panels | Q.PEAK DUO BLK ML-G10+ 405 | HANWHA |  | 0.405 | 3 | 172 | 16 |  | Fixed | Roof
NJADRE1554925811 | Administratively Determined Incentive Program | MILLSTONE TOWNSHIP | 8535 | 17 | 10.53 | Residential | Behind the Meter | Yes | Net Metered Residential | SunnyMac LLC |  | JCP&L | Accepted | 2023-10-31 | 2023-12-06 | 2024-12-06 | Inverters | SE7600H-US | Solaredge | 7600 |  | 1 |  |  | 0.1 |  | Outdoor | next to meter
NJADRE1554925811 | Administratively Determined Incentive Program | MILLSTONE TOWNSHIP | 8535 | 17 | 10.53 | Residential | Behind the Meter | Yes | Net Metered Residential | SunnyMac LLC |  | JCP&L | Accepted | 2023-10-31 | 2023-12-06 | 2024-12-06 | Meters | SE-RGMTR-1D-240C-B | Solaredge |  |  | 1 |  |  |  | Yes | Outdoor
NJADRE1554925822 | Administratively Determined Incentive Program | LITTLE EGG HARBOR TWP | 8087 | 18 | 14.7 | Residential | Behind the Meter | No | Net Metered Residential | EMT Renewables |  | AC Electric | Accepted | 2023-10-31 | 2023-11-28 | 2024-11-28 | Inverters | ENPHASE | IQ7x | 315 |  | 35 |  |  | 0.98 |  | Other | UNDER EACH PANEL
NJADRE1554925822 | Administratively Determined Incentive Program | LITTLE EGG HARBOR TWP | 8087 | 18 | 14.7 | Residential | Behind the Meter | No | Net Metered Residential | EMT Renewables |  | AC Electric | Accepted | 2023-10-31 | 2023-11-28 | 2024-11-28 | Solar Panels | REC ALPHA | REC 420 |  | 0.42 | 17 | 11 | 39 |  | Fixed | Roof
NJADRE1554925822 | Administratively Determined Incentive Program | LITTLE EGG HARBOR TWP | 8087 | 18 | 14.7 | Residential | Behind the Meter | No | Net Metered Residential | EMT Renewables |  | AC Electric | Accepted | 2023-10-31 | 2023-11-28 | 2024-11-28 | Solar Panels | REC ALPHA | REC 405 |  | 0.42 | 13 | 191 | 18 |  | Fixed | Roof
NJADRE1554925822 | Administratively Determined Incentive Program | LITTLE EGG HARBOR TWP | 8087 | 18 | 14.7 | Residential | Behind the Meter | No | Net Metered Residential | EMT Renewables |  | AC Electric | Accepted | 2023-10-31 | 2023-11-28 | 2024-11-28 | Solar Panels | REC ALPHA | REC 420 |  | 0.42 | 4 | 191 | 18 |  | Fixed | Roof
NJADRE1554925822 | Administratively Determined Incentive Program | LITTLE EGG HARBOR TWP | 8087 | 18 | 14.7 | Residential | Behind the Meter | No | Net Metered Residential | EMT Renewables |  | AC Electric | Accepted | 2023-10-31 | 2023-11-28 | 2024-11-28 | Solar Panels | REC ALPHA | REC 420 |  | 0.42 | 1 | 11 | 38 |  | Fixed | Roof
NJADRE1554925863 | Administratively Determined Incentive Program | GLEN GARDNER | 8826 | 4 | 14.06 | Residential | Behind the Meter | No | Net Metered Residential | Vision Solar LLC |  | JCP&L | Accepted | 2023-10-31 | 2023-11-29 | 2024-11-29 | Inverters | SolarEdge | SE11400H-USRGM | 11 |  | 1 |  |  | 0.97 |  | Outdoor
NJADRE1554925863 | Administratively Determined Incentive Program | GLEN GARDNER | 8826 | 4 | 14.06 | Residential | Behind the Meter | No | Net Metered Residential | Vision Solar LLC |  | JCP&L | Accepted | 2023-10-31 | 2023-11-29 | 2024-11-29 | Solar Panels | ZNSHINE SOLAR | ZXM6-NH120-370/M |  | 0.37 | 24 | 270 | 20 |  | Fixed | Roof
NJADRE1554925863 | Administratively Determined Incentive Program | GLEN GARDNER | 8826 | 4 | 14.06 | Residential | Behind the Meter | No | Net Metered Residential | Vision Solar LLC |  | JCP&L | Accepted | 2023-10-31 | 2023-11-29 | 2024-11-29 | Solar Panels | ZNSHINE SOLAR | ZXM6-NH120-370/M |  | 0.37 | 14 | 90 | 20 |  | Fixed | Roof
NJADRE1554925897 | Administratively Determined Incentive Program | ROSELLE | 7203 | 10 | 13.37 | Residential | Behind the Meter | Yes | Net Metered Residential | Big Wave Roofing and Solar LLC |  | PSE&G | Accepted | 2023-10-31 | 2023-11-29 | 2024-11-29 | Inverters | Enphase Energy Inc | IQ7A-72-2-US | 290 |  | 33 |  |  | 0.98 |  | Outside
NJADRE1554925897 | Administratively Determined Incentive Program | ROSELLE | 7203 | 10 | 13.37 | Residential | Behind the Meter | Yes | Net Metered Residential | Big Wave Roofing and Solar LLC |  | PSE&G | Accepted | 2023-10-31 | 2023-11-29 | 2024-11-29 | Solar Panels | Qcells | Q.PEAK DUO BLK ML-G10+ 405 |  | 0.405 | 19 | 202 | 20 |  | Fixed | Roof
NJADRE1554925897 | Administratively Determined Incentive Program | ROSELLE | 7203 | 10 | 13.37 | Residential | Behind the Meter | Yes | Net Metered Residential | Big Wave Roofing and Solar LLC |  | PSE&G | Accepted | 2023-10-31 | 2023-11-29 | 2024-11-29 | Solar Panels | Qcells | Q.PEAK DUO BLK ML-G10+ 405 |  | 0.405 | 7 | 22 | 20 |  | Fixed | Roof
NJADRE1554925897 | Administratively Determined Incentive Program | ROSELLE | 7203 | 10 | 13.37 | Residential | Behind the Meter | Yes | Net Metered Residential | Big Wave Roofing and Solar LLC |  | PSE&G | Accepted | 2023-10-31 | 2023-11-29 | 2024-11-29 | Solar Panels | Qcells | Q.PEAK DUO BLK ML-G10+ 405 |  | 0.405 | 7 | 292 | 20 |  | Fixed | Roof
NJADRE1554925911 | Administratively Determined Incentive Program | POMPTON LAKES | 7442 | 6 | 4.62 | Residential | Behind the Meter | Yes | Net Metered Residential | EMT Renewables |  | JCP&L | Accepted | 2023-10-31 | 2023-11-29 | 2024-11-29 | Inverters | ENPHASE | IQ7x | 315 |  | 11 |  |  | 0.98 |  | Other | UNDER EACH PANEL
NJADRE1554925911 | Administratively Determined Incentive Program | POMPTON LAKES | 7442 | 6 | 4.62 | Residential | Behind the Meter | Yes | Net Metered Residential | EMT Renewables |  | JCP&L | Accepted | 2023-10-31 | 2023-11-29 | 2024-11-29 | Solar Panels | REC ALPHA | REC 420 |  | 0.42 | 11 | 181 | 18 |  | Fixed | Roof
NJADRE1554925917 | Administratively Determined Incentive Program | West Windsor Township | 8550 | 12 | 12.24 | Residential | Behind the Meter | Yes | Net Metered Residential | Vision Solar LLC |  | JCP&L | Accepted | 2023-10-31 | 2023-11-29 | 2024-11-29 | Inverters | SolarEdge | SE6000H-USRGM | 6 |  | 2 |  |  | 0.97 |  | Outdoor
NJADRE1554925917 | Administratively Determined Incentive Program | West Windsor Township | 8550 | 12 | 12.24 | Residential | Behind the Meter | Yes | Net Metered Residential | Vision Solar LLC |  | JCP&L | Accepted | 2023-10-31 | 2023-11-29 | 2024-11-29 | Solar Panels | ZNSHINE SOLAR | ZXM6-NH120-360/M |  | 0.36 | 26 | 174 | 38 |  | Fixed | Roof
NJADRE1554925917 | Administratively Determined Incentive Program | West Windsor Township | 8550 | 12 | 12.24 | Residential | Behind the Meter | Yes | Net Metered Residential | Vision Solar LLC |  | JCP&L | Accepted | 2023-10-31 | 2023-11-29 | 2024-11-29 | Solar Panels | ZNSHINE SOLAR | ZXM6-NH120-360/M |  | 0.36 | 8 | 354 | 37 |  | Fixed | Roof
NJADRE1554925939 | Administratively Determined Incentive Program | UNION | 7083 | 10 | 5.48 | Residential | Behind the Meter | No | Net Metered Residential | Power Home Remodeling |  | PSE&G | Accepted | 2023-10-31 | 2023-12-06 | 2024-12-06 | Inverters | SolarEdge | SE3800H-US | 3800 |  | 1 |  |  | 0.99 |  | Outdoor
NJADRE1554925939 | Administratively Determined Incentive Program | UNION | 7083 | 10 | 5.48 | Residential | Behind the Meter | No | Net Metered Residential | Power Home Remodeling |  | PSE&G | Accepted | 2023-10-31 | 2023-12-06 | 2024-12-06 | Meters | SolarEdge | Revenue Grade Data Ansi C12.20 |  |  | 1 |  |  |  | Yes
NJADRE1554925939 | Administratively Determined Incentive Program | UNION | 7083 | 10 | 5.48 | Residential | Behind the Meter | No | Net Metered Residential | Power Home Remodeling |  | PSE&G | Accepted | 2023-10-31 | 2023-12-06 | 2024-12-06 | Solar Panels | QCell | Qcells Q.PEAKDUOBLK-G10+365 |  | 0.365 | 9 | 308 | 19 |  | Fixed | Roof
NJADRE1554925939 | Administratively Determined Incentive Program | UNION | 7083 | 10 | 5.48 | Residential | Behind the Meter | No | Net Metered Residential | Power Home Remodeling |  | PSE&G | Accepted | 2023-10-31 | 2023-12-06 | 2024-12-06 | Solar Panels | QCell | Qcells Q.PEAKDUOBLK-G10+365 |  | 0.365 | 6 | 128 | 20 |  | Fixed | Roof
NJADRE1554926267 | Administratively Determined Incentive Program | PLAINFIELD | 7062 | 10 | 8.09 | Residential | Behind the Meter | Yes | Net Metered Residential | Freedom Forever New Jersey LLC |  | PSE&G | Accepted | 2023-10-31 | 2023-11-28 | 2024-11-28 | Inverters | Solar Edge | SE6000H-US [SI1] RGM | 6000 |  | 1 |  |  | 0.99 |  | Outdoor
NJADRE1554926267 | Administratively Determined Incentive Program | PLAINFIELD | 7062 | 10 | 8.09 | Residential | Behind the Meter | Yes | Net Metered Residential | Freedom Forever New Jersey LLC |  | PSE&G | Accepted | 2023-10-31 | 2023-11-28 | 2024-11-28 | Solar Panels | Jinko Solar | JKM385M-6RL3-B |  | 0.385 | 8 | 216 | 19 |  | Fixed | Roof
NJADRE1554926267 | Administratively Determined Incentive Program | PLAINFIELD | 7062 | 10 | 8.09 | Residential | Behind the Meter | Yes | Net Metered Residential | Freedom Forever New Jersey LLC |  | PSE&G | Accepted | 2023-10-31 | 2023-11-28 | 2024-11-28 | Solar Panels | Jinko Solar | JKM385M-6RL3-B |  | 0.385 | 13 | 36 | 28 |  | Fixed | Roof
NJADRE1554926273 | Administratively Determined Incentive Program | South Brunswick | 8852 | 11 | 18.86 | Residential | Behind the Meter | No | Net Metered Residential | Infinity Solar Systems |  | PSE&G | Accepted | 2023-10-31 | 2023-11-29 | 2024-11-29 | Inverters | Enphase | IQ8PLUS-72-2-US | 290 |  | 46 |  |  | 0.97 |  | Outdoor
NJADRE1554926273 | Administratively Determined Incentive Program | South Brunswick | 8852 | 11 | 18.86 | Residential | Behind the Meter | No | Net Metered Residential | Infinity Solar Systems |  | PSE&G | Accepted | 2023-10-31 | 2023-11-29 | 2024-11-29 | Solar Panels | SEG Solar | SEG-410-BMD-HV |  | 0.41 | 10 | 143 | 36 |  | Fixed | Roof
NJADRE1554926273 | Administratively Determined Incentive Program | South Brunswick | 8852 | 11 | 18.86 | Residential | Behind the Meter | No | Net Metered Residential | Infinity Solar Systems |  | PSE&G | Accepted | 2023-10-31 | 2023-11-29 | 2024-11-29 | Solar Panels | SEG Solar | SEG-410-BMD-HV |  | 0.41 | 7 | 233 | 31 |  | Fixed | Roof
NJADRE1554926273 | Administratively Determined Incentive Program | South Brunswick | 8852 | 11 | 18.86 | Residential | Behind the Meter | No | Net Metered Residential | Infinity Solar Systems |  | PSE&G | Accepted | 2023-10-31 | 2023-11-29 | 2024-11-29 | Solar Panels | SEG Solar | SEG-410-BMD-HV |  | 0.41 | 16 | 143 | 39 |  | Fixed | Roof
NJADRE1554926273 | Administratively Determined Incentive Program | South Brunswick | 8852 | 11 | 18.86 | Residential | Behind the Meter | No | Net Metered Residential | Infinity Solar Systems |  | PSE&G | Accepted | 2023-10-31 | 2023-11-29 | 2024-11-29 | Solar Panels | SEG Solar | SEG-410-BMD-HV |  | 0.41 | 7 | 53 | 31 |  | Fixed | Roof
NJADRE1554926273 | Administratively Determined Incentive Program | South Brunswick | 8852 | 11 | 18.86 | Residential | Behind the Meter | No | Net Metered Residential | Infinity Solar Systems |  | PSE&G | Accepted | 2023-10-31 | 2023-11-29 | 2024-11-29 | Solar Panels | SEG Solar | SEG-410-BMD-HV |  | 0.41 | 6 | 233 | 31 |  | Fixed | Roof
NJADRE1554926440 | Administratively Determined Incentive Program | DENVILLE | 7834 | 3 | 14.28 | Residential | Behind the Meter | Yes | Net Metered Residential | EMT Renewables |  | JCP&L | Accepted | 2023-10-31 | 2023-11-28 | 2024-11-28 | Inverters | ENPHASE | IQ7x | 315 |  | 34 |  |  | 0.98 |  | Other | UNDER EACH PANEL
NJADRE1554926440 | Administratively Determined Incentive Program | DENVILLE | 7834 | 3 | 14.28 | Residential | Behind the Meter | Yes | Net Metered Residential | EMT Renewables |  | JCP&L | Accepted | 2023-10-31 | 2023-11-28 | 2024-11-28 | Solar Panels | REC ALPHA | REC 420 |  | 0.42 | 10 | 119 | 27 |  | Fixed | Roof
NJADRE1554926440 | Administratively Determined Incentive Program | DENVILLE | 7834 | 3 | 14.28 | Residential | Behind the Meter | Yes | Net Metered Residential | EMT Renewables |  | JCP&L | Accepted | 2023-10-31 | 2023-11-28 | 2024-11-28 | Solar Panels | REC ALPHA | REC 420 |  | 0.42 | 5 | 209 | 32 |  | Fixed | Roof
NJADRE1554926440 | Administratively Determined Incentive Program | DENVILLE | 7834 | 3 | 14.28 | Residential | Behind the Meter | Yes | Net Metered Residential | EMT Renewables |  | JCP&L | Accepted | 2023-10-31 | 2023-11-28 | 2024-11-28 | Solar Panels | REC ALPHA | REC 420 |  | 0.42 | 18 | 299 | 27 |  | Fixed | Roof
NJADRE1554926440 | Administratively Determined Incentive Program | DENVILLE | 7834 | 3 | 14.28 | Residential | Behind the Meter | Yes | Net Metered Residential | EMT Renewables |  | JCP&L | Accepted | 2023-10-31 | 2023-11-28 | 2024-11-28 | Solar Panels | REC ALPHA | REC 420 |  | 0.42 | 1 | 209 | 32 |  | Fixed | Roof
NJADRE1554926483 | Administratively Determined Incentive Program | WILLIAMSTOWN | 8094 | 15 | 23.49 | Residential | Behind the Meter | Yes | Net Metered Residential | All Season Solar |  | AC Electric | Accepted | 2023-10-31 | 2023-11-29 | 2024-11-29 | Inverters | Enphase | IQ8 Plus | 290 |  | 61 |  |  | 0.97 |  | Outdoor
NJADRE1554926483 | Administratively Determined Incentive Program | WILLIAMSTOWN | 8094 | 15 | 23.49 | Residential | Behind the Meter | Yes | Net Metered Residential | All Season Solar |  | AC Electric | Accepted | 2023-10-31 | 2023-11-29 | 2024-11-29 | Solar Panels | Trina | TSMDE09.05 |  | 0.385 | 12 | 79 | 24 |  | Fixed | Roof
NJADRE1554926483 | Administratively Determined Incentive Program | WILLIAMSTOWN | 8094 | 15 | 23.49 | Residential | Behind the Meter | Yes | Net Metered Residential | All Season Solar |  | AC Electric | Accepted | 2023-10-31 | 2023-11-29 | 2024-11-29 | Solar Panels | Trina | TSMDE09.05 |  | 0.385 | 17 | 77 | 29 |  | Fixed | Roof
NJADRE1554926483 | Administratively Determined Incentive Program | WILLIAMSTOWN | 8094 | 15 | 23.49 | Residential | Behind the Meter | Yes | Net Metered Residential | All Season Solar |  | AC Electric | Accepted | 2023-10-31 | 2023-11-29 | 2024-11-29 | Solar Panels | Trina | TSMDE09.05 |  | 0.385 | 20 | 257 | 29 |  | Fixed | Roof
NJADRE1554926483 | Administratively Determined Incentive Program | WILLIAMSTOWN | 8094 | 15 | 23.49 | Residential | Behind the Meter | Yes | Net Metered Residential | All Season Solar |  | AC Electric | Accepted | 2023-10-31 | 2023-11-29 | 2024-11-29 | Solar Panels | Trina | TSMDE09.05 |  | 0.385 | 12 | 259 | 24 |  | Fixed | Roof
NJADRE1554926491 | Administratively Determined Incentive Program | SPRINGFIELD | 7081 | 10 | 6.16 | Residential | Behind the Meter | Yes | Net Metered Residential | Freedom Forever New Jersey LLC |  | JCP&L | Accepted | 2023-10-31 | 2023-11-28 | 2024-11-28 | Inverters | Solar Edge | SE5000H-USRGM | 5000 |  | 1 |  |  | 0.99 |  | Outdoor
NJADRE1554926491 | Administratively Determined Incentive Program | SPRINGFIELD | 7081 | 10 | 6.16 | Residential | Behind the Meter | Yes | Net Metered Residential | Freedom Forever New Jersey LLC |  | JCP&L | Accepted | 2023-10-31 | 2023-11-28 | 2024-11-28 | Solar Panels | Jinko Solar | JKM385M-6RL3-B |  | 0.385 | 5 | 109 | 32 |  | Fixed | Roof
NJADRE1554926491 | Administratively Determined Incentive Program | SPRINGFIELD | 7081 | 10 | 6.16 | Residential | Behind the Meter | Yes | Net Metered Residential | Freedom Forever New Jersey LLC |  | JCP&L | Accepted | 2023-10-31 | 2023-11-28 | 2024-11-28 | Solar Panels | Jinko Solar | JKM385M-6RL3-B |  | 0.385 | 11 | 289 | 32 |  | Fixed | Roof
NJADRE1554926500 | Administratively Determined Incentive Program | BRIDGETON | 8302 | 20 | 10.94 | Residential | Behind the Meter | Yes | Net Metered Residential | Pro Custom Solar dba Momentum Solar |  | AC Electric | Accepted | 2023-10-31 | 2023-11-28 | 2024-11-28 | Solar Panels | HANWHA | Q. PEAK DUO BLK ML-G10+405 |  | 0.405 | 8 | 184 | 7 |  | Fixed | Roof
NJADRE1554926500 | Administratively Determined Incentive Program | BRIDGETON | 8302 | 20 | 10.94 | Residential | Behind the Meter | Yes | Net Metered Residential | Pro Custom Solar dba Momentum Solar |  | AC Electric | Accepted | 2023-10-31 | 2023-11-28 | 2024-11-28 | Solar Panels | HANWHA | Q. PEAK DUO BLK ML-G10+405 |  | 0.405 | 4 | 92 | 6 |  | Fixed | Roof
NJADRE1554926500 | Administratively Determined Incentive Program | BRIDGETON | 8302 | 20 | 10.94 | Residential | Behind the Meter | Yes | Net Metered Residential | Pro Custom Solar dba Momentum Solar |  | AC Electric | Accepted | 2023-10-31 | 2023-11-28 | 2024-11-28 | Solar Panels | HANWHA | Q. PEAK DUO BLK ML-G10+405 |  | 0.405 | 4 | 272 | 18 |  | Fixed | Roof
NJADRE1554926500 | Administratively Determined Incentive Program | BRIDGETON | 8302 | 20 | 10.94 | Residential | Behind the Meter | Yes | Net Metered Residential | Pro Custom Solar dba Momentum Solar |  | AC Electric | Accepted | 2023-10-31 | 2023-11-28 | 2024-11-28 | Solar Panels | HANWHA | Q. PEAK DUO BLK ML-G10+405 |  | 0.405 | 6 | 92 | 18 |  | Fixed | Roof
NJADRE1554926500 | Administratively Determined Incentive Program | BRIDGETON | 8302 | 20 | 10.94 | Residential | Behind the Meter | Yes | Net Metered Residential | Pro Custom Solar dba Momentum Solar |  | AC Electric | Accepted | 2023-10-31 | 2023-11-28 | 2024-11-28 | Solar Panels | HANWHA | Q. PEAK DUO BLK ML-G10+405 |  | 0.405 | 3 | 274 | 15 |  | Fixed | Roof
NJADRE1554926500 | Administratively Determined Incentive Program | BRIDGETON | 8302 | 20 | 10.94 | Residential | Behind the Meter | Yes | Net Metered Residential | Pro Custom Solar dba Momentum Solar |  | AC Electric | Accepted | 2023-10-31 | 2023-11-28 | 2024-11-28 | Solar Panels | HANWHA | Q. PEAK DUO BLK ML-G10+405 |  | 0.405 | 2 | 4 | 9 |  | Fixed | Roof
NJADRE1554926500 | Administratively Determined Incentive Program | BRIDGETON | 8302 | 20 | 10.94 | Residential | Behind the Meter | Yes | Net Metered Residential | Pro Custom Solar dba Momentum Solar |  | AC Electric | Accepted | 2023-10-31 | 2023-11-28 | 2024-11-28 | Inverters | ENPHASE | IQ8PLUS-72-2-US | 290 |  | 27 |  |  | 0.97 |  | Outdoor
NJADRE1554926509 | Administratively Determined Incentive Program | BRICK | 8724 | 18 | 11.75 | Residential | Behind the Meter | Yes | Net Metered Residential | SunnyMac LLC |  | JCP&L | Accepted | 2023-10-31 | 2023-11-29 | 2024-11-29 | Solar Panels | Q.PEAK DUO BLK ML-G10+ 405 | HANWHA |  | 0.405 | 10 | 289 | 27 |  | Fixed | Roof
NJADRE1554926509 | Administratively Determined Incentive Program | BRICK | 8724 | 18 | 11.75 | Residential | Behind the Meter | Yes | Net Metered Residential | SunnyMac LLC |  | JCP&L | Accepted | 2023-10-31 | 2023-11-29 | 2024-11-29 | Solar Panels | Q.PEAK DUO BLK ML-G10+ 405 | HANWHA |  | 0.405 | 3 | 109 | 27 |  | Fixed | Roof
NJADRE1554926509 | Administratively Determined Incentive Program | BRICK | 8724 | 18 | 11.75 | Residential | Behind the Meter | Yes | Net Metered Residential | SunnyMac LLC |  | JCP&L | Accepted | 2023-10-31 | 2023-11-29 | 2024-11-29 | Solar Panels | Q.PEAK DUO BLK ML-G10+ 405 | HANWHA |  | 0.405 | 3 | 289 | 27 |  | Fixed | Roof
NJADRE1554926509 | Administratively Determined Incentive Program | BRICK | 8724 | 18 | 11.75 | Residential | Behind the Meter | Yes | Net Metered Residential | SunnyMac LLC |  | JCP&L | Accepted | 2023-10-31 | 2023-11-29 | 2024-11-29 | Solar Panels | Q.PEAK DUO BLK ML-G10+ 405 | HANWHA |  | 0.405 | 13 | 109 | 27 |  | Fixed | Roof
NJADRE1554926509 | Administratively Determined Incentive Program | BRICK | 8724 | 18 | 11.75 | Residential | Behind the Meter | Yes | Net Metered Residential | SunnyMac LLC |  | JCP&L | Accepted | 2023-10-31 | 2023-11-29 | 2024-11-29 | Inverters | SE10000H -US | Solaredge | 10000 |  | 1 |  |  | 0.1 |  | Outdoor | next to meter
NJADRE1554926509 | Administratively Determined Incentive Program | BRICK | 8724 | 18 | 11.75 | Residential | Behind the Meter | Yes | Net Metered Residential | SunnyMac LLC |  | JCP&L | Accepted | 2023-10-31 | 2023-11-29 | 2024-11-29 | Meters | SE-RGMTR-1D-240C-B | Solaredge |  |  | 1 |  |  |  | Yes | Outdoor
NJADRE1554926553 | Administratively Determined Incentive Program | Clifton City | 7014 | 6 | 9.24 | Residential | Behind the Meter | Yes | Net Metered Residential | Freedom Forever New Jersey LLC |  | PSE&G | Accepted | 2023-10-31 | 2023-11-29 | 2024-11-29 | Inverters | Solar Edge | SE7600H-USRGM | 7600 |  | 1 |  |  | 0.99 |  | Outdoor
NJADRE1554926553 | Administratively Determined Incentive Program | Clifton City | 7014 | 6 | 9.24 | Residential | Behind the Meter | Yes | Net Metered Residential | Freedom Forever New Jersey LLC |  | PSE&G | Accepted | 2023-10-31 | 2023-11-29 | 2024-11-29 | Solar Panels | Jinko Solar | JKM385M-6RL3-B |  | 0.385 | 9 | 216 | 23 |  | Fixed | Roof
NJADRE1554926553 | Administratively Determined Incentive Program | Clifton City | 7014 | 6 | 9.24 | Residential | Behind the Meter | Yes | Net Metered Residential | Freedom Forever New Jersey LLC |  | PSE&G | Accepted | 2023-10-31 | 2023-11-29 | 2024-11-29 | Solar Panels | Jinko Solar | JKM385M-6RL3-B |  | 0.385 | 9 | 306 | 23 |  | Fixed | Roof
NJADRE1554926553 | Administratively Determined Incentive Program | Clifton City | 7014 | 6 | 9.24 | Residential | Behind the Meter | Yes | Net Metered Residential | Freedom Forever New Jersey LLC |  | PSE&G | Accepted | 2023-10-31 | 2023-11-29 | 2024-11-29 | Solar Panels | Jinko Solar | JKM385M-6RL3-B |  | 0.385 | 3 | 126 | 23 |  | Fixed | Roof
NJADRE1554926553 | Administratively Determined Incentive Program | Clifton City | 7014 | 6 | 9.24 | Residential | Behind the Meter | Yes | Net Metered Residential | Freedom Forever New Jersey LLC |  | PSE&G | Accepted | 2023-10-31 | 2023-11-29 | 2024-11-29 | Solar Panels | Jinko Solar | JKM385M-6RL3-B |  | 0.385 | 3 | 126 | 23 |  | Fixed | Roof
NJADRE1554926600 | Administratively Determined Incentive Program | GARFIELD | 7026 | 7 | 5.67 | Residential | Behind the Meter | Yes | Net Metered Residential | Trinity Solar Inc. |  | PSE&G | Accepted | 2023-10-31 | 2023-11-29 | 2024-11-29 | Inverters | Solar Edge | SE5000H-US | 5000 |  | 1 |  |  | 0.96 |  | Outdoor
NJADRE1554926600 | Administratively Determined Incentive Program | GARFIELD | 7026 | 7 | 5.67 | Residential | Behind the Meter | Yes | Net Metered Residential | Trinity Solar Inc. |  | PSE&G | Accepted | 2023-10-31 | 2023-11-29 | 2024-11-29 | Solar Panels | HANWHA 405 (Q.PEAK DUO BLK ML-G10+ 405) | HANWHA 405 (Q.PEAK DUO BLK ML-G10+ 405) |  | 0.405 | 14 | 176 | 30 |  | Fixed | Roof
NJADRE1554926618 | Administratively Determined Incentive Program | SECAUCUS | 7094 | 8 | 9.72 | Residential | Behind the Meter | No | Net Metered Residential | Tesla Energy Operations Inc |  | PSE&G | Accepted | 2023-10-31 | 2023-11-29 | 2024-11-29 | Inverters | Tesla | 1850000-00-C | 7600 |  | 1 |  |  | 0.98 |  | Outside
NJADRE1554926618 | Administratively Determined Incentive Program | SECAUCUS | 7094 | 8 | 9.72 | Residential | Behind the Meter | No | Net Metered Residential | Tesla Energy Operations Inc |  | PSE&G | Accepted | 2023-10-31 | 2023-11-29 | 2024-11-29 | Solar Panels | Hanwha | Q.PEAK DUO BLK ML-G10+/TS 405 |  | 0.405 | 11 | 303 | 23 |  | Fixed | Roof
NJADRE1554926618 | Administratively Determined Incentive Program | SECAUCUS | 7094 | 8 | 9.72 | Residential | Behind the Meter | No | Net Metered Residential | Tesla Energy Operations Inc |  | PSE&G | Accepted | 2023-10-31 | 2023-11-29 | 2024-11-29 | Solar Panels | Hanwha | Q.PEAK DUO BLK ML-G10+/TS 405 |  | 0.405 | 13 | 123 | 23 |  | Fixed | Roof
NJADRE1554926618 | Administratively Determined Incentive Program | SECAUCUS | 7094 | 8 | 9.72 | Residential | Behind the Meter | No | Net Metered Residential | Tesla Energy Operations Inc |  | PSE&G | Accepted | 2023-10-31 | 2023-11-29 | 2024-11-29 | Electric Storage Battery | Tesla | AC Powerwall 2.0 |  |  | 1 |  |  |  | Lithium Ion |  | 12
NJADRE1554926631 | Administratively Determined Incentive Program | PLAINFIELD | 7060 | 10 | 8.51 | Residential | Behind the Meter | Yes | Net Metered Residential | Pro Custom Solar dba Momentum Solar |  | PSE&G | Accepted | 2023-10-31 | 2023-11-30 | 2024-11-30 | Solar Panels | HANWHA | Q. PEAK DUO BLK ML-G10+405 |  | 0.405 | 16 | 268 | 37 |  | Fixed | Roof
NJADRE1554926631 | Administratively Determined Incentive Program | PLAINFIELD | 7060 | 10 | 8.51 | Residential | Behind the Meter | Yes | Net Metered Residential | Pro Custom Solar dba Momentum Solar |  | PSE&G | Accepted | 2023-10-31 | 2023-11-30 | 2024-11-30 | Solar Panels | HANWHA | Q. PEAK DUO BLK ML-G10+405 |  | 0.405 | 5 | 88 | 37 |  | Fixed | Roof
NJADRE1554926631 | Administratively Determined Incentive Program | PLAINFIELD | 7060 | 10 | 8.51 | Residential | Behind the Meter | Yes | Net Metered Residential | Pro Custom Solar dba Momentum Solar |  | PSE&G | Accepted | 2023-10-31 | 2023-11-30 | 2024-11-30 | Inverters | ENPHASE | IQ8PLUS-72-2-US | 290 |  | 21 |  |  | 0.97 |  | Outdoor
NJADRE1554926653 | Administratively Determined Incentive Program | NEWTON | 7860 | 1 | 10.3 | Residential | Behind the Meter | Yes | Net Metered Residential | Vision Solar LLC |  | JCP&L | Accepted | 2023-10-31 | 2023-11-29 | 2024-11-29 | Inverters | Enphase | IQ7-60-2-US | 240 |  | 29 |  |  | 0.97 |  | Outdoor
NJADRE1554926653 | Administratively Determined Incentive Program | NEWTON | 7860 | 1 | 10.3 | Residential | Behind the Meter | Yes | Net Metered Residential | Vision Solar LLC |  | JCP&L | Accepted | 2023-10-31 | 2023-11-29 | 2024-11-29 | Solar Panels | LONGI | LR4-60HPB 355M |  | 0.355 | 11 | 260 | 73 |  | Fixed | Roof
NJADRE1554926653 | Administratively Determined Incentive Program | NEWTON | 7860 | 1 | 10.3 | Residential | Behind the Meter | Yes | Net Metered Residential | Vision Solar LLC |  | JCP&L | Accepted | 2023-10-31 | 2023-11-29 | 2024-11-29 | Solar Panels | LONGI | LR4-60HPB 355M |  | 0.355 | 6 | 260 | 73 |  | Fixed | Roof
NJADRE1554926653 | Administratively Determined Incentive Program | NEWTON | 7860 | 1 | 10.3 | Residential | Behind the Meter | Yes | Net Metered Residential | Vision Solar LLC |  | JCP&L | Accepted | 2023-10-31 | 2023-11-29 | 2024-11-29 | Solar Panels | LONGI | LR4-60HPB 355M |  | 0.355 | 12 | 170 | 10 |  | Fixed | Roof
NJADRE1554926662 | Administratively Determined Incentive Program | WILLIAMSTOWN | 8094 | 15 | 5.67 | Residential | Behind the Meter | Yes | Net Metered Residential | EMT Renewables |  | AC Electric | Accepted | 2023-10-31 | 2023-11-29 | 2024-11-29 | Inverters | ENPHASE | IQ8+ | 290 |  | 14 |  |  | 0.98 |  | Other | UNDER EACH PANEL
NJADRE1554926662 | Administratively Determined Incentive Program | WILLIAMSTOWN | 8094 | 15 | 5.67 | Residential | Behind the Meter | Yes | Net Metered Residential | EMT Renewables |  | AC Electric | Accepted | 2023-10-31 | 2023-11-29 | 2024-11-29 | Solar Panels | Q CELLS | Q PEAK DUO BLK |  | 0.405 | 14 | 230 | 24 |  | Fixed | Roof
NJADRE1554926665 | Administratively Determined Incentive Program | STOCKHOLM | 7460 | 1 | 14.99 | Residential | Behind the Meter | Yes | Net Metered Residential | Trinity Solar |  | JCP&L | Accepted | 2023-10-31 | 2023-11-29 | 2024-11-29 | Inverters | Solar Edge | SE11400H-US | 11400 |  | 1 |  |  | 0.97 |  | Outside
NJADRE1554926665 | Administratively Determined Incentive Program | STOCKHOLM | 7460 | 1 | 14.99 | Residential | Behind the Meter | Yes | Net Metered Residential | Trinity Solar |  | JCP&L | Accepted | 2023-10-31 | 2023-11-29 | 2024-11-29 | Solar Panels | HANWHA 405 (Q.PEAK DUO BLK ML-G10+ 405) | HANWHA 405 (Q.PEAK DUO BLK ML-G10+ 405) |  | 0.405 | 37 | 283 | 34 |  | Fixed | Roof
NJADRE1554926698 | Administratively Determined Incentive Program | MAPLEWOOD TWP | 7040 | 9 | 5.67 | Residential | Behind the Meter | No | Net Metered Residential | EMT Renewables |  | PSE&G | Accepted | 2023-10-31 | 2023-11-29 | 2024-11-29 | Inverters | ENPHASE | IQ8+ | 290 |  | 14 |  |  | 0.98 |  | Other | UNDER EACH PANEL
NJADRE1554926698 | Administratively Determined Incentive Program | MAPLEWOOD TWP | 7040 | 9 | 5.67 | Residential | Behind the Meter | No | Net Metered Residential | EMT Renewables |  | PSE&G | Accepted | 2023-10-31 | 2023-11-29 | 2024-11-29 | Solar Panels | REC ALPHA | REC 405 |  | 0.405 | 7 | 277 | 18 |  | Fixed | Roof
NJADRE1554926698 | Administratively Determined Incentive Program | MAPLEWOOD TWP | 7040 | 9 | 5.67 | Residential | Behind the Meter | No | Net Metered Residential | EMT Renewables |  | PSE&G | Accepted | 2023-10-31 | 2023-11-29 | 2024-11-29 | Solar Panels | REC ALPHA | REC 405 |  | 0.405 | 7 | 97 | 16 |  | Fixed | Roof
NJADRE1554926703 | Administratively Determined Incentive Program | HOLMDEL | 7733 | 17 | 20.66 | Residential | Behind the Meter | No | Net Metered Residential | Tesla Energy Operations Inc |  | JCP&L | Accepted | 2023-10-31 | 2023-11-29 | 2024-11-29 | Inverters | Tesla | #1850000-00-C | 7600 |  | 2 |  |  | 0.98 |  | Outside
NJADRE1554926703 | Administratively Determined Incentive Program | HOLMDEL | 7733 | 17 | 20.66 | Residential | Behind the Meter | No | Net Metered Residential | Tesla Energy Operations Inc |  | JCP&L | Accepted | 2023-10-31 | 2023-11-29 | 2024-11-29 | Electric Storage Battery | Tesla | AC Powerwall 2.0 |  |  | 2 |  |  |  | Lithium Ion |  | Outside
NJADRE1554926703 | Administratively Determined Incentive Program | HOLMDEL | 7733 | 17 | 20.66 | Residential | Behind the Meter | No | Net Metered Residential | Tesla Energy Operations Inc |  | JCP&L | Accepted | 2023-10-31 | 2023-11-29 | 2024-11-29 | Solar Panels | Hanwha | # Q.PEAK DUO BLK ML-G10+/TS 405 |  | 0.405 | 5 | 154 | 28 |  | Fixed | Roof
NJADRE1554926703 | Administratively Determined Incentive Program | HOLMDEL | 7733 | 17 | 20.66 | Residential | Behind the Meter | No | Net Metered Residential | Tesla Energy Operations Inc |  | JCP&L | Accepted | 2023-10-31 | 2023-11-29 | 2024-11-29 | Solar Panels | Hanwha | # Q.PEAK DUO BLK ML-G10+/TS 405 |  | 0.405 | 3 | 334 | 28 |  | Fixed | Roof
NJADRE1554926703 | Administratively Determined Incentive Program | HOLMDEL | 7733 | 17 | 20.66 | Residential | Behind the Meter | No | Net Metered Residential | Tesla Energy Operations Inc |  | JCP&L | Accepted | 2023-10-31 | 2023-11-29 | 2024-11-29 | Solar Panels | Hanwha | # Q.PEAK DUO BLK ML-G10+/TS 405 |  | 0.405 | 2 | 244 | 28 |  | Fixed | Roof
NJADRE1554926703 | Administratively Determined Incentive Program | HOLMDEL | 7733 | 17 | 20.66 | Residential | Behind the Meter | No | Net Metered Residential | Tesla Energy Operations Inc |  | JCP&L | Accepted | 2023-10-31 | 2023-11-29 | 2024-11-29 | Solar Panels | Hanwha | # Q.PEAK DUO BLK ML-G10+/TS 405 |  | 0.405 | 11 | 154 | 28 |  | Fixed | Roof
NJADRE1554926703 | Administratively Determined Incentive Program | HOLMDEL | 7733 | 17 | 20.66 | Residential | Behind the Meter | No | Net Metered Residential | Tesla Energy Operations Inc |  | JCP&L | Accepted | 2023-10-31 | 2023-11-29 | 2024-11-29 | Solar Panels | Hanwha | # Q.PEAK DUO BLK ML-G10+/TS 405 |  | 0.405 | 24 | 244 | 28 |  | Fixed | Roof
NJADRE1554926703 | Administratively Determined Incentive Program | HOLMDEL | 7733 | 17 | 20.66 | Residential | Behind the Meter | No | Net Metered Residential | Tesla Energy Operations Inc |  | JCP&L | Accepted | 2023-10-31 | 2023-11-29 | 2024-11-29 | Solar Panels | Hanwha | # Q.PEAK DUO BLK ML-G10+/TS 405 |  | 0.405 | 6 | 334 | 28 |  | Fixed | Roof
NJADRE1554926711 | Administratively Determined Incentive Program | BAYONNE | 7002 | 8 | 3.7 | Residential | Behind the Meter | No | Net Metered Residential | Vision Solar LLC |  | PSE&G | Accepted | 2023-10-31 | 2023-11-29 | 2024-11-29 | Inverters | SolarEdge | SE3800H-USRGM | 4 |  | 1 |  |  | 0.97 |  | Outdoor
NJADRE1554926711 | Administratively Determined Incentive Program | BAYONNE | 7002 | 8 | 3.7 | Residential | Behind the Meter | No | Net Metered Residential | Vision Solar LLC |  | PSE&G | Accepted | 2023-10-31 | 2023-11-29 | 2024-11-29 | Solar Panels | ZNSHINE SOLAR | ZXM6-NH120-370/m |  | 0.37 | 10 | 303 | 25 |  | Fixed | Roof
NJADRE1554926939 | Administratively Determined Incentive Program | TOMS RIVER | 8753 | 18 | 4.62 | Residential | Behind the Meter | No | Net Metered Residential | EMT Renewables |  | JCP&L | Accepted | 2023-10-31 | 2023-11-29 | 2024-11-29 | Inverters | ENPHASE | IQ7x | 315 |  | 11 |  |  | 0.98 |  | Other | UNDER EACH PANEL
NJADRE1554926939 | Administratively Determined Incentive Program | TOMS RIVER | 8753 | 18 | 4.62 | Residential | Behind the Meter | No | Net Metered Residential | EMT Renewables |  | JCP&L | Accepted | 2023-10-31 | 2023-11-29 | 2024-11-29 | Solar Panels | REC ALPHA | REC 420 |  | 0.42 | 2 | 93 | 29 |  | Fixed | Roof
NJADRE1554926939 | Administratively Determined Incentive Program | TOMS RIVER | 8753 | 18 | 4.62 | Residential | Behind the Meter | No | Net Metered Residential | EMT Renewables |  | JCP&L | Accepted | 2023-10-31 | 2023-11-29 | 2024-11-29 | Solar Panels | REC ALPHA | REC 420 |  | 0.42 | 2 | 183 | 19 |  | Fixed | Roof
NJADRE1554926939 | Administratively Determined Incentive Program | TOMS RIVER | 8753 | 18 | 4.62 | Residential | Behind the Meter | No | Net Metered Residential | EMT Renewables |  | JCP&L | Accepted | 2023-10-31 | 2023-11-29 | 2024-11-29 | Solar Panels | REC ALPHA | REC 420 |  | 0.42 | 7 | 274 | 8 |  | Fixed | Roof
NJADRE1554926977 | Administratively Determined Incentive Program | NEWARK | 7104 | 9 | 3.65 | Residential | Behind the Meter | Yes | Net Metered Residential | SunnyMac LLC |  | PSE&G | Accepted | 2023-10-31 | 2023-12-06 | 2024-12-06 | Solar Panels | Q.PEAK DUO BLK ML-G10+ 405 | HANWHA |  | 0.405 | 5 | 195 | 30 |  | Fixed | Roof
NJADRE1554926977 | Administratively Determined Incentive Program | NEWARK | 7104 | 9 | 3.65 | Residential | Behind the Meter | Yes | Net Metered Residential | SunnyMac LLC |  | PSE&G | Accepted | 2023-10-31 | 2023-12-06 | 2024-12-06 | Solar Panels | Q.PEAK DUO BLK ML-G10+ 405 | HANWHA |  | 0.405 | 4 | 15 | 30 |  | Fixed | Roof
NJADRE1554926977 | Administratively Determined Incentive Program | NEWARK | 7104 | 9 | 3.65 | Residential | Behind the Meter | Yes | Net Metered Residential | SunnyMac LLC |  | PSE&G | Accepted | 2023-10-31 | 2023-12-06 | 2024-12-06 | Inverters | SE 3000H-US | Solaredge | 3000 |  | 1 |  |  | 0.1 |  | Outdoor | next to meter
NJADRE1554926985 | Administratively Determined Incentive Program | WILLIAMSTOWN | 8094 | 15 | 6.4 | Residential | Behind the Meter | No | Net Metered Residential | Sea Bright Solar LLC |  | AC Electric | Accepted | 2023-10-31 | 2023-11-29 | 2024-11-29 | Solar Panels | Sunpower | SPR-U-400 |  | 0.4 | 16 | 248 | 18 |  | Fixed | Roof
NJADRE1554926985 | Administratively Determined Incentive Program | WILLIAMSTOWN | 8094 | 15 | 6.4 | Residential | Behind the Meter | No | Net Metered Residential | Sea Bright Solar LLC |  | AC Electric | Accepted | 2023-10-31 | 2023-11-29 | 2024-11-29 | Inverters | Enphase | IQ 7HS | 384 |  | 16 |  |  | 0.99 |  | Outside | Roof
NJADRE1554926998 | Administratively Determined Incentive Program | NEWARK | 7103 | 9 | 4.08 | Residential | Behind the Meter | Yes | Net Metered Residential | Vision Solar LLC |  | PSE&G | Accepted | 2023-10-31 | 2023-11-29 | 2024-11-29 | Inverters | ENPHASE | IQ7-60-2-US | 240 |  | 12 |  |  | 0.97 |  | Outdoor
NJADRE1554926998 | Administratively Determined Incentive Program | NEWARK | 7103 | 9 | 4.08 | Residential | Behind the Meter | Yes | Net Metered Residential | Vision Solar LLC |  | PSE&G | Accepted | 2023-10-31 | 2023-11-29 | 2024-11-29 | Solar Panels | HANWHA Q-CELLS | Q.PEAK DUO BLK-G6+ 340 |  | 0.34 | 12 | 16 | 40 |  | Fixed | Roof
NJADRE1554927007 | Administratively Determined Incentive Program | EDISON | 8820 | 11 | 23.32 | Residential | Behind the Meter | No | Net Metered Residential | Seabright Solar |  | PSE&G | Accepted | 2023-10-31 | 2023-11-29 | 2024-11-29 | Solar Panels | Sunpower | SPR-M-440 |  | 0.44 | 22 | 254 | 34 |  | Fixed | Roof
NJADRE1554927007 | Administratively Determined Incentive Program | EDISON | 8820 | 11 | 23.32 | Residential | Behind the Meter | No | Net Metered Residential | Seabright Solar |  | PSE&G | Accepted | 2023-10-31 | 2023-11-29 | 2024-11-29 | Solar Panels | Sunpower | SPR-M-440 |  | 0.44 | 14 | 164 | 34 |  | Fixed | Roof
NJADRE1554927007 | Administratively Determined Incentive Program | EDISON | 8820 | 11 | 23.32 | Residential | Behind the Meter | No | Net Metered Residential | Seabright Solar |  | PSE&G | Accepted | 2023-10-31 | 2023-11-29 | 2024-11-29 | Solar Panels | Sunpower | SPR-M-440 |  | 0.44 | 6 | 74 | 34 |  | Fixed | Roof
NJADRE1554927007 | Administratively Determined Incentive Program | EDISON | 8820 | 11 | 23.32 | Residential | Behind the Meter | No | Net Metered Residential | Seabright Solar |  | PSE&G | Accepted | 2023-10-31 | 2023-11-29 | 2024-11-29 | Solar Panels | Sunpower | SPR-M-440 |  | 0.44 | 4 | 164 | 34 |  | Fixed | Roof
NJADRE1554927007 | Administratively Determined Incentive Program | EDISON | 8820 | 11 | 23.32 | Residential | Behind the Meter | No | Net Metered Residential | Seabright Solar |  | PSE&G | Accepted | 2023-10-31 | 2023-11-29 | 2024-11-29 | Solar Panels | Sunpower | SPR-M-440 |  | 0.44 | 4 | 74 | 34 |  | Fixed | Roof
NJADRE1554927007 | Administratively Determined Incentive Program | EDISON | 8820 | 11 | 23.32 | Residential | Behind the Meter | No | Net Metered Residential | Seabright Solar |  | PSE&G | Accepted | 2023-10-31 | 2023-11-29 | 2024-11-29 | Solar Panels | Sunpower | SPR-M-440 |  | 0.44 | 3 | 344 | 34 |  | Fixed | Roof
NJADRE1554927007 | Administratively Determined Incentive Program | EDISON | 8820 | 11 | 23.32 | Residential | Behind the Meter | No | Net Metered Residential | Seabright Solar |  | PSE&G | Accepted | 2023-10-31 | 2023-11-29 | 2024-11-29 | Inverters | Enphase | IQ 7HS | 384 |  | 53 |  |  | 0.99 |  | Outside | Roof
NJADRE1554927007 | Administratively Determined Incentive Program | EDISON | 8820 | 11 | 23.32 | Residential | Behind the Meter | No | Net Metered Residential | Seabright Solar |  | PSE&G | Accepted | 2023-10-31 | 2023-11-29 | 2024-11-29 | Meters | Sunpower | PVS 6 |  |  | 1 |  |  |  | Yes | Indoor
NJADRE1554927008 | Administratively Determined Incentive Program | JAMESBURG | 8831 | 11 | 13.77 | Residential | Behind the Meter | No | Net Metered Residential | Freedom Forever New Jersey LLC |  | JCP&L | Accepted | 2023-11-15 | 2023-12-15 | 2024-12-15 | Inverters | Enphase | IQ8PLUS-72-2-US | 290 |  | 34 |  |  | 0.99 |  | Outdoor
NJADRE1554927008 | Administratively Determined Incentive Program | JAMESBURG | 8831 | 11 | 13.77 | Residential | Behind the Meter | No | Net Metered Residential | Freedom Forever New Jersey LLC |  | JCP&L | Accepted | 2023-11-15 | 2023-12-15 | 2024-12-15 | Solar Panels | REC Solar | REC405AA PURE |  | 0.405 | 29 | 163 | 34 |  | Fixed | Roof
NJADRE1554927008 | Administratively Determined Incentive Program | JAMESBURG | 8831 | 11 | 13.77 | Residential | Behind the Meter | No | Net Metered Residential | Freedom Forever New Jersey LLC |  | JCP&L | Accepted | 2023-11-15 | 2023-12-15 | 2024-12-15 | Solar Panels | Rec Solar | REC405AA PURE |  | 0.405 | 5 | 343 | 34 |  | Fixed | Roof
NJADRE1554927013 | Administratively Determined Incentive Program | NEWARK | 7103 | 9 | 4.42 | Residential | Behind the Meter | Yes | Net Metered Residential | Vision Solar LLC |  | PSE&G | Accepted | 2023-10-31 | 2023-11-29 | 2024-11-29 | Inverters | ENPHASE | IQ7-60-2-US | 240 |  | 13 |  |  | 0.97 |  | Outdoor
NJADRE1554927013 | Administratively Determined Incentive Program | NEWARK | 7103 | 9 | 4.42 | Residential | Behind the Meter | Yes | Net Metered Residential | Vision Solar LLC |  | PSE&G | Accepted | 2023-10-31 | 2023-11-29 | 2024-11-29 | Solar Panels | HANWHA Q-CELLS | Q.PEAK DUO BLK-G6+ 340 |  | 0.34 | 6 | 16 | 40 |  | Fixed | Roof
NJADRE1554927013 | Administratively Determined Incentive Program | NEWARK | 7103 | 9 | 4.42 | Residential | Behind the Meter | Yes | Net Metered Residential | Vision Solar LLC |  | PSE&G | Accepted | 2023-10-31 | 2023-11-29 | 2024-11-29 | Solar Panels | HANWHA Q-CELLS | Q.PEAK DUO BLK-G6+ 340 |  | 0.34 | 5 | 196 | 40 |  | Fixed | Roof
NJADRE1554927013 | Administratively Determined Incentive Program | NEWARK | 7103 | 9 | 4.42 | Residential | Behind the Meter | Yes | Net Metered Residential | Vision Solar LLC |  | PSE&G | Accepted | 2023-10-31 | 2023-11-29 | 2024-11-29 | Solar Panels | HANWHA Q-CELLS | Q.PEAK DUO BLK-G6+ 340 |  | 0.34 | 2 | 196 | 0 |  | Fixed | Roof
NJADRE1554927039 | Administratively Determined Incentive Program | HACKETTSTOWN | 7840 | 2 | 8.51 | Residential | Behind the Meter | Yes | Net Metered Residential | Pro Custom Solar dba Momentum Solar |  | JCP&L | Accepted | 2023-10-31 | 2023-11-29 | 2024-11-29 | Solar Panels | Â Q. PEAK DUO BLK-G10+405 | hawnha |  | 0.405 | 13 | 165 | 12 |  | Fixed | Roof
NJADRE1554927039 | Administratively Determined Incentive Program | HACKETTSTOWN | 7840 | 2 | 8.51 | Residential | Behind the Meter | Yes | Net Metered Residential | Pro Custom Solar dba Momentum Solar |  | JCP&L | Accepted | 2023-10-31 | 2023-11-29 | 2024-11-29 | Solar Panels | Â Q. PEAK DUO BLK-G10+405 | hawnha |  | 0.405 | 8 | 165 | 22 |  | Fixed | Roof
NJADRE1554927039 | Administratively Determined Incentive Program | HACKETTSTOWN | 7840 | 2 | 8.51 | Residential | Behind the Meter | Yes | Net Metered Residential | Pro Custom Solar dba Momentum Solar |  | JCP&L | Accepted | 2023-10-31 | 2023-11-29 | 2024-11-29 | Inverters | IQ8PLUS-72-2-US | enphase | 290 |  | 21 |  |  | 0.97 |  | Outdoor
NJADRE1554927057 | Administratively Determined Incentive Program | JERSEY CITY | 7305 | 8 | 8.91 | Residential | Behind the Meter | Yes | Net Metered Residential | Pro Custom Solar dba Momentum Solar |  | PSE&G | Accepted | 2023-10-31 | 2023-11-29 | 2024-11-29 | Solar Panels | Â Q. PEAK DUO BLK-G10+405 | hawnha |  | 0.405 | 4 | 148 | 20 |  | Fixed | Roof
NJADRE1554927057 | Administratively Determined Incentive Program | JERSEY CITY | 7305 | 8 | 8.91 | Residential | Behind the Meter | Yes | Net Metered Residential | Pro Custom Solar dba Momentum Solar |  | PSE&G | Accepted | 2023-10-31 | 2023-11-29 | 2024-11-29 | Solar Panels | Â Q. PEAK DUO BLK-G10+405 | hawnha |  | 0.405 | 7 | 149 | 20 |  | Fixed | Roof
NJADRE1554927057 | Administratively Determined Incentive Program | JERSEY CITY | 7305 | 8 | 8.91 | Residential | Behind the Meter | Yes | Net Metered Residential | Pro Custom Solar dba Momentum Solar |  | PSE&G | Accepted | 2023-10-31 | 2023-11-29 | 2024-11-29 | Solar Panels | Â Q. PEAK DUO BLK-G10+405 | hawnha |  | 0.405 | 3 | 328 | 20 |  | Fixed | Roof
NJADRE1554927057 | Administratively Determined Incentive Program | JERSEY CITY | 7305 | 8 | 8.91 | Residential | Behind the Meter | Yes | Net Metered Residential | Pro Custom Solar dba Momentum Solar |  | PSE&G | Accepted | 2023-10-31 | 2023-11-29 | 2024-11-29 | Solar Panels | Â Q. PEAK DUO BLK-G10+405 | hawnha |  | 0.405 | 7 | 329 | 20 |  | Fixed | Roof
NJADRE1554927057 | Administratively Determined Incentive Program | JERSEY CITY | 7305 | 8 | 8.91 | Residential | Behind the Meter | Yes | Net Metered Residential | Pro Custom Solar dba Momentum Solar |  | PSE&G | Accepted | 2023-10-31 | 2023-11-29 | 2024-11-29 | Solar Panels | Â Q. PEAK DUO BLK-G10+405 | hanwha |  | 0.405 | 1 | 59 | 20 |  | Fixed | Roof
NJADRE1554927057 | Administratively Determined Incentive Program | JERSEY CITY | 7305 | 8 | 8.91 | Residential | Behind the Meter | Yes | Net Metered Residential | Pro Custom Solar dba Momentum Solar |  | PSE&G | Accepted | 2023-10-31 | 2023-11-29 | 2024-11-29 | Inverters | IQ8PLUS-72-2-US | enphase | 290 |  | 22 |  |  | 0.97 |  | Outdoor
NJADRE1554927097 | Administratively Determined Incentive Program | RUMSON | 7760 | 17 | 7.7 | Residential | Behind the Meter | No | Net Metered Residential | Freedom Forever New Jersey LLC |  | JCP&L | Accepted | 2023-10-31 | 2023-12-05 | 2024-12-05 | Inverters | Solar Edge | SE5000H-USRGM | 5000 |  | 1 |  |  | 0.99 |  | Outdoor
NJADRE1554927097 | Administratively Determined Incentive Program | RUMSON | 7760 | 17 | 7.7 | Residential | Behind the Meter | No | Net Metered Residential | Freedom Forever New Jersey LLC |  | JCP&L | Accepted | 2023-10-31 | 2023-12-05 | 2024-12-05 | Solar Panels | REC Solar | REC405AA PURE |  | 0.405 | 11 | 152 | 26 |  | Fixed | Roof
NJADRE1554927097 | Administratively Determined Incentive Program | RUMSON | 7760 | 17 | 7.7 | Residential | Behind the Meter | No | Net Metered Residential | Freedom Forever New Jersey LLC |  | JCP&L | Accepted | 2023-10-31 | 2023-12-05 | 2024-12-05 | Solar Panels | REC Solar | REC405AA PURE |  | 0.405 | 8 | 152 | 11 |  | Fixed | Roof
NJADRE1554927110 | Administratively Determined Incentive Program | MILLVILLE | 8332 | 20 | 8.91 | Residential | Behind the Meter | No | Net Metered Residential | Freedom Forever New Jersey LLC |  | AC Electric | Accepted | 2023-10-31 | 2023-11-29 | 2024-11-29 | Inverters | Solar Edge | SE6000H-USRGM | 6000 |  | 1 |  |  | 0.99 |  | Outdoor
NJADRE1554927110 | Administratively Determined Incentive Program | MILLVILLE | 8332 | 20 | 8.91 | Residential | Behind the Meter | No | Net Metered Residential | Freedom Forever New Jersey LLC |  | AC Electric | Accepted | 2023-10-31 | 2023-11-29 | 2024-11-29 | Solar Panels | REC Solar | REC405AA PUR |  | 0.405 | 22 | 188 | 18 |  | Fixed | Roof
NJADRE1554927131 | Administratively Determined Incentive Program | JERSEY CITY | 7307 | 8 | 3.24 | Residential | Behind the Meter | Yes | Net Metered Residential | Pro Custom Solar dba Momentum Solar |  | PSE&G | Accepted | 2023-10-31 | 2023-11-29 | 2024-11-29 | Solar Panels | HANWHA | Q. PEAK DUO BLK ML-G10+405 |  | 0.405 | 8 | 216 | 5 |  | Fixed | Roof
NJADRE1554927131 | Administratively Determined Incentive Program | JERSEY CITY | 7307 | 8 | 3.24 | Residential | Behind the Meter | Yes | Net Metered Residential | Pro Custom Solar dba Momentum Solar |  | PSE&G | Accepted | 2023-10-31 | 2023-11-29 | 2024-11-29 | Inverters | ENPHASE | IQ8PLUS-72-2-US | 290 |  | 8 |  |  | 0.97 |  | Outdoor
NJADRE1554927192 | Administratively Determined Incentive Program | VINELAND | 8360 | 20 | 3.24 | Residential | Behind the Meter | Yes | Net Metered Residential | Sunrun Installation Services, Inc. |  | Vineland Muni Electric | Accepted | 2023-11-07 | 2023-12-06 | 2024-12-06 | Inverters | SolarEdge Technologies | SE3800H-USMN | 3800 |  | 1 |  |  | 0.96 |  | Outdoor | Next To Meter
NJADRE1554927192 | Administratively Determined Incentive Program | VINELAND | 8360 | 20 | 3.24 | Residential | Behind the Meter | Yes | Net Metered Residential | Sunrun Installation Services, Inc. |  | Vineland Muni Electric | Accepted | 2023-11-07 | 2023-12-06 | 2024-12-06 | Solar Panels | Hanwha Q Cells | Q.PEAK DUO BLK ML-G10+ 405 |  | 0.405 | 8 | 275 | 5 |  | Fixed | Roof
NJADRE1554927198 | Administratively Determined Incentive Program | SOMERSET | 8873 | 5 | 7.7 | Residential | Behind the Meter | Yes | Net Metered Residential | Sunrun Installation Services, Inc. |  | PSE&G | Accepted | 2023-11-03 | 2023-12-04 | 2024-12-04 | Inverters | SolarEdge Technologies | SE6000H-USSN | 6000 |  | 1 |  |  | 0.96 |  | Outdoor | Next To Meter
NJADRE1554927198 | Administratively Determined Incentive Program | SOMERSET | 8873 | 5 | 7.7 | Residential | Behind the Meter | Yes | Net Metered Residential | Sunrun Installation Services, Inc. |  | PSE&G | Accepted | 2023-11-03 | 2023-12-04 | 2024-12-04 | Solar Panels | Hanwha Q Cells | Q.PEAK DUO BLK ML-G10+ 405 |  | 0.405 | 6 | 309 | 39 |  | Fixed | Roof
NJADRE1554927198 | Administratively Determined Incentive Program | SOMERSET | 8873 | 5 | 7.7 | Residential | Behind the Meter | Yes | Net Metered Residential | Sunrun Installation Services, Inc. |  | PSE&G | Accepted | 2023-11-03 | 2023-12-04 | 2024-12-04 | Solar Panels | Hanwha Q Cells | Q.PEAK DUO BLK ML-G10+ 405 |  | 0.405 | 10 | 40 | 40 |  | Fixed | Roof
NJADRE1554927198 | Administratively Determined Incentive Program | SOMERSET | 8873 | 5 | 7.7 | Residential | Behind the Meter | Yes | Net Metered Residential | Sunrun Installation Services, Inc. |  | PSE&G | Accepted | 2023-11-03 | 2023-12-04 | 2024-12-04 | Solar Panels | Hanwha Q Cells | Q.PEAK DUO BLK ML-G10+ 405 |  | 0.405 | 3 | 40 | 13 |  | Fixed | Roof
NJADRE1554927212 | Administratively Determined Incentive Program | WILLINGBORO | 8046 | 13 | 6.8 | Residential | Behind the Meter | Yes | Net Metered Residential | GenSun Solar |  | PSE&G | Accepted | 2023-11-03 | 2023-12-05 | 2024-12-05 | Inverters | Solar Edge | SE6000H-US | 6000 |  | 1 |  |  | 0.9 |  | Outdoor
NJADRE1554927212 | Administratively Determined Incentive Program | WILLINGBORO | 8046 | 13 | 6.8 | Residential | Behind the Meter | Yes | Net Metered Residential | GenSun Solar |  | PSE&G | Accepted | 2023-11-03 | 2023-12-05 | 2024-12-05 | Solar Panels | Hanwha | Q Peak Duo L-G8.2 |  | 0.425 | 16 | 252 | 18 |  | Fixed | Roof
NJADRE1554931112 | Administratively Determined Incentive Program | EDISON | 8837 | 11 | 6 | Residential | Behind the Meter | Yes | Net Metered Residential | Suntuity Solar LLC |  | PSE&G | Accepted | 2023-11-01 | 2023-11-29 | 2024-11-29 | Inverters | (15) ENPHASE | IQ8PLUS-72-2-US | 290 |  | 15 |  |  | 0.97 |  | Outdoor | Behind the PV modules
NJADRE1554931112 | Administratively Determined Incentive Program | EDISON | 8837 | 11 | 6 | Residential | Behind the Meter | Yes | Net Metered Residential | Suntuity Solar LLC |  | PSE&G | Accepted | 2023-11-01 | 2023-11-29 | 2024-11-29 | Solar Panels | CANADIANSOLAR | CS6R-400MS-HL |  | 0.4 | 12 | 100 | 34 |  | Fixed | Roof
NJADRE1554931112 | Administratively Determined Incentive Program | EDISON | 8837 | 11 | 6 | Residential | Behind the Meter | Yes | Net Metered Residential | Suntuity Solar LLC |  | PSE&G | Accepted | 2023-11-01 | 2023-11-29 | 2024-11-29 | Solar Panels | CANADIANSOLAR | CS6R-400MS-HL |  | 0.4 | 3 | 100 | 9 |  | Fixed | Roof
NJADRE1554931113 | Administratively Determined Incentive Program | SOUTHAMPTON | 8088 | 13 | 10.8 | Residential | Behind the Meter | Yes | Net Metered Residential | Suntuity Solar LLC |  | PSE&G | Accepted | 2023-11-01 | 2023-11-29 | 2024-11-29 | Inverters | (27) ENPHASE | IQ8PLUS-72-2-US | 290 |  | 37 |  |  | 0.97 |  | Outdoor | Behind the PV modules
NJADRE1554931113 | Administratively Determined Incentive Program | SOUTHAMPTON | 8088 | 13 | 10.8 | Residential | Behind the Meter | Yes | Net Metered Residential | Suntuity Solar LLC |  | PSE&G | Accepted | 2023-11-01 | 2023-11-29 | 2024-11-29 | Solar Panels | (27) CANADIANSOLAR | CS6R-400MS-HL |  | 0.4 | 15 | 291 | 19 |  | Fixed | Roof
NJADRE1554931113 | Administratively Determined Incentive Program | SOUTHAMPTON | 8088 | 13 | 10.8 | Residential | Behind the Meter | Yes | Net Metered Residential | Suntuity Solar LLC |  | PSE&G | Accepted | 2023-11-01 | 2023-11-29 | 2024-11-29 | Solar Panels | (27) CANADIANSOLAR | CS6R-400MS-HL |  | 0.4 | 12 | 111 | 19 |  | Fixed | Roof
NJADRE1554931149 | Administratively Determined Incentive Program | SOMERSET | 8873 | 5 | 6 | Residential | Behind the Meter | Yes | Net Metered Residential | Suntuity Solar LLC |  | PSE&G | Accepted | 2023-11-01 | 2023-11-29 | 2024-11-29 | Inverters | (15) ENPHASE | IQ8PLUS-72-2-US | 290 |  | 15 |  |  | 0.97 |  | Outdoor | Behind the PV modules
NJADRE1554931149 | Administratively Determined Incentive Program | SOMERSET | 8873 | 5 | 6 | Residential | Behind the Meter | Yes | Net Metered Residential | Suntuity Solar LLC |  | PSE&G | Accepted | 2023-11-01 | 2023-11-29 | 2024-11-29 | Solar Panels | (15) CANADIAN SOLAR | CS6R-400MS-HL |  | 0.4 | 15 | 229 | 31 |  | Fixed | Roof
NJADRE1554931175 | Administratively Determined Incentive Program | PATERSON | 7501 | 6 | 5.27 | Residential | Behind the Meter | Yes | Net Metered Residential | Trinity Solar Inc. |  | PSE&G | Accepted | 2023-11-01 | 2023-11-29 | 2024-11-29 | Inverters | Solar Edge | SE5000H-US | 5 |  | 1 |  |  | 0.97 |  | Outdoor
NJADRE1554931175 | Administratively Determined Incentive Program | PATERSON | 7501 | 6 | 5.27 | Residential | Behind the Meter | Yes | Net Metered Residential | Trinity Solar Inc. |  | PSE&G | Accepted | 2023-11-01 | 2023-11-29 | 2024-11-29 | Solar Panels | Q.PEAK DUO BLK ML-G10+ 405 | HANWHA |  | 0.405 | 6 | 183 | 23 |  | Fixed | Roof
NJADRE1554931175 | Administratively Determined Incentive Program | PATERSON | 7501 | 6 | 5.27 | Residential | Behind the Meter | Yes | Net Metered Residential | Trinity Solar Inc. |  | PSE&G | Accepted | 2023-11-01 | 2023-11-29 | 2024-11-29 | Solar Panels | Q.PEAK DUO BLK ML-G10+ 405 | HANWHA |  | 0.405 | 7 | 3 | 23 |  | Fixed | Roof
NJADRE1554931177 | Administratively Determined Incentive Program | ORANGE | 7050 | 9 | 7.6 | Residential | Behind the Meter | Yes | Net Metered Residential | Suntuity Solar LLC |  | PSE&G | Accepted | 2023-11-01 | 2023-11-29 | 2024-11-29 | Inverters | (19) ENPHASE | IQ8PLUS-72-2-US | 290 |  | 19 |  |  | 0.97 |  | Outdoor | Behind the PV modules
NJADRE1554931177 | Administratively Determined Incentive Program | ORANGE | 7050 | 9 | 7.6 | Residential | Behind the Meter | Yes | Net Metered Residential | Suntuity Solar LLC |  | PSE&G | Accepted | 2023-11-01 | 2023-11-29 | 2024-11-29 | Solar Panels | (19) CANADIANSOLAR | CS6R-400MS-HL |  | 0.4 | 9 | 118 | 34 |  | Fixed | Roof
NJADRE1554931177 | Administratively Determined Incentive Program | ORANGE | 7050 | 9 | 7.6 | Residential | Behind the Meter | Yes | Net Metered Residential | Suntuity Solar LLC |  | PSE&G | Accepted | 2023-11-01 | 2023-11-29 | 2024-11-29 | Solar Panels | (19) CANADIANSOLAR | CS6R-400MS-HL |  | 0.4 | 10 | 298 | 34 |  | Fixed | Roof
NJADRE1554931178 | Administratively Determined Incentive Program | WESTFIELD | 7090 | 10 | 10.08 | Residential | Behind the Meter | No | Net Metered Residential | EMT Renewables |  | PSE&G | Accepted | 2023-11-01 | 2023-11-29 | 2024-11-29 | Inverters | ENPHASE | IQ7x | 315 |  | 24 |  |  | 0.98 |  | Other | UNDER EACH PANEL
NJADRE1554931178 | Administratively Determined Incentive Program | WESTFIELD | 7090 | 10 | 10.08 | Residential | Behind the Meter | No | Net Metered Residential | EMT Renewables |  | PSE&G | Accepted | 2023-11-01 | 2023-11-29 | 2024-11-29 | Solar Panels | REC ALPHA | REC 420 |  | 0.42 | 5 | 128 | 23 |  | Fixed | Roof
NJADRE1554931178 | Administratively Determined Incentive Program | WESTFIELD | 7090 | 10 | 10.08 | Residential | Behind the Meter | No | Net Metered Residential | EMT Renewables |  | PSE&G | Accepted | 2023-11-01 | 2023-11-29 | 2024-11-29 | Solar Panels | REC ALPHA | REC 420 |  | 0.42 | 19 | 129 | 28 |  | Fixed | Roof
NJADRE1554931201 | Administratively Determined Incentive Program | TOMS RIVER | 8757 | 18 | 6.72 | Residential | Behind the Meter | Yes | Net Metered Residential | EMT Renewables |  | JCP&L | Accepted | 2023-11-01 | 2023-11-29 | 2024-11-29 | Inverters | ENPHASE | IQ7x | 315 |  | 16 |  |  | 0.98 |  | Other | UNDER EACH PANEL
NJADRE1554931201 | Administratively Determined Incentive Program | TOMS RIVER | 8757 | 18 | 6.72 | Residential | Behind the Meter | Yes | Net Metered Residential | EMT Renewables |  | JCP&L | Accepted | 2023-11-01 | 2023-11-29 | 2024-11-29 | Solar Panels | REC ALPHA | REC 420 |  | 0.42 | 9 | 167 | 24 |  | Fixed | Roof
NJADRE1554931201 | Administratively Determined Incentive Program | TOMS RIVER | 8757 | 18 | 6.72 | Residential | Behind the Meter | Yes | Net Metered Residential | EMT Renewables |  | JCP&L | Accepted | 2023-11-01 | 2023-11-29 | 2024-11-29 | Solar Panels | REC ALPHA | REC 420 |  | 0.42 | 7 | 167 | 23 |  | Fixed | Roof
NJADRE1554931205 | Administratively Determined Incentive Program | EGG HARBOR CITY | 8215 | 19 | 4.8 | Residential | Behind the Meter | Yes | Net Metered Residential | Suntuity Solar LLC |  | AC Electric | Accepted | 2023-11-01 | 2023-11-29 | 2024-11-29 | Inverters | (12) ENPHASE | IQ8PLUS-72-2-US | 290 |  | 12 |  |  | 0.97 |  | Outdoor | Behind the PV modules
NJADRE1554931205 | Administratively Determined Incentive Program | EGG HARBOR CITY | 8215 | 19 | 4.8 | Residential | Behind the Meter | Yes | Net Metered Residential | Suntuity Solar LLC |  | AC Electric | Accepted | 2023-11-01 | 2023-11-29 | 2024-11-29 | Solar Panels | (12) CANADIAN SOLAR | CS6R-400MS-HL |  | 0.4 | 7 | 223 | 27 |  | Fixed | Roof
NJADRE1554931205 | Administratively Determined Incentive Program | EGG HARBOR CITY | 8215 | 19 | 4.8 | Residential | Behind the Meter | Yes | Net Metered Residential | Suntuity Solar LLC |  | AC Electric | Accepted | 2023-11-01 | 2023-11-29 | 2024-11-29 | Solar Panels | (12) CANADIAN SOLAR | CS6R-400MS-HL |  | 0.4 | 5 | 43 | 27 |  | Fixed | Roof
NJADRE1554931232 | Administratively Determined Incentive Program | BEACHWOOD | 8722 | 18 | 9.24 | Residential | Behind the Meter | Yes | Net Metered Residential | EMT Renewables |  | JCP&L | Accepted | 2023-11-01 | 2023-11-29 | 2024-11-29 | Inverters | ENPHASE | IQ7x | 315 |  | 22 |  |  | 0.98 |  | Other | UNDER EACH PANEL
NJADRE1554931232 | Administratively Determined Incentive Program | BEACHWOOD | 8722 | 18 | 9.24 | Residential | Behind the Meter | Yes | Net Metered Residential | EMT Renewables |  | JCP&L | Accepted | 2023-11-01 | 2023-11-29 | 2024-11-29 | Solar Panels | REC ALPHA | REC 420 |  | 0.42 | 7 | 44 | 6 |  | Fixed | Roof
NJADRE1554931232 | Administratively Determined Incentive Program | BEACHWOOD | 8722 | 18 | 9.24 | Residential | Behind the Meter | Yes | Net Metered Residential | EMT Renewables |  | JCP&L | Accepted | 2023-11-01 | 2023-11-29 | 2024-11-29 | Solar Panels | REC ALPHA | REC 420 |  | 0.42 | 1 | 314 | 31 |  | Fixed | Roof
NJADRE1554931232 | Administratively Determined Incentive Program | BEACHWOOD | 8722 | 18 | 9.24 | Residential | Behind the Meter | Yes | Net Metered Residential | EMT Renewables |  | JCP&L | Accepted | 2023-11-01 | 2023-11-29 | 2024-11-29 | Solar Panels | REC ALPHA | REC 420 |  | 0.42 | 2 | 134 | 31 |  | Fixed | Roof
NJADRE1554931232 | Administratively Determined Incentive Program | BEACHWOOD | 8722 | 18 | 9.24 | Residential | Behind the Meter | Yes | Net Metered Residential | EMT Renewables |  | JCP&L | Accepted | 2023-11-01 | 2023-11-29 | 2024-11-29 | Solar Panels | REC ALPHA | REC 420 |  | 0.42 | 12 | 224 | 39 |  | Fixed | Roof
NJADRE1554931233 | Administratively Determined Incentive Program | LODI | 7644 | 7 | 6.29 | Residential | Behind the Meter | Yes | Net Metered Residential | Vision Solar LLC |  | PSE&G | Accepted | 2023-11-01 | 2023-11-29 | 2024-11-29 | Inverters | Solaredge | SE6000H-USRGM | 6000 |  | 1 |  |  | 0.97 |  | Outdoor | side of house
NJADRE1554931233 | Administratively Determined Incentive Program | LODI | 7644 | 7 | 6.29 | Residential | Behind the Meter | Yes | Net Metered Residential | Vision Solar LLC |  | PSE&G | Accepted | 2023-11-01 | 2023-11-29 | 2024-11-29 | Solar Panels | 0.37 | ZXM6-NH120-370/M |  | 0.37 | 10 | 127 | 42 |  | Fixed | Roof
NJADRE1554931233 | Administratively Determined Incentive Program | LODI | 7644 | 7 | 6.29 | Residential | Behind the Meter | Yes | Net Metered Residential | Vision Solar LLC |  | PSE&G | Accepted | 2023-11-01 | 2023-11-29 | 2024-11-29 | Solar Panels | ZNSHINE | ZXM6-NH120-370/M |  | 0.37 | 4 | 307 | 19 |  | Fixed | Roof
NJADRE1554931233 | Administratively Determined Incentive Program | LODI | 7644 | 7 | 6.29 | Residential | Behind the Meter | Yes | Net Metered Residential | Vision Solar LLC |  | PSE&G | Accepted | 2023-11-01 | 2023-11-29 | 2024-11-29 | Solar Panels | ZNSHINE | ZXM6-NH120-370/M |  | 0.37 | 3 | 307 | 42 |  | Fixed | Roof
NJADRE1554931246 | Administratively Determined Incentive Program | RIVER EDGE | 7661 | 7 | 6.08 | Residential | Behind the Meter | Yes | Net Metered Residential | Trinity Solar |  | PSE&G | Accepted | 2023-11-01 | 2023-11-29 | 2024-11-29 | Inverters | Solar Edge | SE5000H-U | 5000 |  | 1 |  |  | 0.97 |  | Outside
NJADRE1554931246 | Administratively Determined Incentive Program | RIVER EDGE | 7661 | 7 | 6.08 | Residential | Behind the Meter | Yes | Net Metered Residential | Trinity Solar |  | PSE&G | Accepted | 2023-11-01 | 2023-11-29 | 2024-11-29 | Solar Panels | HANWHA 405 (Q.PEAK DUO BLK ML-G10+ 405) | HANWHA 405 (Q.PEAK DUO BLK ML-G10+ 405) |  | 0.405 | 8 | 290 | 37 |  | Fixed | Roof
NJADRE1554931246 | Administratively Determined Incentive Program | RIVER EDGE | 7661 | 7 | 6.08 | Residential | Behind the Meter | Yes | Net Metered Residential | Trinity Solar |  | PSE&G | Accepted | 2023-11-01 | 2023-11-29 | 2024-11-29 | Solar Panels | HANWHA 405 ( Q.PEAK DUO BLK ML-G10+405) | HANWHA 405 ( Q.PEAK DUO BLK ML-G10+405) |  | 0.405 | 7 | 110 | 37 |  | Fixed | Roof
NJADRE1554931262 | Administratively Determined Incentive Program | MORGANVILLE | 7751 | 17 | 11.34 | Residential | Behind the Meter | Yes | Net Metered Residential | Big Wave Roofing and Solar LLC |  | JCP&L | Accepted | 2023-11-01 | 2023-11-29 | 2024-11-29 | Inverters | Enphase Energy Inc | IQ7PLUS-72-2-US | 290 |  | 28 |  |  | 0.98 |  | Outside
NJADRE1554931262 | Administratively Determined Incentive Program | MORGANVILLE | 7751 | 17 | 11.34 | Residential | Behind the Meter | Yes | Net Metered Residential | Big Wave Roofing and Solar LLC |  | JCP&L | Accepted | 2023-11-01 | 2023-11-29 | 2024-11-29 | Solar Panels | Qcells | Q.PEAK DUO BLK ML-G10+ 405 |  | 0.405 | 12 | 194 | 32 |  | Fixed | Roof
NJADRE1554931262 | Administratively Determined Incentive Program | MORGANVILLE | 7751 | 17 | 11.34 | Residential | Behind the Meter | Yes | Net Metered Residential | Big Wave Roofing and Solar LLC |  | JCP&L | Accepted | 2023-11-01 | 2023-11-29 | 2024-11-29 | Solar Panels | Qcells | Q.PEAK DUO BLK ML-G10+ 405 |  | 0.405 | 10 | 104 | 32 |  | Fixed | Roof
NJADRE1554931262 | Administratively Determined Incentive Program | MORGANVILLE | 7751 | 17 | 11.34 | Residential | Behind the Meter | Yes | Net Metered Residential | Big Wave Roofing and Solar LLC |  | JCP&L | Accepted | 2023-11-01 | 2023-11-29 | 2024-11-29 | Solar Panels | Qcells | Q.PEAK DUO BLK ML-G10+ 405 |  | 0.405 | 6 | 104 | 32 |  | Fixed | Roof
NJADRE1554931267 | Administratively Determined Incentive Program | WILLIAMSTOWN | 8094 | 15 | 7.2 | Residential | Behind the Meter | Yes | Net Metered Residential | Castle Energy, LLC |  | AC Electric | Accepted | 2023-11-02 | 2023-11-30 | 2024-11-30 | Inverters | SunPower | IQ7HS | 384 |  | 18 |  |  | 0.97 |  | Outdoor
NJADRE1554931267 | Administratively Determined Incentive Program | WILLIAMSTOWN | 8094 | 15 | 7.2 | Residential | Behind the Meter | Yes | Net Metered Residential | Castle Energy, LLC |  | AC Electric | Accepted | 2023-11-02 | 2023-11-30 | 2024-11-30 | Solar Panels | Waaree | WSMDi-400 |  | 0.4 | 12 | 151 | 20 |  | Fixed | Roof
NJADRE1554931267 | Administratively Determined Incentive Program | WILLIAMSTOWN | 8094 | 15 | 7.2 | Residential | Behind the Meter | Yes | Net Metered Residential | Castle Energy, LLC |  | AC Electric | Accepted | 2023-11-02 | 2023-11-30 | 2024-11-30 | Solar Panels | Waaree | WSMDi-400 |  | 0.4 | 6 | 151 | 20 |  | Fixed | Roof
NJADRE1554931272 | Administratively Determined Incentive Program | WILLINGBORO | 8046 | 13 | 9.24 | Residential | Behind the Meter | Yes | Net Metered Residential | GenSun Solar |  | PSE&G | Accepted | 2023-11-01 | 2023-12-05 | 2024-12-05 | Inverters | Solar Edge | SE10000H-US | 240 |  | 1 |  |  | 0.9 |  | Outdoor
NJADRE1554931272 | Administratively Determined Incentive Program | WILLINGBORO | 8046 | 13 | 9.24 | Residential | Behind the Meter | Yes | Net Metered Residential | GenSun Solar |  | PSE&G | Accepted | 2023-11-01 | 2023-12-05 | 2024-12-05 | Meters | Solar Edge | SE10000H-US |  |  | 1 |  |  |  | Yes | Outdoor
NJADRE1554931272 | Administratively Determined Incentive Program | WILLINGBORO | 8046 | 13 | 9.24 | Residential | Behind the Meter | Yes | Net Metered Residential | GenSun Solar |  | PSE&G | Accepted | 2023-11-01 | 2023-12-05 | 2024-12-05 | Solar Panels | Hanwha | Q Peak Duo LG8.3 |  | 0.42 | 22 | 92 | 27 |  | Fixed | Roof
NJADRE1554931708 | Administratively Determined Incentive Program | GIBBSBORO | 8026 | 14 | 43.68 | Residential | Behind the Meter | Yes | Net Metered Residential | EMT Renewables |  | AC Electric | Accepted | 2023-11-01 | 2023-11-29 | 2024-11-29 | Inverters | ENPHASE | IQ7x | 315 |  | 104 |  |  | 0.98 |  | Other | UNDER EACH PANEL
NJADRE1554931708 | Administratively Determined Incentive Program | GIBBSBORO | 8026 | 14 | 43.68 | Residential | Behind the Meter | Yes | Net Metered Residential | EMT Renewables |  | AC Electric | Accepted | 2023-11-01 | 2023-11-29 | 2024-11-29 | Solar Panels | REC ALPHA | REC 420 |  | 0.42 | 16 | 174 | 20 |  | Fixed | Roof
NJADRE1554931708 | Administratively Determined Incentive Program | GIBBSBORO | 8026 | 14 | 43.68 | Residential | Behind the Meter | Yes | Net Metered Residential | EMT Renewables |  | AC Electric | Accepted | 2023-11-01 | 2023-11-29 | 2024-11-29 | Solar Panels | REC ALPHA | REC 420 |  | 0.42 | 30 | 84 | 20 |  | Fixed | Roof
NJADRE1554931708 | Administratively Determined Incentive Program | GIBBSBORO | 8026 | 14 | 43.68 | Residential | Behind the Meter | Yes | Net Metered Residential | EMT Renewables |  | AC Electric | Accepted | 2023-11-01 | 2023-11-29 | 2024-11-29 | Solar Panels | REC ALPHA | REC 420 |  | 0.42 | 17 | 354 | 20 |  | Fixed | Roof
NJADRE1554931708 | Administratively Determined Incentive Program | GIBBSBORO | 8026 | 14 | 43.68 | Residential | Behind the Meter | Yes | Net Metered Residential | EMT Renewables |  | AC Electric | Accepted | 2023-11-01 | 2023-11-29 | 2024-11-29 | Solar Panels | REC ALPHA | REC 420 |  | 0.42 | 10 | 265 | 18 |  | Fixed | Roof
NJADRE1554931708 | Administratively Determined Incentive Program | GIBBSBORO | 8026 | 14 | 43.68 | Residential | Behind the Meter | Yes | Net Metered Residential | EMT Renewables |  | AC Electric | Accepted | 2023-11-01 | 2023-11-29 | 2024-11-29 | Solar Panels | REC ALPHA | REC 420 |  | 0.42 | 6 | 314 | 20 |  | Fixed | Roof
NJADRE1554931708 | Administratively Determined Incentive Program | GIBBSBORO | 8026 | 14 | 43.68 | Residential | Behind the Meter | Yes | Net Metered Residential | EMT Renewables |  | AC Electric | Accepted | 2023-11-01 | 2023-11-29 | 2024-11-29 | Solar Panels | REC ALPHA | REC 420 |  | 0.42 | 22 | 134 | 20 |  | Fixed | Roof
NJADRE1554931708 | Administratively Determined Incentive Program | GIBBSBORO | 8026 | 14 | 43.68 | Residential | Behind the Meter | Yes | Net Metered Residential | EMT Renewables |  | AC Electric | Accepted | 2023-11-01 | 2023-11-29 | 2024-11-29 | Solar Panels | REC ALPHA | REC 420 |  | 0.42 | 3 | 264 | 20 |  | Fixed | Roof
NJADRE1554932004 | Administratively Determined Incentive Program | PATERSON | 7524 | 6 | 3.24 | Residential | Behind the Meter | Yes | Net Metered Residential | Sunny Mac LLC |  | PSE&G | Accepted | 2023-11-01 | 2023-11-29 | 2024-11-29 | Solar Panels | Q.PEAK DUO BLK ML-G10+ 405 | HANWHA |  | 0.405 | 4 | 104 | 36 |  | Fixed | Roof
NJADRE1554932004 | Administratively Determined Incentive Program | PATERSON | 7524 | 6 | 3.24 | Residential | Behind the Meter | Yes | Net Metered Residential | Sunny Mac LLC |  | PSE&G | Accepted | 2023-11-01 | 2023-11-29 | 2024-11-29 | Solar Panels | Q.PEAK DUO BLK ML-G10+ 405 | HANWHA |  | 0.405 | 2 | 104 | 5 |  | Fixed | Roof
NJADRE1554932004 | Administratively Determined Incentive Program | PATERSON | 7524 | 6 | 3.24 | Residential | Behind the Meter | Yes | Net Metered Residential | Sunny Mac LLC |  | PSE&G | Accepted | 2023-11-01 | 2023-11-29 | 2024-11-29 | Solar Panels | Q.PEAK DUO BLK ML-G10+ 405 | HANWHA |  | 0.405 | 2 | 194 | 11 |  | Fixed | Roof
NJADRE1554932004 | Administratively Determined Incentive Program | PATERSON | 7524 | 6 | 3.24 | Residential | Behind the Meter | Yes | Net Metered Residential | Sunny Mac LLC |  | PSE&G | Accepted | 2023-11-01 | 2023-11-29 | 2024-11-29 | Inverters | SE3000H-US | Solaredge | 3000 |  | 1 |  |  | 0.1 |  | Outdoor | next to meter
NJADRE1554932023 | Administratively Determined Incentive Program | Quinton | 8072 | 16 | 9.96 | Residential | Behind the Meter | No | Net Metered Residential | Ecological Systems LLC |  | AC Electric | Accepted | 2023-11-01 | 2023-11-30 | 2024-11-30 | Inverters | Enphase | IQ8M | 370 |  | 24 |  |  | 0.975 |  | Outside
NJADRE1554932023 | Administratively Determined Incentive Program | Quinton | 8072 | 16 | 9.96 | Residential | Behind the Meter | No | Net Metered Residential | Ecological Systems LLC |  | AC Electric | Accepted | 2023-11-01 | 2023-11-30 | 2024-11-30 | Solar Panels | Bluesun | BSM415 |  | 0.415 | 24 | 180 | 25 |  | Fixed | Roof
NJADRE1554932023 | Administratively Determined Incentive Program | Quinton | 8072 | 16 | 9.96 | Residential | Behind the Meter | No | Net Metered Residential | Ecological Systems LLC |  | AC Electric | Accepted | 2023-11-01 | 2023-11-30 | 2024-11-30 | Meters | Enphase | Envoy IQ Combiner |  |  | 1 |  |  |  | Yes | Outdoor
NJADRE1554932756 | Administratively Determined Incentive Program | WILLINGBORO | 8046 | 13 | 9.36 | Residential | Behind the Meter | Yes | Net Metered Residential | GenSun Solar |  | PSE&G | Accepted | 2023-11-01 | 2023-12-05 | 2024-12-05 | Inverters | Solaredge | SE7600H-US | 240 |  | 1 |  |  | 0.9 |  | Outdoor
NJADRE1554932756 | Administratively Determined Incentive Program | WILLINGBORO | 8046 | 13 | 9.36 | Residential | Behind the Meter | Yes | Net Metered Residential | GenSun Solar |  | PSE&G | Accepted | 2023-11-01 | 2023-12-05 | 2024-12-05 | Meters | SolarEdge | SE7600H-US |  |  | 1 |  |  |  | Yes
NJADRE1554932756 | Administratively Determined Incentive Program | WILLINGBORO | 8046 | 13 | 9.36 | Residential | Behind the Meter | Yes | Net Metered Residential | GenSun Solar |  | PSE&G | Accepted | 2023-11-01 | 2023-12-05 | 2024-12-05 | Solar Panels | HANWHA | Q.PEAK DUO BLK-G10+ 360W |  | 0.36 | 26 | 56 | 20 |  | Fixed | Roof
NJADRE1554933442 | Administratively Determined Incentive Program | MAPLEWOOD | 7040 | 9 | 10.08 | Residential | Behind the Meter | Yes | Net Metered Residential | EMT Renewables |  | PSE&G | Accepted | 2023-11-01 | 2023-11-29 | 2024-11-29 | Inverters | ENPHASE | IQ7x | 315 |  | 24 |  |  | 0.66 |  | Other | UNDER EACH PANEL
NJADRE1554933442 | Administratively Determined Incentive Program | MAPLEWOOD | 7040 | 9 | 10.08 | Residential | Behind the Meter | Yes | Net Metered Residential | EMT Renewables |  | PSE&G | Accepted | 2023-11-01 | 2023-11-29 | 2024-11-29 | Solar Panels | REC ALPHA | REC 420 |  | 0.42 | 15 | 117 | 31 |  | Fixed | Roof
NJADRE1554933442 | Administratively Determined Incentive Program | MAPLEWOOD | 7040 | 9 | 10.08 | Residential | Behind the Meter | Yes | Net Metered Residential | EMT Renewables |  | PSE&G | Accepted | 2023-11-01 | 2023-11-29 | 2024-11-29 | Solar Panels | REC ALPHA | REC 420 |  | 0.42 | 9 | 297 | 31 |  | Fixed | Roof
NJADRE1554933443 | Administratively Determined Incentive Program | HILLSIDE | 7205 | 10 | 4.46 | Residential | Behind the Meter | Yes | Net Metered Residential | Sunrun Installation Services, Inc. |  | PSE&G | Accepted | 2023-11-01 | 2023-11-29 | 2024-11-29 | Inverters | SOLAREDGE TECHNOLOGIES | SE3800H-USMN | 3800 |  | 1 |  |  | 0.992 |  | Outdoor | next to meter
NJADRE1554933443 | Administratively Determined Incentive Program | HILLSIDE | 7205 | 10 | 4.46 | Residential | Behind the Meter | Yes | Net Metered Residential | Sunrun Installation Services, Inc. |  | PSE&G | Accepted | 2023-11-01 | 2023-11-29 | 2024-11-29 | Solar Panels | HANWHA Q-CELLS | Q.PEAK DUO BLK ML-G10+ 405 |  | 0.405 | 11 | 136 | 18 |  | Fixed | Roof
NJADRE1554933476 | Administratively Determined Incentive Program | OAKLYN | 8107 | 14 | 7.29 | Residential | Behind the Meter | Yes | Net Metered Residential | Sunny Mac LLC |  | PSE&G | Accepted | 2023-11-01 | 2023-11-30 | 2024-11-30 | Solar Panels | Q.PEAK DUO BLK ML-G10+ 405 | HANWHA |  | 0.405 | 7 | 162 | 24 |  | Fixed | Roof
NJADRE1554933476 | Administratively Determined Incentive Program | OAKLYN | 8107 | 14 | 7.29 | Residential | Behind the Meter | Yes | Net Metered Residential | Sunny Mac LLC |  | PSE&G | Accepted | 2023-11-01 | 2023-11-30 | 2024-11-30 | Solar Panels | Q.PEAK DUO BLK ML-G10+ 405 | HANWHA |  | 0.405 | 11 | 342 | 42 |  | Fixed | Roof
NJADRE1554933476 | Administratively Determined Incentive Program | OAKLYN | 8107 | 14 | 7.29 | Residential | Behind the Meter | Yes | Net Metered Residential | Sunny Mac LLC |  | PSE&G | Accepted | 2023-11-01 | 2023-11-30 | 2024-11-30 | Inverters | SE5000H-US | Solaredge | 5000 |  | 1 |  |  | 0.1 |  | Outdoor | next to meter
NJADRE1554933477 | Administratively Determined Incentive Program | BOGOTA | 7603 | 7 | 16.66 | Residential | Behind the Meter | Yes | Net Metered Residential | Vision Solar LLC |  | PSE&G | Accepted | 2023-11-01 | 2023-11-29 | 2024-11-29 | Inverters | ENPHASE | IQ7-60-2-US | 240 |  | 49 |  |  | 0.97 |  | Outdoor
NJADRE1554933477 | Administratively Determined Incentive Program | BOGOTA | 7603 | 7 | 16.66 | Residential | Behind the Meter | Yes | Net Metered Residential | Vision Solar LLC |  | PSE&G | Accepted | 2023-11-01 | 2023-11-29 | 2024-11-29 | Solar Panels | HANWHA Q-CELLS | Q.PEAK DUO BLK-G6+ 340 |  | 0.34 | 29 | 68 | 20 |  | Fixed | Roof
NJADRE1554933477 | Administratively Determined Incentive Program | BOGOTA | 7603 | 7 | 16.66 | Residential | Behind the Meter | Yes | Net Metered Residential | Vision Solar LLC |  | PSE&G | Accepted | 2023-11-01 | 2023-11-29 | 2024-11-29 | Solar Panels | HANWHA Q-CELLS | Q.PEAK DUO BLK-G6+ 340 |  | 0.34 | 20 | 248 | 20 |  | Fixed | Roof
NJADRE1554933480 | Administratively Determined Incentive Program | WEST WINDSOR | 8550 | 12 | 9.32 | Residential | Behind the Meter | No | Net Metered Residential | Powur, PBC |  | PSE&G | Accepted | 2023-11-01 | 2023-11-30 | 2024-11-30 | Solar Panels | Rec Solar | REC405AA PURE |  | 0.405 | 13 | 232 | 30 |  | Fixed | Roof
NJADRE1554933480 | Administratively Determined Incentive Program | WEST WINDSOR | 8550 | 12 | 9.32 | Residential | Behind the Meter | No | Net Metered Residential | Powur, PBC |  | PSE&G | Accepted | 2023-11-01 | 2023-11-30 | 2024-11-30 | Solar Panels | Rec Solar | REC405AA PURE |  | 0.405 | 6 | 52 | 30 |  | Fixed | Roof
NJADRE1554933480 | Administratively Determined Incentive Program | WEST WINDSOR | 8550 | 12 | 9.32 | Residential | Behind the Meter | No | Net Metered Residential | Powur, PBC |  | PSE&G | Accepted | 2023-11-01 | 2023-11-30 | 2024-11-30 | Solar Panels | Rec Solar | REC405AA PURE |  | 0.405 | 4 | 142 | 37 |  | Fixed | Roof
NJADRE1554933480 | Administratively Determined Incentive Program | WEST WINDSOR | 8550 | 12 | 9.32 | Residential | Behind the Meter | No | Net Metered Residential | Powur, PBC |  | PSE&G | Accepted | 2023-11-01 | 2023-11-30 | 2024-11-30 | Inverters | Enphase | IQ8M-72-2-US | 325 |  | 23 |  |  | 0.99 |  | Outside
NJADRE1554933870 | Administratively Determined Incentive Program | NEW MILFORD | 7646 | 7 | 6.08 | Residential | Behind the Meter | Yes | Net Metered Residential | Trinity Solar Inc. |  | PSE&G | Accepted | 2023-11-01 | 2023-11-29 | 2024-11-29 | Inverters | HANWHA | SE5000H-US000BEi4 | 5000 |  | 1 |  |  | 0.97 |  | Outdoor
NJADRE1554933870 | Administratively Determined Incentive Program | NEW MILFORD | 7646 | 7 | 6.08 | Residential | Behind the Meter | Yes | Net Metered Residential | Trinity Solar Inc. |  | PSE&G | Accepted | 2023-11-01 | 2023-11-29 | 2024-11-29 | Solar Panels | HANWHA | Q.PEAK DUO BLK ML-G10+ 405 |  | 0.405 | 15 | 184 | 23 |  | Fixed | Roof
NJADRE1554933926 | Administratively Determined Incentive Program | PATERSON | 7501 | 6 | 3.24 | Residential | Behind the Meter | Yes | Net Metered Residential | Sunrun Installation Services, Inc. |  | PSE&G | Accepted | 2023-11-01 | 2023-11-29 | 2024-11-29 | Inverters | SOLAREDGE TECHNOLOGIES | SE3800H-USMN | 3800 |  | 1 |  |  | 0.992 |  | Outdoor | next to meter
NJADRE1554933926 | Administratively Determined Incentive Program | PATERSON | 7501 | 6 | 3.24 | Residential | Behind the Meter | Yes | Net Metered Residential | Sunrun Installation Services, Inc. |  | PSE&G | Accepted | 2023-11-01 | 2023-11-29 | 2024-11-29 | Solar Panels | HANWHA Q-CELLS | Q.PEAK DUO BLK ML-G10+ 405 |  | 0.405 | 8 | 92 | 22 |  | Fixed | Roof
NJADRE1554934462 | Administratively Determined Incentive Program | MONTCLAIR | 7042 | 9 | 2.87 | Residential | Behind the Meter | No | Net Metered Residential | EMT Renewables |  | PSE&G | Accepted | 2023-11-01 | 2023-11-29 | 2024-11-29 | Inverters | ENPHASE | IQ8+ | 290 |  | 7 |  |  | 0.98 |  | Other | UNDER EACH PANEL
NJADRE1554934462 | Administratively Determined Incentive Program | MONTCLAIR | 7042 | 9 | 2.87 | Residential | Behind the Meter | No | Net Metered Residential | EMT Renewables |  | PSE&G | Accepted | 2023-11-01 | 2023-11-29 | 2024-11-29 | Solar Panels | SEG SOLAR | SIV 410 |  | 0.41 | 3 | 29 | 38 |  | Fixed | Roof
NJADRE1554934462 | Administratively Determined Incentive Program | MONTCLAIR | 7042 | 9 | 2.87 | Residential | Behind the Meter | No | Net Metered Residential | EMT Renewables |  | PSE&G | Accepted | 2023-11-01 | 2023-11-29 | 2024-11-29 | Solar Panels | SEG SOLAR | SIV 410 |  | 0.41 | 2 | 209 | 38 |  | Fixed | Roof
NJADRE1554934462 | Administratively Determined Incentive Program | MONTCLAIR | 7042 | 9 | 2.87 | Residential | Behind the Meter | No | Net Metered Residential | EMT Renewables |  | PSE&G | Accepted | 2023-11-01 | 2023-11-29 | 2024-11-29 | Solar Panels | SEG SOLAR | SIV 410 |  | 0.41 | 1 | 209 | 20 |  | Fixed | Roof
NJADRE1554934462 | Administratively Determined Incentive Program | MONTCLAIR | 7042 | 9 | 2.87 | Residential | Behind the Meter | No | Net Metered Residential | EMT Renewables |  | PSE&G | Accepted | 2023-11-01 | 2023-11-29 | 2024-11-29 | Solar Panels | SEG SOLAR | SIV 410 |  | 0.41 | 1 | 29 | 21 |  | Fixed | Roof
NJADRE1554934651 | Administratively Determined Incentive Program | FRANKLIN | 7416 | 1 | 4.4 | Residential | Behind the Meter | No | Net Metered Residential | Green House Solar |  | JCP&L | Accepted | 2023-11-01 | 2023-11-29 | 2024-11-29 | Inverters | enphase | iq7hs | 384 |  | 11 |  |  | 0.97 |  | Outdoor
NJADRE1554934651 | Administratively Determined Incentive Program | FRANKLIN | 7416 | 1 | 4.4 | Residential | Behind the Meter | No | Net Metered Residential | Green House Solar |  | JCP&L | Accepted | 2023-11-01 | 2023-11-29 | 2024-11-29 | Solar Panels | sunpower | u400 |  | 0.4 | 6 | 299 | 23 |  | Fixed | Roof
NJADRE1554934651 | Administratively Determined Incentive Program | FRANKLIN | 7416 | 1 | 4.4 | Residential | Behind the Meter | No | Net Metered Residential | Green House Solar |  | JCP&L | Accepted | 2023-11-01 | 2023-11-29 | 2024-11-29 | Solar Panels | sunpower | u400 |  | 0.4 | 3 | 119 | 23 |  | Fixed | Roof
NJADRE1554934651 | Administratively Determined Incentive Program | FRANKLIN | 7416 | 1 | 4.4 | Residential | Behind the Meter | No | Net Metered Residential | Green House Solar |  | JCP&L | Accepted | 2023-11-01 | 2023-11-29 | 2024-11-29 | Solar Panels | sunpower | u400 |  | 0.4 | 2 | 209 | 23 |  | Fixed | Roof
NJADRE1554934670 | Administratively Determined Incentive Program | NORTH ARLINGTON | 7031 | 7 | 4.86 | Residential | Behind the Meter | Yes | Net Metered Residential | Pro Custom Solar dba Momentum Solar |  | PSE&G | Accepted | 2023-11-01 | 2023-11-29 | 2024-11-29 | Solar Panels | Â Q. PEAK DUO BLK-G10+405 | hanwha |  | 0.405 | 9 | 125 | 32 |  | Fixed | Roof
NJADRE1554934670 | Administratively Determined Incentive Program | NORTH ARLINGTON | 7031 | 7 | 4.86 | Residential | Behind the Meter | Yes | Net Metered Residential | Pro Custom Solar dba Momentum Solar |  | PSE&G | Accepted | 2023-11-01 | 2023-11-29 | 2024-11-29 | Solar Panels | Â Q. PEAK DUO BLK-G10+405 | hawnha |  | 0.405 | 3 | 305 | 17 |  | Fixed | Roof
NJADRE1554934670 | Administratively Determined Incentive Program | NORTH ARLINGTON | 7031 | 7 | 4.86 | Residential | Behind the Meter | Yes | Net Metered Residential | Pro Custom Solar dba Momentum Solar |  | PSE&G | Accepted | 2023-11-01 | 2023-11-29 | 2024-11-29 | Inverters | IQ8PLUS-72-2-US | enphase | 290 |  | 12 |  |  | 0.97 |  | Outdoor
NJADRE1554934672 | Administratively Determined Incentive Program | CLAYTON | 8312 | 15 | 4.86 | Residential | Behind the Meter | Yes | Net Metered Residential | SunnyMac LLC |  | AC Electric | Accepted | 2023-11-01 | 2023-11-30 | 2024-11-30 | Solar Panels | Q.PEAK DUO BLK ML-G10+ 405 | HANWHA |  | 0.405 | 12 | 169 | 9 |  | Fixed | Roof
NJADRE1554934672 | Administratively Determined Incentive Program | CLAYTON | 8312 | 15 | 4.86 | Residential | Behind the Meter | Yes | Net Metered Residential | SunnyMac LLC |  | AC Electric | Accepted | 2023-11-01 | 2023-11-30 | 2024-11-30 | Inverters | SE3800H-US | Solaredge | 3800 |  | 1 |  |  | 0.1 |  | Outdoor | next to meter
NJADRE1554934672 | Administratively Determined Incentive Program | CLAYTON | 8312 | 15 | 4.86 | Residential | Behind the Meter | Yes | Net Metered Residential | SunnyMac LLC |  | AC Electric | Accepted | 2023-11-01 | 2023-11-30 | 2024-11-30 | Meters | SE-RGMTR-1D-240C-B | Solaredge |  |  | 1 |  |  |  | Yes | Outdoor
NJADRE1554934736 | Administratively Determined Incentive Program | JACKSON | 8527 | 18 | 15.54 | Residential | Behind the Meter | Yes | Net Metered Residential | EMT Renewables |  | JCP&L | Accepted | 2023-11-01 | 2023-11-29 | 2024-11-29 | Inverters | ENPHASE | IQ7x | 315 |  | 37 |  |  | 0.98 |  | Other | UNDER EACH PANEL
NJADRE1554934736 | Administratively Determined Incentive Program | JACKSON | 8527 | 18 | 15.54 | Residential | Behind the Meter | Yes | Net Metered Residential | EMT Renewables |  | JCP&L | Accepted | 2023-11-01 | 2023-11-29 | 2024-11-29 | Solar Panels | REC ALPHA | REC 420 |  | 0.42 | 15 | 139 | 34 |  | Fixed | Roof
NJADRE1554934736 | Administratively Determined Incentive Program | JACKSON | 8527 | 18 | 15.54 | Residential | Behind the Meter | Yes | Net Metered Residential | EMT Renewables |  | JCP&L | Accepted | 2023-11-01 | 2023-11-29 | 2024-11-29 | Solar Panels | REC ALPHA | REC 420 |  | 0.42 | 3 | 229 | 45 |  | Fixed | Roof
NJADRE1554934736 | Administratively Determined Incentive Program | JACKSON | 8527 | 18 | 15.54 | Residential | Behind the Meter | Yes | Net Metered Residential | EMT Renewables |  | JCP&L | Accepted | 2023-11-01 | 2023-11-29 | 2024-11-29 | Solar Panels | REC ALPHA | REC 420 |  | 0.42 | 5 | 319 | 34 |  | Fixed | Roof
NJADRE1554934736 | Administratively Determined Incentive Program | JACKSON | 8527 | 18 | 15.54 | Residential | Behind the Meter | Yes | Net Metered Residential | EMT Renewables |  | JCP&L | Accepted | 2023-11-01 | 2023-11-29 | 2024-11-29 | Solar Panels | REC ALPHA | REC 420 |  | 0.42 | 5 | 229 | 32 |  | Fixed | Roof
NJADRE1554934736 | Administratively Determined Incentive Program | JACKSON | 8527 | 18 | 15.54 | Residential | Behind the Meter | Yes | Net Metered Residential | EMT Renewables |  | JCP&L | Accepted | 2023-11-01 | 2023-11-29 | 2024-11-29 | Solar Panels | REC ALPHA | REC 420 |  | 0.42 | 9 | 139 | 33 |  | Fixed | Roof
NJADRE1554934753 | Administratively Determined Incentive Program | TRENTON | 8611 | 12 | 7.7 | Residential | Behind the Meter | Yes | Net Metered Residential | Pro Custom Solar dba Momentum Solar |  | PSE&G | Accepted | 2023-11-01 | 2023-11-30 | 2024-11-30 | Solar Panels | Â Q. PEAK DUO BLK-G10+405 | hanwha |  | 0.405 | 4 | 259 | 27 |  | Fixed | Roof
NJADRE1554934753 | Administratively Determined Incentive Program | TRENTON | 8611 | 12 | 7.7 | Residential | Behind the Meter | Yes | Net Metered Residential | Pro Custom Solar dba Momentum Solar |  | PSE&G | Accepted | 2023-11-01 | 2023-11-30 | 2024-11-30 | Solar Panels | Â Q. PEAK DUO BLK-G10+405 | hanwha |  | 0.405 | 6 | 169 | 5 |  | Fixed | Roof
NJADRE1554934753 | Administratively Determined Incentive Program | TRENTON | 8611 | 12 | 7.7 | Residential | Behind the Meter | Yes | Net Metered Residential | Pro Custom Solar dba Momentum Solar |  | PSE&G | Accepted | 2023-11-01 | 2023-11-30 | 2024-11-30 | Solar Panels | Â Q. PEAK DUO BLK-G10+405 | hanwha |  | 0.405 | 9 | 259 | 6 |  | Fixed | Roof
NJADRE1554934753 | Administratively Determined Incentive Program | TRENTON | 8611 | 12 | 7.7 | Residential | Behind the Meter | Yes | Net Metered Residential | Pro Custom Solar dba Momentum Solar |  | PSE&G | Accepted | 2023-11-01 | 2023-11-30 | 2024-11-30 | Inverters | IQ8PLUS-72-2-US | enphase | 290 |  | 19 |  |  | 0.97 |  | Outdoor
NJADRE1554934756 | Administratively Determined Incentive Program | ISELIN | 8830 | 11 | 4.68 | Residential | Behind the Meter | No | Net Metered Residential | Panatec Corporation |  | PSE&G | Accepted | 2023-11-21 | 2023-12-21 | 2024-12-21 | Inverters | Enphase | IQ8A | 349 |  | 13 |  |  | 0.976 |  | Outdoor
NJADRE1554934756 | Administratively Determined Incentive Program | ISELIN | 8830 | 11 | 4.68 | Residential | Behind the Meter | No | Net Metered Residential | Panatec Corporation |  | PSE&G | Accepted | 2023-11-21 | 2023-12-21 | 2024-12-21 | Meters | Enphase | X-IQ-AM1-240-4 |  |  | 1 |  |  |  | Yes
NJADRE1554934756 | Administratively Determined Incentive Program | ISELIN | 8830 | 11 | 4.68 | Residential | Behind the Meter | No | Net Metered Residential | Panatec Corporation |  | PSE&G | Accepted | 2023-11-21 | 2023-12-21 | 2024-12-21 | Solar Panels | Panasonic | EVPV360 |  | 0.36 | 13 | 266 | 25 |  | Fixed | Roof
NJADRE1554934771 | Administratively Determined Incentive Program | MORGANVILLE | 7751 | 17 | 6.48 | Residential | Behind the Meter | No | Net Metered Residential | Panatec Corporation |  | JCP&L | Accepted | 2023-11-07 | 2023-12-08 | 2024-12-08 | Inverters | Enphase | IQ8A | 349 |  | 18 |  |  | 0.976 |  | Outdoor
NJADRE1554934771 | Administratively Determined Incentive Program | MORGANVILLE | 7751 | 17 | 6.48 | Residential | Behind the Meter | No | Net Metered Residential | Panatec Corporation |  | JCP&L | Accepted | 2023-11-07 | 2023-12-08 | 2024-12-08 | Meters | Enphase | X-IQ-AM1-240-4 |  |  | 1 |  |  |  | Yes
NJADRE1554934771 | Administratively Determined Incentive Program | MORGANVILLE | 7751 | 17 | 6.48 | Residential | Behind the Meter | No | Net Metered Residential | Panatec Corporation |  | JCP&L | Accepted | 2023-11-07 | 2023-12-08 | 2024-12-08 | Solar Panels | Panasonic | EVPV360 |  | 0.36 | 18 | 146 | 25 |  | Fixed | Roof
NJADRE1554934806 | Administratively Determined Incentive Program | CAMDEN | 8105 | 14 | 2.37 | Residential | Behind the Meter | Yes | Net Metered Residential | Vision Solar LLC |  | PSE&G | Accepted | 2023-11-01 | 2023-11-30 | 2024-11-30 | Inverters | ENPHASE | IQ7+72-2-US | 290 |  | 6 |  |  | 0.97 |  | Outdoor
NJADRE1554934806 | Administratively Determined Incentive Program | CAMDEN | 8105 | 14 | 2.37 | Residential | Behind the Meter | Yes | Net Metered Residential | Vision Solar LLC |  | PSE&G | Accepted | 2023-11-01 | 2023-11-30 | 2024-11-30 | Solar Panels | CANADIAN SOLAR | HIDM5-CS1Y-395 |  | 0.395 | 6 | 173 | 2 |  | Fixed | Roof
NJADRE1554934818 | Administratively Determined Incentive Program | NEWTON | 7860 | 1 | 10.53 | Residential | Behind the Meter | Yes | Net Metered Residential | Pro Custom Solar dba Momentum Solar |  | JCP&L | Accepted | 2023-11-01 | 2023-11-30 | 2024-11-30 | Solar Panels | Â Q. PEAK DUO BLK-G10+405 | hanwha |  | 0.405 | 8 | 98 | 40 |  | Fixed | Roof
NJADRE1554934818 | Administratively Determined Incentive Program | NEWTON | 7860 | 1 | 10.53 | Residential | Behind the Meter | Yes | Net Metered Residential | Pro Custom Solar dba Momentum Solar |  | JCP&L | Accepted | 2023-11-01 | 2023-11-30 | 2024-11-30 | Solar Panels | Â Q. PEAK DUO BLK-G10+405 | hawnha |  | 0.405 | 9 | 98 | 9 |  | Fixed | Roof
NJADRE1554934818 | Administratively Determined Incentive Program | NEWTON | 7860 | 1 | 10.53 | Residential | Behind the Meter | Yes | Net Metered Residential | Pro Custom Solar dba Momentum Solar |  | JCP&L | Accepted | 2023-11-01 | 2023-11-30 | 2024-11-30 | Solar Panels | Â Q. PEAK DUO BLK-G10+405 | hanwha |  | 0.405 | 9 | 278 | 9 |  | Fixed | Roof
NJADRE1554934818 | Administratively Determined Incentive Program | NEWTON | 7860 | 1 | 10.53 | Residential | Behind the Meter | Yes | Net Metered Residential | Pro Custom Solar dba Momentum Solar |  | JCP&L | Accepted | 2023-11-01 | 2023-11-30 | 2024-11-30 | Inverters | IQ8PLUS-72-2-US | enphase | 290 |  | 26 |  |  | 0.97 |  | Outdoor
NJADRE1554934820 | Administratively Determined Incentive Program | ELMWOOD PARK | 7407 | 7 | 3.65 | Residential | Behind the Meter | Yes | Net Metered Residential | Trinity Solar |  | PSE&G | Accepted | 2023-11-01 | 2023-11-30 | 2024-11-30 | Solar Panels | HANWHA 405 (Q.PEAK DUO BLK ML-G10+ 405) | HANWHA 405 (Q.PEAK DUO BLK ML-G10+ 405) |  | 0.405 | 9 | 251 | 40 |  | Fixed | Roof
NJADRE1554934820 | Administratively Determined Incentive Program | ELMWOOD PARK | 7407 | 7 | 3.65 | Residential | Behind the Meter | Yes | Net Metered Residential | Trinity Solar |  | PSE&G | Accepted | 2023-11-01 | 2023-11-30 | 2024-11-30 | Inverters | Solar Edge | SE3000H-US | 3000 |  | 1 |  |  | 0.97 |  | Outside
NJADRE1554934820 | Administratively Determined Incentive Program | ELMWOOD PARK | 7407 | 7 | 3.65 | Residential | Behind the Meter | Yes | Net Metered Residential | Trinity Solar |  | PSE&G | Accepted | 2023-11-01 | 2023-11-30 | 2024-11-30 | Electric Storage Battery | TESLA (POWERWALL 2) | TESLA (POWERWALL 2) |  |  | 2 |  |  |  | Lithium Ion |  | Indoors
NJADRE1554934837 | Administratively Determined Incentive Program | Quinton | 8072 | 16 | 16.19 | Residential | Behind the Meter | Yes | Net Metered Residential | Ecological Systems LLC |  | AC Electric | Accepted | 2023-11-01 | 2023-11-30 | 2024-11-30 | Inverters | Bluesun | IQ8M | 325 |  | 39 |  |  | 0.975 |  | Outdoor
NJADRE1554934837 | Administratively Determined Incentive Program | Quinton | 8072 | 16 | 16.19 | Residential | Behind the Meter | Yes | Net Metered Residential | Ecological Systems LLC |  | AC Electric | Accepted | 2023-11-01 | 2023-11-30 | 2024-11-30 | Meters | Enphase | IQ Combiner |  |  | 1 |  |  |  | Yes
NJADRE1554934837 | Administratively Determined Incentive Program | Quinton | 8072 | 16 | 16.19 | Residential | Behind the Meter | Yes | Net Metered Residential | Ecological Systems LLC |  | AC Electric | Accepted | 2023-11-01 | 2023-11-30 | 2024-11-30 | Solar Panels | Bluesun | BSM415 |  | 0.415 | 39 | 180 | 25 |  | Fixed | Roof
NJADRE1554934843 | Administratively Determined Incentive Program | EDISON | 8820 | 11 | 6.97 | Residential | Behind the Meter | No | Net Metered Residential | Infinity Solar Systems |  | PSE&G | Accepted | 2023-11-01 | 2023-11-30 | 2024-11-30 | Inverters | Enphase | IQ8Plus-72-2-US | 290 |  | 17 |  |  | 0.97 |  | Outdoor
NJADRE1554934843 | Administratively Determined Incentive Program | EDISON | 8820 | 11 | 6.97 | Residential | Behind the Meter | No | Net Metered Residential | Infinity Solar Systems |  | PSE&G | Accepted | 2023-11-01 | 2023-11-30 | 2024-11-30 | Solar Panels | SEG Solar | SEG-410-BMD-HV |  | 0.41 | 17 | 229 | 26 |  | Fixed | Roof
NJADRE1554934850 | Administratively Determined Incentive Program | LAKEWOOD | 8701 | 18 | 7.98 | Residential | Behind the Meter | Yes | Net Metered Residential | EMT Renewables |  | JCP&L | Accepted | 2023-11-01 | 2023-11-30 | 2024-11-30 | Inverters | ENPHASE | IQ7x | 315 |  | 19 |  |  | 0.98 |  | Other | UNDER EACH PANEL
NJADRE1554934850 | Administratively Determined Incentive Program | LAKEWOOD | 8701 | 18 | 7.98 | Residential | Behind the Meter | Yes | Net Metered Residential | EMT Renewables |  | JCP&L | Accepted | 2023-11-01 | 2023-11-30 | 2024-11-30 | Solar Panels | REC ALPHA | REC 420 |  | 0.42 | 19 | 176 | 31 |  | Fixed | Roof
NJADRE1554934871 | Administratively Determined Incentive Program | OCEAN CITY | 8226 | 21 | 6.48 | Residential | Behind the Meter | Yes | Net Metered Residential | Trinity Solar |  | AC Electric | Accepted | 2023-11-01 | 2023-11-30 | 2024-11-30 | Inverters | Solar Edge | SE5000H-US | 5000 |  | 1 |  |  | 0.97 |  | Outside
NJADRE1554934871 | Administratively Determined Incentive Program | OCEAN CITY | 8226 | 21 | 6.48 | Residential | Behind the Meter | Yes | Net Metered Residential | Trinity Solar |  | AC Electric | Accepted | 2023-11-01 | 2023-11-30 | 2024-11-30 | Solar Panels | HANWHA 405 ( Q.PEAK DUO BLK ML-G10+405) | HANWHA 405 ( Q.PEAK DUO BLK ML-G10+405) |  | 0.405 | 6 | 310 | 23 |  | Fixed | Roof
NJADRE1554934871 | Administratively Determined Incentive Program | OCEAN CITY | 8226 | 21 | 6.48 | Residential | Behind the Meter | Yes | Net Metered Residential | Trinity Solar |  | AC Electric | Accepted | 2023-11-01 | 2023-11-30 | 2024-11-30 | Solar Panels | HANWHA 405 ( Q.PEAK DUO BLK ML-G10+405) | HANWHA 405 ( Q.PEAK DUO BLK ML-G10+405) |  | 0.405 | 6 | 220 | 18 |  | Fixed | Roof
NJADRE1554934871 | Administratively Determined Incentive Program | OCEAN CITY | 8226 | 21 | 6.48 | Residential | Behind the Meter | Yes | Net Metered Residential | Trinity Solar |  | AC Electric | Accepted | 2023-11-01 | 2023-11-30 | 2024-11-30 | Solar Panels | HANWHA 405 ( Q.PEAK DUO BLK ML-G10+405) | HANWHA 405 ( Q.PEAK DUO BLK ML-G10+405) |  | 0.405 | 4 | 130 | 23 |  | Fixed | Roof
NJADRE1554934897 | Administratively Determined Incentive Program | NEWARK | 7108 | 9 | 5.27 | Residential | Behind the Meter | Yes | Net Metered Residential | Pro Custom Solar dba Momentum Solar |  | PSE&G | Accepted | 2023-11-01 | 2023-11-30 | 2024-11-30 | Solar Panels | HANWHA | Q. PEAK DUO BLK ML-G10+405 |  | 0.405 | 13 | 286 | 5 |  | Fixed | Roof
NJADRE1554934897 | Administratively Determined Incentive Program | NEWARK | 7108 | 9 | 5.27 | Residential | Behind the Meter | Yes | Net Metered Residential | Pro Custom Solar dba Momentum Solar |  | PSE&G | Accepted | 2023-11-01 | 2023-11-30 | 2024-11-30 | Inverters | ENPHASE | IQ8PLUS-72-2-US | 290 |  | 13 |  |  | 0.97 |  | Outdoor
NJADRE1554934950 | Administratively Determined Incentive Program | LAKEWOOD | 8701 | 18 | 47.6 | Commercial | Behind the Meter | No | Small Net-Metered Non-Residential located on Rooftop, Carport, Canopy and Floating Solar | Ventura ECM |  | JCP&L | Accepted | 2023-11-13 | 2023-12-14 | 2024-12-14 | Inverters | SolarEdge | SE43.2KUS | 43200 |  | 1 |  |  | 0.97 |  | Outside
NJADRE1554934950 | Administratively Determined Incentive Program | LAKEWOOD | 8701 | 18 | 47.6 | Commercial | Behind the Meter | No | Small Net-Metered Non-Residential located on Rooftop, Carport, Canopy and Floating Solar | Ventura ECM |  | JCP&L | Accepted | 2023-11-13 | 2023-12-14 | 2024-12-14 | Solar Panels | Canadian Solar | CS6R-400 |  | 0.4 | 119 | 206.087 | 5 |  | Fixed | Roof
NJADRE1554934960 | Administratively Determined Incentive Program | HILLSIDE | 7205 | 10 | 8.51 | Residential | Behind the Meter | Yes | Net Metered Residential | Pro Custom Solar dba Momentum Solar |  | PSE&G | Accepted | 2023-11-01 | 2023-11-30 | 2024-11-30 | Inverters | ENPHASE | IQ8PLUS-72-2-US | 290 |  | 21 |  |  | 0.97 |  | Outdoor
NJADRE1554934960 | Administratively Determined Incentive Program | HILLSIDE | 7205 | 10 | 8.51 | Residential | Behind the Meter | Yes | Net Metered Residential | Pro Custom Solar dba Momentum Solar |  | PSE&G | Accepted | 2023-11-01 | 2023-11-30 | 2024-11-30 | Solar Panels | HANWHA | Q. PEAK DUO BLK ML-G10+405 |  | 0.405 | 9 | 128 | 32 |  | Fixed | Roof
NJADRE1554934960 | Administratively Determined Incentive Program | HILLSIDE | 7205 | 10 | 8.51 | Residential | Behind the Meter | Yes | Net Metered Residential | Pro Custom Solar dba Momentum Solar |  | PSE&G | Accepted | 2023-11-01 | 2023-11-30 | 2024-11-30 | Solar Panels | HANWHA | Q. PEAK DUO BLK ML-G10+405 |  | 0.405 | 12 | 308 | 30 |  | Fixed | Roof
NJADRE1554935038 | Administratively Determined Incentive Program | TRENTON | 8618 | 12 | 7.29 | Residential | Behind the Meter | Yes | Net Metered Residential | Pro Custom Solar dba Momentum Solar |  | PSE&G | Accepted | 2023-11-01 | 2023-11-30 | 2024-11-30 | Solar Panels | HANWHA | Q. PEAK DUO BLK ML-G10+405 |  | 0.405 | 4 | 217 | 44 |  | Fixed | Roof
NJADRE1554935038 | Administratively Determined Incentive Program | TRENTON | 8618 | 12 | 7.29 | Residential | Behind the Meter | Yes | Net Metered Residential | Pro Custom Solar dba Momentum Solar |  | PSE&G | Accepted | 2023-11-01 | 2023-11-30 | 2024-11-30 | Solar Panels | HANWHA | Q. PEAK DUO BLK ML-G10+405 |  | 0.405 | 7 | 217 | 50 |  | Fixed | Roof
NJADRE1554935038 | Administratively Determined Incentive Program | TRENTON | 8618 | 12 | 7.29 | Residential | Behind the Meter | Yes | Net Metered Residential | Pro Custom Solar dba Momentum Solar |  | PSE&G | Accepted | 2023-11-01 | 2023-11-30 | 2024-11-30 | Solar Panels | HANWHA | Q. PEAK DUO BLK ML-G10+405 |  | 0.405 | 7 | 37 | 50 |  | Fixed | Roof
NJADRE1554935038 | Administratively Determined Incentive Program | TRENTON | 8618 | 12 | 7.29 | Residential | Behind the Meter | Yes | Net Metered Residential | Pro Custom Solar dba Momentum Solar |  | PSE&G | Accepted | 2023-11-01 | 2023-11-30 | 2024-11-30 | Inverters | ENPHASE | IQ8PLUS-72-2-US | 290 |  | 18 |  |  | 0.97 |  | Outdoor
NJADRE1554935108 | Administratively Determined Incentive Program | BELFORD | 7718 | 17 | 13.77 | Residential | Behind the Meter | Yes | Net Metered Residential | EMT Renewables |  | JCP&L | Accepted | 2023-11-01 | 2023-11-30 | 2024-11-30 | Inverters | ENPHASE | IQ8+ | 290 |  | 34 |  |  | 0.98 |  | Other | UNDER EACH PANEL
NJADRE1554935108 | Administratively Determined Incentive Program | BELFORD | 7718 | 17 | 13.77 | Residential | Behind the Meter | Yes | Net Metered Residential | EMT Renewables |  | JCP&L | Accepted | 2023-11-01 | 2023-11-30 | 2024-11-30 | Solar Panels | Q CELLS | Q PEAK DUO BLK |  | 0.405 | 11 | 184 | 18 |  | Fixed | Roof
NJADRE1554935108 | Administratively Determined Incentive Program | BELFORD | 7718 | 17 | 13.77 | Residential | Behind the Meter | Yes | Net Metered Residential | EMT Renewables |  | JCP&L | Accepted | 2023-11-01 | 2023-11-30 | 2024-11-30 | Solar Panels | Q CELLS | Q PEAK DUO BLK |  | 0.405 | 18 | 4 | 42 |  | Fixed | Roof
NJADRE1554935108 | Administratively Determined Incentive Program | BELFORD | 7718 | 17 | 13.77 | Residential | Behind the Meter | Yes | Net Metered Residential | EMT Renewables |  | JCP&L | Accepted | 2023-11-01 | 2023-11-30 | 2024-11-30 | Solar Panels | Q CELLS | Q PEAK DUO BLK |  | 0.405 | 3 | 184 | 42 |  | Fixed | Roof
NJADRE1554935108 | Administratively Determined Incentive Program | BELFORD | 7718 | 17 | 13.77 | Residential | Behind the Meter | Yes | Net Metered Residential | EMT Renewables |  | JCP&L | Accepted | 2023-11-01 | 2023-11-30 | 2024-11-30 | Solar Panels | Q CELLS | Q PEAK DUO BLK |  | 0.405 | 2 | 274 | 42 |  | Fixed | Roof
NJADRE1554935124 | Administratively Determined Incentive Program | BLAIRSTOWN | 7825 | 2 | 15.54 | Residential | Behind the Meter | No | Net Metered Residential | Fusion Solar Energy |  | JCP&L | Accepted | 2023-11-01 | 2023-11-30 | 2024-11-30 | Inverters | ENPHASE | IQ7PLUS-72-2-US | 290 |  | 42 |  |  | 0.94 |  | Outside
NJADRE1554935124 | Administratively Determined Incentive Program | BLAIRSTOWN | 7825 | 2 | 15.54 | Residential | Behind the Meter | No | Net Metered Residential | Fusion Solar Energy |  | JCP&L | Accepted | 2023-11-01 | 2023-11-30 | 2024-11-30 | Solar Panels | VSUN | VSUN370-120BMH |  | 0.37 | 40 | 121 | 32 |  | Fixed | Roof
NJADRE1554935124 | Administratively Determined Incentive Program | BLAIRSTOWN | 7825 | 2 | 15.54 | Residential | Behind the Meter | No | Net Metered Residential | Fusion Solar Energy |  | JCP&L | Accepted | 2023-11-01 | 2023-11-30 | 2024-11-30 | Solar Panels | VSUN | VSUN370-120BMH |  | 0.37 | 2 | 301 | 33 |  | Fixed | Roof
NJADRE1554938723 | Administratively Determined Incentive Program | NEWARK | 7103 | 9 | 4.46 | Residential | Behind the Meter | No | Net Metered Residential | Momentum Solar |  | PSE&G | Accepted | 2023-11-01 | 2023-11-30 | 2024-11-30 | Solar Panels | HANWHA | Q. PEAK DUO BLK ML-G10+405 |  | 0.405 | 11 | 15 | 18 |  | Fixed | Roof
NJADRE1554938723 | Administratively Determined Incentive Program | NEWARK | 7103 | 9 | 4.46 | Residential | Behind the Meter | No | Net Metered Residential | Momentum Solar |  | PSE&G | Accepted | 2023-11-01 | 2023-11-30 | 2024-11-30 | Inverters | ENPHASE | IQ8PLUS-72-2-US | 290 |  | 11 |  |  | 0.97 |  | Outdoor
NJADRE1554939162 | Administratively Determined Incentive Program | HALEDON | 7508 | 6 | 6.89 | Residential | Behind the Meter | No | Net Metered Residential | EMT Renewables |  | PSE&G | Accepted | 2023-11-01 | 2023-11-30 | 2024-11-30 | Inverters | ENPHASE | IQ8+ | 290 |  | 17 |  |  | 0.98 |  | Other | UNDER EACH PANEL
NJADRE1554939162 | Administratively Determined Incentive Program | HALEDON | 7508 | 6 | 6.89 | Residential | Behind the Meter | No | Net Metered Residential | EMT Renewables |  | PSE&G | Accepted | 2023-11-01 | 2023-11-30 | 2024-11-30 | Solar Panels | Q CELLS | Q PEAK DUO BLK |  | 0.405 | 12 | 100 | 23 |  | Fixed | Roof
NJADRE1554939162 | Administratively Determined Incentive Program | HALEDON | 7508 | 6 | 6.89 | Residential | Behind the Meter | No | Net Metered Residential | EMT Renewables |  | PSE&G | Accepted | 2023-11-01 | 2023-11-30 | 2024-11-30 | Solar Panels | Q PEAK DUO BLK | Q CELLS |  | 0.405 | 5 | 100 | 23 |  | Fixed | Roof
NJADRE1554939200 | Administratively Determined Incentive Program | MANAHAWKIN | 8050 | 18 | 5.04 | Residential | Behind the Meter | Yes | Net Metered Residential | EMT Renewables |  | AC Electric | Accepted | 2023-11-01 | 2023-11-30 | 2024-11-30 | Inverters | ENPHASE | IQ7x | 315 |  | 12 |  |  | 0.98 |  | Other | UNDER EACH PANEL
NJADRE1554939200 | Administratively Determined Incentive Program | MANAHAWKIN | 8050 | 18 | 5.04 | Residential | Behind the Meter | Yes | Net Metered Residential | EMT Renewables |  | AC Electric | Accepted | 2023-11-01 | 2023-11-30 | 2024-11-30 | Solar Panels | REC ALPHA | REC 420 |  | 0.42 | 12 | 149 | 26 |  | Fixed | Roof
NJADRE1554939997 | Administratively Determined Incentive Program | Berlin | 8091 | 14 | 6.75 | Residential | Behind the Meter | Yes | Net Metered Residential | Sunrun Installation Services, Inc. |  | AC Electric | Accepted | 2023-11-03 | 2023-12-05 | 2024-12-05 | Inverters | Delta Electronics | E6-TL-US | 5760 |  | 1 |  |  | 0.96 |  | Outdoor | Next To Meter
NJADRE1554939997 | Administratively Determined Incentive Program | Berlin | 8091 | 14 | 6.75 | Residential | Behind the Meter | Yes | Net Metered Residential | Sunrun Installation Services, Inc. |  | AC Electric | Accepted | 2023-11-03 | 2023-12-05 | 2024-12-05 | Solar Panels | Vikram Solar | VSMDHT.60.375.05 |  | 0.375 | 5 | 44 | 22 |  | Fixed | Roof
NJADRE1554939997 | Administratively Determined Incentive Program | Berlin | 8091 | 14 | 6.75 | Residential | Behind the Meter | Yes | Net Metered Residential | Sunrun Installation Services, Inc. |  | AC Electric | Accepted | 2023-11-03 | 2023-12-05 | 2024-12-05 | Solar Panels | Vikram Solar | VSMDHT.60.375.05 |  | 0.375 | 5 | 222 | 23 |  | Fixed | Roof
NJADRE1554939997 | Administratively Determined Incentive Program | Berlin | 8091 | 14 | 6.75 | Residential | Behind the Meter | Yes | Net Metered Residential | Sunrun Installation Services, Inc. |  | AC Electric | Accepted | 2023-11-03 | 2023-12-05 | 2024-12-05 | Solar Panels | Vikram Solar | VSMDHT.60.375.05 |  | 0.375 | 8 | 313 | 18 |  | Fixed | Roof
NJADRE1554959217 | Administratively Determined Incentive Program | TUCKERTON | 8087 | 18 | 10.4 | Residential | Behind the Meter | Yes | Net Metered Residential | Suntuity Solar LLC |  | AC Electric | Accepted | 2023-11-02 | 2023-11-30 | 2024-11-30 | Inverters | ENPHASE | IQ8PLUS-72-2-US | 290 |  | 26 |  |  | 0.97 |  | Outdoor | Behind the PV modules
NJADRE1554959217 | Administratively Determined Incentive Program | TUCKERTON | 8087 | 18 | 10.4 | Residential | Behind the Meter | Yes | Net Metered Residential | Suntuity Solar LLC |  | AC Electric | Accepted | 2023-11-02 | 2023-11-30 | 2024-11-30 | Solar Panels | CANADIANSOLAR | CS6R-400MS-HL |  | 0.4 | 14 | 85 | 16 |  | Fixed | Roof
NJADRE1554959217 | Administratively Determined Incentive Program | TUCKERTON | 8087 | 18 | 10.4 | Residential | Behind the Meter | Yes | Net Metered Residential | Suntuity Solar LLC |  | AC Electric | Accepted | 2023-11-02 | 2023-11-30 | 2024-11-30 | Solar Panels | CANADIANSOLAR | CS6R-400MS-HL |  | 0.4 | 12 | 265 | 16 |  | Fixed | Roof
NJADRE1554959218 | Administratively Determined Incentive Program | CHERRY HILL | 8034 | 14 | 10 | Residential | Behind the Meter | Yes | Net Metered Residential | Suntuity Solar LLC |  | PSE&G | Accepted | 2023-11-02 | 2023-11-30 | 2024-11-30 | Inverters | (25) ENPHASE | IQ8PLUS-72-2-US | 290 |  | 25 |  |  | 0.97 |  | Outdoor | Behind the PV modules
NJADRE1554959218 | Administratively Determined Incentive Program | CHERRY HILL | 8034 | 14 | 10 | Residential | Behind the Meter | Yes | Net Metered Residential | Suntuity Solar LLC |  | PSE&G | Accepted | 2023-11-02 | 2023-11-30 | 2024-11-30 | Solar Panels | (25) CANADIAN SOLAR | CS6R-400MS-HL |  | 0.4 | 11 | 208 | 23 |  | Fixed | Roof
NJADRE1554959218 | Administratively Determined Incentive Program | CHERRY HILL | 8034 | 14 | 10 | Residential | Behind the Meter | Yes | Net Metered Residential | Suntuity Solar LLC |  | PSE&G | Accepted | 2023-11-02 | 2023-11-30 | 2024-11-30 | Solar Panels | (25) CANADIAN SOLAR | CS6R-400MS-HL |  | 0.4 | 3 | 298 | 23 |  | Fixed | Roof
NJADRE1554959218 | Administratively Determined Incentive Program | CHERRY HILL | 8034 | 14 | 10 | Residential | Behind the Meter | Yes | Net Metered Residential | Suntuity Solar LLC |  | PSE&G | Accepted | 2023-11-02 | 2023-11-30 | 2024-11-30 | Solar Panels | (25) CANADIAN SOLAR | CS6R-400MS-HL |  | 0.4 | 6 | 298 | 23 |  | Fixed | Roof
NJADRE1554959218 | Administratively Determined Incentive Program | CHERRY HILL | 8034 | 14 | 10 | Residential | Behind the Meter | Yes | Net Metered Residential | Suntuity Solar LLC |  | PSE&G | Accepted | 2023-11-02 | 2023-11-30 | 2024-11-30 | Solar Panels | (25) CANADIAN SOLAR | CS6R-400MS-HL |  | 0.4 | 5 | 118 | 23 |  | Fixed | Roof
NJADRE1554959219 | Administratively Determined Incentive Program | OLD BRIDGE | 8857 | 11 | 5.2 | Residential | Behind the Meter | No | Net Metered Residential | Suntuity Solar LLC |  | JCP&L | Accepted | 2023-11-02 | 2023-11-30 | 2024-11-30 | Inverters | ENPHASE | IQ8PLUS-72-2-US | 290 |  | 13 |  |  | 0.97 |  | Outdoor | Behind the PV modules
NJADRE1554959219 | Administratively Determined Incentive Program | OLD BRIDGE | 8857 | 11 | 5.2 | Residential | Behind the Meter | No | Net Metered Residential | Suntuity Solar LLC |  | JCP&L | Accepted | 2023-11-02 | 2023-11-30 | 2024-11-30 | Solar Panels | CANADIAN SOLAR | CS6R-400MS-HL |  | 0.4 | 9 | 234 | 31 |  | Fixed | Roof
NJADRE1554959219 | Administratively Determined Incentive Program | OLD BRIDGE | 8857 | 11 | 5.2 | Residential | Behind the Meter | No | Net Metered Residential | Suntuity Solar LLC |  | JCP&L | Accepted | 2023-11-02 | 2023-11-30 | 2024-11-30 | Solar Panels | CANADIAN SOLAR | CS6R-400MS-HL |  | 0.4 | 4 | 54 | 31 |  | Fixed | Roof
NJADRE1554959220 | Administratively Determined Incentive Program | HAZLET | 7730 | 17 | 6.8 | Residential | Behind the Meter | Yes | Net Metered Residential | Suntuity Solar LLC |  | JCP&L | Accepted | 2023-11-02 | 2023-11-30 | 2024-11-30 | Inverters | (17) ENPHASE | IQ8PLUS-72-2-US | 290 |  | 17 |  |  | 0.97 |  | Outdoor | Behind the PV modules
NJADRE1554959220 | Administratively Determined Incentive Program | HAZLET | 7730 | 17 | 6.8 | Residential | Behind the Meter | Yes | Net Metered Residential | Suntuity Solar LLC |  | JCP&L | Accepted | 2023-11-02 | 2023-11-30 | 2024-11-30 | Solar Panels | (17) CANADIAN SOLAR | CS6R-400MS-HL |  | 0.4 | 5 | 205 | 43 |  | Fixed | Roof
NJADRE1554959220 | Administratively Determined Incentive Program | HAZLET | 7730 | 17 | 6.8 | Residential | Behind the Meter | Yes | Net Metered Residential | Suntuity Solar LLC |  | JCP&L | Accepted | 2023-11-02 | 2023-11-30 | 2024-11-30 | Solar Panels | (17) CANADIAN SOLAR | CS6R-400MS-HL |  | 0.4 | 4 | 25 | 43 |  | Fixed | Roof
NJADRE1554959220 | Administratively Determined Incentive Program | HAZLET | 7730 | 17 | 6.8 | Residential | Behind the Meter | Yes | Net Metered Residential | Suntuity Solar LLC |  | JCP&L | Accepted | 2023-11-02 | 2023-11-30 | 2024-11-30 | Solar Panels | (17) CANADIAN SOLAR | CS6R-400MS-HL |  | 0.4 | 4 | 204 | 10 |  | Fixed | Roof
NJADRE1554959220 | Administratively Determined Incentive Program | HAZLET | 7730 | 17 | 6.8 | Residential | Behind the Meter | Yes | Net Metered Residential | Suntuity Solar LLC |  | JCP&L | Accepted | 2023-11-02 | 2023-11-30 | 2024-11-30 | Solar Panels | (17) CANADIAN SOLAR | CS6R-400MS-HL |  | 0.4 | 4 | 24 | 10 |  | Fixed | Roof
NJADRE1554959230 | Administratively Determined Incentive Program | MATAWAN | 7747 | 17 | 15 | Residential | Behind the Meter | Yes | Net Metered Residential | Sunrun Installation Services, Inc. |  | JCP&L | Accepted | 2023-11-02 | 2023-12-08 | 2024-12-08 | Inverters | Delta Electronics | E6-TL-US | 5760 |  | 2 |  |  | 0.96 |  | Outdoor | Next To Meter
NJADRE1554959230 | Administratively Determined Incentive Program | MATAWAN | 7747 | 17 | 15 | Residential | Behind the Meter | Yes | Net Metered Residential | Sunrun Installation Services, Inc. |  | JCP&L | Accepted | 2023-11-02 | 2023-12-08 | 2024-12-08 | Solar Panels | Vikram Solar | VSMDHT.60.375.05 |  | 0.375 | 5 | 4 | 33 |  | Fixed | Roof
NJADRE1554959230 | Administratively Determined Incentive Program | MATAWAN | 7747 | 17 | 15 | Residential | Behind the Meter | Yes | Net Metered Residential | Sunrun Installation Services, Inc. |  | JCP&L | Accepted | 2023-11-02 | 2023-12-08 | 2024-12-08 | Solar Panels | Vikram Solar | VSMDHT.60.375.05 |  | 0.375 | 7 | 92 | 21 |  | Fixed | Roof
NJADRE1554959230 | Administratively Determined Incentive Program | MATAWAN | 7747 | 17 | 15 | Residential | Behind the Meter | Yes | Net Metered Residential | Sunrun Installation Services, Inc. |  | JCP&L | Accepted | 2023-11-02 | 2023-12-08 | 2024-12-08 | Solar Panels | Vikram Solar | VSMDHT.60.375.05 |  | 0.375 | 8 | 272 | 25 |  | Fixed | Roof
NJADRE1554959230 | Administratively Determined Incentive Program | MATAWAN | 7747 | 17 | 15 | Residential | Behind the Meter | Yes | Net Metered Residential | Sunrun Installation Services, Inc. |  | JCP&L | Accepted | 2023-11-02 | 2023-12-08 | 2024-12-08 | Solar Panels | Vikram Solar | VSMDHT.60.375.05 |  | 0.375 | 20 | 183 | 34 |  | Fixed | Roof
NJADRE1554959246 | Administratively Determined Incentive Program | ORANGE | 7050 | 9 | 8.51 | Residential | Behind the Meter | Yes | Net Metered Residential | Sunrun Installation Services, Inc. |  | PSE&G | Accepted | 2023-11-02 | 2023-12-26 | 2024-12-26 | Electric Storage Battery | Tesla | Powerwall 2 AC |  |  | 1 |  |  |  | Lithium Ion |  | outside
NJADRE1554959246 | Administratively Determined Incentive Program | ORANGE | 7050 | 9 | 8.51 | Residential | Behind the Meter | Yes | Net Metered Residential | Sunrun Installation Services, Inc. |  | PSE&G | Accepted | 2023-11-02 | 2023-12-26 | 2024-12-26 | Inverters | SolarEdge Technologies | SE6000H-USSN | 6000 |  | 1 |  |  | 0.96 |  | Outdoor | Next To Meter
NJADRE1554959246 | Administratively Determined Incentive Program | ORANGE | 7050 | 9 | 8.51 | Residential | Behind the Meter | Yes | Net Metered Residential | Sunrun Installation Services, Inc. |  | PSE&G | Accepted | 2023-11-02 | 2023-12-26 | 2024-12-26 | Solar Panels | Hanwha Q Cells | Q.PEAK DUO BLK ML-G10+ 405 |  | 0.405 | 8 | 20 | 33 |  | Fixed | Roof
NJADRE1554959246 | Administratively Determined Incentive Program | ORANGE | 7050 | 9 | 8.51 | Residential | Behind the Meter | Yes | Net Metered Residential | Sunrun Installation Services, Inc. |  | PSE&G | Accepted | 2023-11-02 | 2023-12-26 | 2024-12-26 | Solar Panels | Hanwha Q Cells | Q.PEAK DUO BLK ML-G10+ 405 |  | 0.405 | 13 | 200 | 33 |  | Fixed | Roof
NJADRE1554959266 | Administratively Determined Incentive Program | PARSIPPANY | 7054 | 3 | 11.2 | Residential | Behind the Meter | No | Net Metered Residential | Green House Solar |  | JCP&L | Accepted | 2023-11-02 | 2023-11-30 | 2024-11-30 | Inverters | enphase | iq7hs | 384 |  | 28 |  |  | 0.97 |  | Outdoor
NJADRE1554959266 | Administratively Determined Incentive Program | PARSIPPANY | 7054 | 3 | 11.2 | Residential | Behind the Meter | No | Net Metered Residential | Green House Solar |  | JCP&L | Accepted | 2023-11-02 | 2023-11-30 | 2024-11-30 | Solar Panels | sunpower | u400 |  | 0.4 | 9 | 350 | 9 |  | Fixed | Roof
NJADRE1554959266 | Administratively Determined Incentive Program | PARSIPPANY | 7054 | 3 | 11.2 | Residential | Behind the Meter | No | Net Metered Residential | Green House Solar |  | JCP&L | Accepted | 2023-11-02 | 2023-11-30 | 2024-11-30 | Solar Panels | sunpower | u400 |  | 0.4 | 6 | 171 | 9 |  | Fixed | Roof
NJADRE1554959266 | Administratively Determined Incentive Program | PARSIPPANY | 7054 | 3 | 11.2 | Residential | Behind the Meter | No | Net Metered Residential | Green House Solar |  | JCP&L | Accepted | 2023-11-02 | 2023-11-30 | 2024-11-30 | Solar Panels | sunpower | u400 |  | 0.4 | 7 | 170 | 9 |  | Fixed | Roof
NJADRE1554959266 | Administratively Determined Incentive Program | PARSIPPANY | 7054 | 3 | 11.2 | Residential | Behind the Meter | No | Net Metered Residential | Green House Solar |  | JCP&L | Accepted | 2023-11-02 | 2023-11-30 | 2024-11-30 | Solar Panels | sunpower | u400 |  | 0.4 | 6 | 351 | 9 |  | Fixed | Roof
NJADRE1554959296 | Administratively Determined Incentive Program | PATERSON | 7522 | 6 | 3.65 | Residential | Behind the Meter | No | Net Metered Residential | Big Wave Roofing and Solar LLC |  | PSE&G | Accepted | 2023-11-02 | 2023-11-30 | 2024-11-30 | Inverters | Enphase Energy Inc | IQ7A-72-2-US | 290 |  | 9 |  |  | 0.98 |  | Outside
NJADRE1554959296 | Administratively Determined Incentive Program | PATERSON | 7522 | 6 | 3.65 | Residential | Behind the Meter | No | Net Metered Residential | Big Wave Roofing and Solar LLC |  | PSE&G | Accepted | 2023-11-02 | 2023-11-30 | 2024-11-30 | Solar Panels | Qcells | Q.PEAK DUO BLK ML-G10+ 405 |  | 0.405 | 9 | 230 | 30 |  | Fixed | Roof
NJADRE1554959301 | Administratively Determined Incentive Program | BAYONNE | 7002 | 8 | 2.84 | Residential | Behind the Meter | Yes | Net Metered Residential | Pro Custom Solar dba Momentum Solar |  | PSE&G | Accepted | 2023-11-02 | 2023-11-30 | 2024-11-30 | Solar Panels | Â Q. PEAK DUO BLK-G10+405 | hanwha |  | 0.405 | 7 | 180 | 25 |  | Fixed | Roof
NJADRE1554959301 | Administratively Determined Incentive Program | BAYONNE | 7002 | 8 | 2.84 | Residential | Behind the Meter | Yes | Net Metered Residential | Pro Custom Solar dba Momentum Solar |  | PSE&G | Accepted | 2023-11-02 | 2023-11-30 | 2024-11-30 | Inverters | IQ8PLUS-72-2-US | enphase | 290 |  | 7 |  |  | 0.97 |  | Outdoor
NJADRE1554959357 | Administratively Determined Incentive Program | EGG HARBOR TOWNSHIP | 8234 | 19 | 7.79 | Residential | Behind the Meter | Yes | Net Metered Residential | Sun Up Zero Down |  | AC Electric | Accepted | 2023-11-02 | 2023-12-05 | 2024-12-05 | Inverters | Enphase | IQ8PLUS-72-2-US | 290 |  | 19 |  |  | 0.976 |  | Outdoor
NJADRE1554959357 | Administratively Determined Incentive Program | EGG HARBOR TOWNSHIP | 8234 | 19 | 7.79 | Residential | Behind the Meter | Yes | Net Metered Residential | Sun Up Zero Down |  | AC Electric | Accepted | 2023-11-02 | 2023-12-05 | 2024-12-05 | Meters | Enphase | TBD |  |  | 1 |  |  |  | Yes
NJADRE1554959357 | Administratively Determined Incentive Program | EGG HARBOR TOWNSHIP | 8234 | 19 | 7.79 | Residential | Behind the Meter | Yes | Net Metered Residential | Sun Up Zero Down |  | AC Electric | Accepted | 2023-11-02 | 2023-12-05 | 2024-12-05 | Solar Panels | Trina | TSM-410-NE09RC.05 Vertex S+ |  | 0.41 | 19 | 191 | 23 |  | Fixed | Roof
NJADRE1554959418 | Administratively Determined Incentive Program | JERSEY CITY | 7305 | 8 | 14.58 | Residential | Behind the Meter | Yes | Net Metered Residential | Pro Custom Solar dba Momentum Solar |  | PSE&G | Accepted | 2023-11-02 | 2023-11-30 | 2024-11-30 | Solar Panels | Â Q. PEAK DUO BLK-G10+405 | hanwha |  | 0.405 | 22 | 311 | 45 |  | Fixed | Roof
NJADRE1554959418 | Administratively Determined Incentive Program | JERSEY CITY | 7305 | 8 | 14.58 | Residential | Behind the Meter | Yes | Net Metered Residential | Pro Custom Solar dba Momentum Solar |  | PSE&G | Accepted | 2023-11-02 | 2023-11-30 | 2024-11-30 | Solar Panels | Â Q. PEAK DUO BLK-G10+405 | hanwha |  | 0.405 | 14 | 131 | 45 |  | Fixed | Roof
NJADRE1554959418 | Administratively Determined Incentive Program | JERSEY CITY | 7305 | 8 | 14.58 | Residential | Behind the Meter | Yes | Net Metered Residential | Pro Custom Solar dba Momentum Solar |  | PSE&G | Accepted | 2023-11-02 | 2023-11-30 | 2024-11-30 | Inverters | IQ8PLUS-72-2-US | enpahse | 290 |  | 36 |  |  | 0.97 |  | Outdoor
NJADRE1554959492 | Administratively Determined Incentive Program | TRENTON | 8629 | 12 | 4.9 | Residential | Behind the Meter | Yes | Net Metered Residential | Vision Solar LLC |  | PSE&G | Accepted | 2023-11-02 | 2023-11-30 | 2024-11-30 | Inverters | ENPHASE | IQ7-60-2-US | 240 |  | 14 |  |  | 0.97 |  | Outdoor
NJADRE1554959492 | Administratively Determined Incentive Program | TRENTON | 8629 | 12 | 4.9 | Residential | Behind the Meter | Yes | Net Metered Residential | Vision Solar LLC |  | PSE&G | Accepted | 2023-11-02 | 2023-11-30 | 2024-11-30 | Solar Panels | LONGI | LR4-60HPB 350M |  | 0.35 | 4 | 323 | 32 |  | Fixed | Roof
NJADRE1554959492 | Administratively Determined Incentive Program | TRENTON | 8629 | 12 | 4.9 | Residential | Behind the Meter | Yes | Net Metered Residential | Vision Solar LLC |  | PSE&G | Accepted | 2023-11-02 | 2023-11-30 | 2024-11-30 | Solar Panels | LONGI | LR4-60HPB 350M |  | 0.35 | 5 | 233 | 34 |  | Fixed | Roof
NJADRE1554959492 | Administratively Determined Incentive Program | TRENTON | 8629 | 12 | 4.9 | Residential | Behind the Meter | Yes | Net Metered Residential | Vision Solar LLC |  | PSE&G | Accepted | 2023-11-02 | 2023-11-30 | 2024-11-30 | Solar Panels | LONGI | LR4-60HPB 350M |  | 0.35 | 3 | 53 | 14 |  | Fixed | Roof
NJADRE1554959492 | Administratively Determined Incentive Program | TRENTON | 8629 | 12 | 4.9 | Residential | Behind the Meter | Yes | Net Metered Residential | Vision Solar LLC |  | PSE&G | Accepted | 2023-11-02 | 2023-11-30 | 2024-11-30 | Solar Panels | LONGI | LR4-60HPB 350M |  | 0.35 | 2 | 233 | 11 |  | Fixed | Roof
NJADRE1554959501 | Administratively Determined Incentive Program | NEWARK | 7103 | 9 | 10.13 | Residential | Behind the Meter | No | Net Metered Residential | Pro Custom Solar dba Momentum Solar |  | PSE&G | Accepted | 2023-11-02 | 2023-11-30 | 2024-11-30 | Solar Panels | HANWHA | Q. PEAK DUO BLK ML-G10+405 |  | 0.405 | 21 | 195 | 17 |  | Fixed | Roof
NJADRE1554959501 | Administratively Determined Incentive Program | NEWARK | 7103 | 9 | 10.13 | Residential | Behind the Meter | No | Net Metered Residential | Pro Custom Solar dba Momentum Solar |  | PSE&G | Accepted | 2023-11-02 | 2023-11-30 | 2024-11-30 | Solar Panels | HANWHA | Q. PEAK DUO BLK ML-G10+405 |  | 0.405 | 4 | 15 | 18 |  | Fixed | Roof
NJADRE1554959501 | Administratively Determined Incentive Program | NEWARK | 7103 | 9 | 10.13 | Residential | Behind the Meter | No | Net Metered Residential | Pro Custom Solar dba Momentum Solar |  | PSE&G | Accepted | 2023-11-02 | 2023-11-30 | 2024-11-30 | Inverters | ENPHASE | IQ8PLUS-72-2-US | 290 |  | 25 |  |  | 0.97 |  | Outdoor
NJADRE1554959521 | Administratively Determined Incentive Program | OLD TAPPAN | 7675 | 7 | 9.72 | Residential | Behind the Meter | No | Net Metered Residential | Green Power Energy |  | Orange Rockland Electric | Accepted | 2023-11-02 | 2023-11-30 | 2024-11-30 | Inverters | Enphase | IQ8PLUS-72-2-US [240V] | 290 |  | 24 |  |  | 0.975 |  | Outside | Roof
NJADRE1554959521 | Administratively Determined Incentive Program | OLD TAPPAN | 7675 | 7 | 9.72 | Residential | Behind the Meter | No | Net Metered Residential | Green Power Energy |  | Orange Rockland Electric | Accepted | 2023-11-02 | 2023-11-30 | 2024-11-30 | Solar Panels | Hanwha Q-Cells | Q.PEAK DUO BLK ML-G10+ 405 |  | 0.405 | 4 | 93 | 40 |  | Fixed | Roof
NJADRE1554959521 | Administratively Determined Incentive Program | OLD TAPPAN | 7675 | 7 | 9.72 | Residential | Behind the Meter | No | Net Metered Residential | Green Power Energy |  | Orange Rockland Electric | Accepted | 2023-11-02 | 2023-11-30 | 2024-11-30 | Solar Panels | Hanwha Q-Cells | Q.PEAK DUO BLK ML-G10+ 405 |  | 0.405 | 20 | 183 | 40 |  | Fixed | Roof
NJADRE1554959542 | Administratively Determined Incentive Program | PERTH AMBOY | 8861 | 11 | 6.89 | Residential | Behind the Meter | No | Net Metered Residential | Pro Custom Solar dba Momentum Solar |  | PSE&G | Accepted | 2023-11-02 | 2023-11-30 | 2024-11-30 | Solar Panels | q.peak duo blk ml-g10+405 | hanwha |  | 0.405 | 11 | 24 | 29 |  | Fixed | Roof
NJADRE1554959542 | Administratively Determined Incentive Program | PERTH AMBOY | 8861 | 11 | 6.89 | Residential | Behind the Meter | No | Net Metered Residential | Pro Custom Solar dba Momentum Solar |  | PSE&G | Accepted | 2023-11-02 | 2023-11-30 | 2024-11-30 | Solar Panels | q.peak duo blk ml-g10+405 | hawnha |  | 0.405 | 6 | 204 | 29 |  | Fixed | Roof
NJADRE1554959542 | Administratively Determined Incentive Program | PERTH AMBOY | 8861 | 11 | 6.89 | Residential | Behind the Meter | No | Net Metered Residential | Pro Custom Solar dba Momentum Solar |  | PSE&G | Accepted | 2023-11-02 | 2023-11-30 | 2024-11-30 | Inverters | IQ8PLUS-72-2-US | enphase | 290 |  | 17 |  |  | 0.97 |  | Outdoor
NJADRE1554959542 | Administratively Determined Incentive Program | PERTH AMBOY | 8861 | 11 | 6.89 | Residential | Behind the Meter | No | Net Metered Residential | Pro Custom Solar dba Momentum Solar |  | PSE&G | Accepted | 2023-11-02 | 2023-11-30 | 2024-11-30 | Meters | enphase | Envoy S Cellular |  |  | 1 |  |  |  | Yes | Outdoor
NJADRE1554959549 | Administratively Determined Incentive Program | ELMER | 8318 | 16 | 14.58 | Residential | Behind the Meter | Yes | Net Metered Residential | SunnyMac LLC |  | AC Electric | Accepted | 2023-11-02 | 2023-12-11 | 2024-12-11 | Solar Panels | Q.PEAK DUO BLK ML-G10+ 405 | HANWHA |  | 0.405 | 36 | 180 | 26 |  | Fixed | Roof
NJADRE1554959549 | Administratively Determined Incentive Program | ELMER | 8318 | 16 | 14.58 | Residential | Behind the Meter | Yes | Net Metered Residential | SunnyMac LLC |  | AC Electric | Accepted | 2023-11-02 | 2023-12-11 | 2024-12-11 | Inverters | SE 11400H-US | Solaredge | 11400 |  | 1 |  |  | 0.1 |  | Outdoor | next to meter
NJADRE1554959564 | Administratively Determined Incentive Program | LINDEN | 7036 | 10 | 9.72 | Residential | Behind the Meter | Yes | Net Metered Residential | Pro Custom Solar dba Momentum Solar |  | PSE&G | Accepted | 2023-11-02 | 2023-11-30 | 2024-11-30 | Inverters | ENPHASE | IQ8PLUS-72-2-US | 290 |  | 24 |  |  | 0.97 |  | Outdoor
NJADRE1554959564 | Administratively Determined Incentive Program | LINDEN | 7036 | 10 | 9.72 | Residential | Behind the Meter | Yes | Net Metered Residential | Pro Custom Solar dba Momentum Solar |  | PSE&G | Accepted | 2023-11-02 | 2023-11-30 | 2024-11-30 | Solar Panels | HANWHA | Q. PEAK DUO BLK ML-G10+405 |  | 0.405 | 14 | 130 | 15 |  | Fixed | Roof
NJADRE1554959564 | Administratively Determined Incentive Program | LINDEN | 7036 | 10 | 9.72 | Residential | Behind the Meter | Yes | Net Metered Residential | Pro Custom Solar dba Momentum Solar |  | PSE&G | Accepted | 2023-11-02 | 2023-11-30 | 2024-11-30 | Solar Panels | HANWHA | Q. PEAK DUO BLK ML-G10+405 |  | 0.405 | 6 | 310 | 39 |  | Fixed | Roof
NJADRE1554959564 | Administratively Determined Incentive Program | LINDEN | 7036 | 10 | 9.72 | Residential | Behind the Meter | Yes | Net Metered Residential | Pro Custom Solar dba Momentum Solar |  | PSE&G | Accepted | 2023-11-02 | 2023-11-30 | 2024-11-30 | Solar Panels | HANWHA | Q. PEAK DUO BLK ML-G10+405 |  | 0.405 | 4 | 310 | 24 |  | Fixed | Roof
NJADRE1554959634 | Administratively Determined Incentive Program | PENNSAUKEN | 8110 | 14 | 20.16 | Commercial | Behind the Meter | No | Small Net-Metered Non-Residential located on Rooftop, Carport, Canopy and Floating Solar | NJ Solar Power |  | PSE&G | Accepted | 2023-11-16 | 2023-12-20 | 2024-12-20 | Solar Panels | Hanwha | Q.Tron Blk M-G2+ |  | 0.42 | 24 | 279 | 25 |  | Fixed | Roof | roof 1
NJADRE1554959634 | Administratively Determined Incentive Program | PENNSAUKEN | 8110 | 14 | 20.16 | Commercial | Behind the Meter | No | Small Net-Metered Non-Residential located on Rooftop, Carport, Canopy and Floating Solar | NJ Solar Power |  | PSE&G | Accepted | 2023-11-16 | 2023-12-20 | 2024-12-20 | Solar Panels | Hanwha | Q.Tron Blk M-G2+ |  | 0.42 | 24 | 99 | 25 |  | Fixed | Roof | roof 2
NJADRE1554959634 | Administratively Determined Incentive Program | PENNSAUKEN | 8110 | 14 | 20.16 | Commercial | Behind the Meter | No | Small Net-Metered Non-Residential located on Rooftop, Carport, Canopy and Floating Solar | NJ Solar Power |  | PSE&G | Accepted | 2023-11-16 | 2023-12-20 | 2024-12-20 | Inverters | Solaredge | SE10000H-US | 10000 |  | 1 |  |  | 0.99 |  | Outdoor
NJADRE1554959634 | Administratively Determined Incentive Program | PENNSAUKEN | 8110 | 14 | 20.16 | Commercial | Behind the Meter | No | Small Net-Metered Non-Residential located on Rooftop, Carport, Canopy and Floating Solar | NJ Solar Power |  | PSE&G | Accepted | 2023-11-16 | 2023-12-20 | 2024-12-20 | Inverters | Solaredge | SE7600H-US | 7600 |  | 1 |  |  | 0.99 |  | Outdoor
NJADRE1554960383 | Administratively Determined Incentive Program | BOUND BROOK | 8805 | 5 | 12.13 | Residential | Behind the Meter | No | Net Metered Residential | Sunwise Energy LLC |  | PSE&G | Accepted | 2023-11-02 | 2023-11-30 | 2024-11-30 | Inverters | ENPHASE ENERGY | IQ8A-72-2-US | 349 |  | 25 |  |  | 0.977 |  | Outside
NJADRE1554960383 | Administratively Determined Incentive Program | BOUND BROOK | 8805 | 5 | 12.13 | Residential | Behind the Meter | No | Net Metered Residential | Sunwise Energy LLC |  | PSE&G | Accepted | 2023-11-02 | 2023-11-30 | 2024-11-30 | Solar Panels | Hanwha Q Cells | Q.PEAK DUO XL-G10.3 /BFG |  | 0.485 | 8 | 195 | 34 |  | Fixed | Roof
NJADRE1554960383 | Administratively Determined Incentive Program | BOUND BROOK | 8805 | 5 | 12.13 | Residential | Behind the Meter | No | Net Metered Residential | Sunwise Energy LLC |  | PSE&G | Accepted | 2023-11-02 | 2023-11-30 | 2024-11-30 | Solar Panels | Hanwha Q Cells | Q.PEAK DUO XL-G10.3 /BFG |  | 0.485 | 5 | 15 | 5 |  | Fixed | Roof
NJADRE1554960383 | Administratively Determined Incentive Program | BOUND BROOK | 8805 | 5 | 12.13 | Residential | Behind the Meter | No | Net Metered Residential | Sunwise Energy LLC |  | PSE&G | Accepted | 2023-11-02 | 2023-11-30 | 2024-11-30 | Solar Panels | Hanwha Q Cells | Q.PEAK DUO XL-G10.3 /BFG |  | 0.485 | 4 | 285 | 4 |  | Fixed | Roof
NJADRE1554960383 | Administratively Determined Incentive Program | BOUND BROOK | 8805 | 5 | 12.13 | Residential | Behind the Meter | No | Net Metered Residential | Sunwise Energy LLC |  | PSE&G | Accepted | 2023-11-02 | 2023-11-30 | 2024-11-30 | Solar Panels | Hanwha Q Cells | Q.PEAK DUO XL-G10.3 /BFG |  | 0.485 | 2 | 285 | 29 |  | Fixed | Roof
NJADRE1554960383 | Administratively Determined Incentive Program | BOUND BROOK | 8805 | 5 | 12.13 | Residential | Behind the Meter | No | Net Metered Residential | Sunwise Energy LLC |  | PSE&G | Accepted | 2023-11-02 | 2023-11-30 | 2024-11-30 | Solar Panels | Hanwha Q Cells | Q.PEAK DUO XL-G10.3 /BFG |  | 0.485 | 2 | 105 | 29 |  | Fixed | Roof
NJADRE1554960383 | Administratively Determined Incentive Program | BOUND BROOK | 8805 | 5 | 12.13 | Residential | Behind the Meter | No | Net Metered Residential | Sunwise Energy LLC |  | PSE&G | Accepted | 2023-11-02 | 2023-11-30 | 2024-11-30 | Solar Panels | Hanwha Q Cells | Q.PEAK DUO XL-G10.3 /BFG |  | 0.485 | 4 | 105 | 4 |  | Fixed | Roof
NJADRE1554960581 | Administratively Determined Incentive Program | WILLIAMSTOWN | 8094 | 15 | 4.46 | Residential | Behind the Meter | Yes | Net Metered Residential | Trinity Solar Inc. |  | AC Electric | Accepted | 2023-11-02 | 2023-11-30 | 2024-11-30 | Inverters | Solar Edge | SE3800H-US000BEi4 | 3800 |  | 1 |  |  | 0.97 |  | Outdoor
NJADRE1554960581 | Administratively Determined Incentive Program | WILLIAMSTOWN | 8094 | 15 | 4.46 | Residential | Behind the Meter | Yes | Net Metered Residential | Trinity Solar Inc. |  | AC Electric | Accepted | 2023-11-02 | 2023-11-30 | 2024-11-30 | Solar Panels | HANWHA | Q.PEAK DUO BLK ML-G10+ 405 |  | 0.405 | 11 | 273 | 30 |  | Fixed | Roof
NJADRE1554960582 | Administratively Determined Incentive Program | PLAINFIELD | 7062 | 10 | 8.1 | Residential | Behind the Meter | Yes | Net Metered Residential | Pro Custom Solar dba Momentum Solar |  | PSE&G | Accepted | 2023-11-02 | 2023-11-30 | 2024-11-30 | Solar Panels | Â Q. PEAK DUO BLK-G10+405 | hanwha |  | 0.405 | 8 | 139 | 15 |  | Fixed | Roof
NJADRE1554960582 | Administratively Determined Incentive Program | PLAINFIELD | 7062 | 10 | 8.1 | Residential | Behind the Meter | Yes | Net Metered Residential | Pro Custom Solar dba Momentum Solar |  | PSE&G | Accepted | 2023-11-02 | 2023-11-30 | 2024-11-30 | Solar Panels | Â Q. PEAK DUO BLK-G10+405 | hanwha |  | 0.405 | 12 | 319 | 14 |  | Fixed | Roof
NJADRE1554960582 | Administratively Determined Incentive Program | PLAINFIELD | 7062 | 10 | 8.1 | Residential | Behind the Meter | Yes | Net Metered Residential | Pro Custom Solar dba Momentum Solar |  | PSE&G | Accepted | 2023-11-02 | 2023-11-30 | 2024-11-30 | Inverters | IQ8PLUS-72-2-US | enphase | 290 |  | 20 |  |  | 0.97 |  | Outdoor
NJADRE1554960627 | Administratively Determined Incentive Program | HAINESPORT | 8036 | 13 | 12.8 | Residential | Behind the Meter | No | Net Metered Residential | jnr consultants |  | PSE&G | Accepted | 2023-11-02 | 2024-01-04 | 2025-01-04 | Inverters | solaredge | SE10000H-US | 10000 |  | 1 |  |  | 0.992 |  | Outdoor
NJADRE1554960627 | Administratively Determined Incentive Program | HAINESPORT | 8036 | 13 | 12.8 | Residential | Behind the Meter | No | Net Metered Residential | jnr consultants |  | PSE&G | Accepted | 2023-11-02 | 2024-01-04 | 2025-01-04 | Solar Panels | silfab | SIL400 HC+ |  | 0.4 | 16 | 115 | 10 |  | Fixed | Roof
NJADRE1554960627 | Administratively Determined Incentive Program | HAINESPORT | 8036 | 13 | 12.8 | Residential | Behind the Meter | No | Net Metered Residential | jnr consultants |  | PSE&G | Accepted | 2023-11-02 | 2024-01-04 | 2025-01-04 | Solar Panels | silfab | SIL400 HC+ |  | 0.4 | 16 | 295 | 10 |  | Fixed | Roof
NJADRE1554960628 | Administratively Determined Incentive Program | WINDSOR | 8561 | 12 | 11.55 | Residential | Behind the Meter | Yes | Net Metered Residential | Freedom Forever New Jersey LLC |  | JCP&L | Accepted | 2023-11-02 | 2023-11-30 | 2024-11-30 | Inverters | Solar Edge | SE10000H-USRGM | 10000 |  | 1 |  |  | 0.99 |  | Outdoor
NJADRE1554960628 | Administratively Determined Incentive Program | WINDSOR | 8561 | 12 | 11.55 | Residential | Behind the Meter | Yes | Net Metered Residential | Freedom Forever New Jersey LLC |  | JCP&L | Accepted | 2023-11-02 | 2023-11-30 | 2024-11-30 | Solar Panels | Jinko Solar | JKM385M-6RL3-B |  | 0.385 | 10 | 223 | 45 |  | Fixed | Roof
NJADRE1554960628 | Administratively Determined Incentive Program | WINDSOR | 8561 | 12 | 11.55 | Residential | Behind the Meter | Yes | Net Metered Residential | Freedom Forever New Jersey LLC |  | JCP&L | Accepted | 2023-11-02 | 2023-11-30 | 2024-11-30 | Solar Panels | Jinko Solar | JKM385M-6RL3-B |  | 0.385 | 8 | 223 | 45 |  | Fixed | Roof
NJADRE1554960628 | Administratively Determined Incentive Program | WINDSOR | 8561 | 12 | 11.55 | Residential | Behind the Meter | Yes | Net Metered Residential | Freedom Forever New Jersey LLC |  | JCP&L | Accepted | 2023-11-02 | 2023-11-30 | 2024-11-30 | Solar Panels | Jinko Solar | JKM385M-6RL3-B |  | 0.385 | 12 | 43 | 45 |  | Fixed | Roof
NJADRE1554960635 | Administratively Determined Incentive Program | STRATFORD | 8084 | 14 | 9.48 | Residential | Behind the Meter | No | Net Metered Residential | RCL Enterprises Inc. |  | AC Electric | Accepted | 2023-11-02 | 2023-11-30 | 2024-11-30 | Inverters | Enphase | IQ8plus | 290 |  | 24 |  |  | 0.97 |  | Outdoor
NJADRE1554960635 | Administratively Determined Incentive Program | STRATFORD | 8084 | 14 | 9.48 | Residential | Behind the Meter | No | Net Metered Residential | RCL Enterprises Inc. |  | AC Electric | Accepted | 2023-11-02 | 2023-11-30 | 2024-11-30 | Solar Panels | Trina | TSMDE09C |  | 0.395 | 24 | 141 | 24 |  | Fixed | Roof
NJADRE1554960638 | Administratively Determined Incentive Program | WILLIAMSTOWN | 8094 | 15 | 6.48 | Residential | Behind the Meter | Yes | Net Metered Residential | Pro Custom Solar dba Momentum Solar |  | AC Electric | Accepted | 2023-11-02 | 2023-11-30 | 2024-11-30 | Solar Panels | Â Q. PEAK DUO BLK-G10+405 | hawnha |  | 0.405 | 12 | 92 | 26 |  | Fixed | Roof
NJADRE1554960638 | Administratively Determined Incentive Program | WILLIAMSTOWN | 8094 | 15 | 6.48 | Residential | Behind the Meter | Yes | Net Metered Residential | Pro Custom Solar dba Momentum Solar |  | AC Electric | Accepted | 2023-11-02 | 2023-11-30 | 2024-11-30 | Solar Panels | Â Q. PEAK DUO BLK-G10+405 | hawnah |  | 0.405 | 4 | 272 | 26 |  | Fixed | Roof
NJADRE1554960638 | Administratively Determined Incentive Program | WILLIAMSTOWN | 8094 | 15 | 6.48 | Residential | Behind the Meter | Yes | Net Metered Residential | Pro Custom Solar dba Momentum Solar |  | AC Electric | Accepted | 2023-11-02 | 2023-11-30 | 2024-11-30 | Inverters | IQ8PLUS-72-2-US | enphase | 290 |  | 16 |  |  | 0.97 |  | Outdoor
NJADRE1554960670 | Administratively Determined Incentive Program | BLOOMFIELD | 7003 | 9 | 5.39 | Residential | Behind the Meter | Yes | Net Metered Residential | Freedom Forever New Jersey LLC |  | PSE&G | Accepted | 2023-11-02 | 2023-11-30 | 2024-11-30 | Inverters | Solar Edge | SE3800H-USRGM | 3800 |  | 1 |  |  | 0.99 |  | Outdoor
NJADRE1554960670 | Administratively Determined Incentive Program | BLOOMFIELD | 7003 | 9 | 5.39 | Residential | Behind the Meter | Yes | Net Metered Residential | Freedom Forever New Jersey LLC |  | PSE&G | Accepted | 2023-11-02 | 2023-11-30 | 2024-11-30 | Solar Panels | Jinko Solar | JKM385M-6RL3-B |  | 0.385 | 4 | 112 | 14 |  | Fixed | Roof
NJADRE1554960670 | Administratively Determined Incentive Program | BLOOMFIELD | 7003 | 9 | 5.39 | Residential | Behind the Meter | Yes | Net Metered Residential | Freedom Forever New Jersey LLC |  | PSE&G | Accepted | 2023-11-02 | 2023-11-30 | 2024-11-30 | Solar Panels | Jinko Solar | JKM385M-6RL3-B |  | 0.385 | 4 | 292 | 30 |  | Fixed | Roof
NJADRE1554960670 | Administratively Determined Incentive Program | BLOOMFIELD | 7003 | 9 | 5.39 | Residential | Behind the Meter | Yes | Net Metered Residential | Freedom Forever New Jersey LLC |  | PSE&G | Accepted | 2023-11-02 | 2023-11-30 | 2024-11-30 | Solar Panels | Jinko Solar | JKM385M-6RL3-B |  | 0.385 | 6 | 112 | 30 |  | Fixed | Roof
NJADRE1554960692 | Administratively Determined Incentive Program | STRATFORD | 8084 | 14 | 6.32 | Residential | Behind the Meter | No | Small Net-Metered Non-Residential located on Rooftop, Carport, Canopy and Floating Solar | RCL Enterprises Inc. |  | AC Electric | Accepted | 2023-11-02 | 2023-11-30 | 2024-11-30 | Inverters | Enphase | IQ8plus | 290 |  | 16 |  |  | 0.97 |  | Outdoor
NJADRE1554960692 | Administratively Determined Incentive Program | STRATFORD | 8084 | 14 | 6.32 | Residential | Behind the Meter | No | Small Net-Metered Non-Residential located on Rooftop, Carport, Canopy and Floating Solar | RCL Enterprises Inc. |  | AC Electric | Accepted | 2023-11-02 | 2023-11-30 | 2024-11-30 | Solar Panels | Trina | TSMDE09C |  | 0.395 | 16 | 141 | 24 |  | Fixed | Roof
NJADRE1554960711 | Administratively Determined Incentive Program | TOMS RIVER | 8757 | 18 | 8.91 | Residential | Behind the Meter | Yes | Net Metered Residential | Trinity Solar Inc. |  | JCP&L | Accepted | 2023-11-02 | 2023-12-07 | 2024-12-07 | Inverters | Solar Edge | SE7600H-US000BEi4 | 7600 |  | 1 |  |  | 0.97 |  | Outdoor
NJADRE1554960711 | Administratively Determined Incentive Program | TOMS RIVER | 8757 | 18 | 8.91 | Residential | Behind the Meter | Yes | Net Metered Residential | Trinity Solar Inc. |  | JCP&L | Accepted | 2023-11-02 | 2023-12-07 | 2024-12-07 | Electric Storage Battery | TESLA (POWERWALL 2) | TESLA (POWERWALL 2) |  |  | 2 |  |  |  | Lithium Ion |  | inside
NJADRE1554960711 | Administratively Determined Incentive Program | TOMS RIVER | 8757 | 18 | 8.91 | Residential | Behind the Meter | Yes | Net Metered Residential | Trinity Solar Inc. |  | JCP&L | Accepted | 2023-11-02 | 2023-12-07 | 2024-12-07 | Solar Panels | HANWHA | Q.PEAK DUO BLK ML-G10+ 405 |  | 0.405 | 14 | 150 | 18 |  | Fixed | Roof
NJADRE1554960711 | Administratively Determined Incentive Program | TOMS RIVER | 8757 | 18 | 8.91 | Residential | Behind the Meter | Yes | Net Metered Residential | Trinity Solar Inc. |  | JCP&L | Accepted | 2023-11-02 | 2023-12-07 | 2024-12-07 | Solar Panels | HANWHA | Q.PEAK DUO BLK ML-G10+ 405 |  | 0.405 | 8 | 60 | 27 |  | Fixed | Roof
NJADRE1554960809 | Administratively Determined Incentive Program | LINDEN | 7036 | 10 | 9.32 | Residential | Behind the Meter | No | Net Metered Residential | Whitman Construction, LLC |  | PSE&G | Accepted | 2023-11-02 | 2023-11-30 | 2024-11-30 | Solar Panels | REC | REC405AA |  | 0.405 | 8 | 132 | 34 |  | Fixed | Roof
NJADRE1554960809 | Administratively Determined Incentive Program | LINDEN | 7036 | 10 | 9.32 | Residential | Behind the Meter | No | Net Metered Residential | Whitman Construction, LLC |  | PSE&G | Accepted | 2023-11-02 | 2023-11-30 | 2024-11-30 | Solar Panels | REC | REC405AA |  | 0.405 | 15 | 312 | 34 |  | Fixed | Roof
NJADRE1554960809 | Administratively Determined Incentive Program | LINDEN | 7036 | 10 | 9.32 | Residential | Behind the Meter | No | Net Metered Residential | Whitman Construction, LLC |  | PSE&G | Accepted | 2023-11-02 | 2023-11-30 | 2024-11-30 | Inverters | IQ8PLUS-72-2-US | ENPHASE | 290 |  | 23 |  |  | 0.975 |  | Outdoor
NJADRE1554961087 | Administratively Determined Incentive Program | VOORHEES | 8043 | 14 | 15.8 | Residential | Behind the Meter | No | Net Metered Residential | Tesla Energy Operations Inc |  | AC Electric | Accepted | 2023-11-02 | 2023-12-07 | 2024-12-07 | Inverters | Tesla | 1850000-00-C | 7600 |  | 1 |  |  | 0.98 |  | Outside
NJADRE1554961087 | Administratively Determined Incentive Program | VOORHEES | 8043 | 14 | 15.8 | Residential | Behind the Meter | No | Net Metered Residential | Tesla Energy Operations Inc |  | AC Electric | Accepted | 2023-11-02 | 2023-12-07 | 2024-12-07 | Inverters | Tesla Inc | 1538000-45-A | 5700 |  | 1 |  |  | 0.98 |  | Outside
NJADRE1554961087 | Administratively Determined Incentive Program | VOORHEES | 8043 | 14 | 15.8 | Residential | Behind the Meter | No | Net Metered Residential | Tesla Energy Operations Inc |  | AC Electric | Accepted | 2023-11-02 | 2023-12-07 | 2024-12-07 | Solar Panels | Hanwha | Q.PEAK DUO BLK ML-G10+/TS 405 |  | 0.405 | 9 | 208 | 43 |  | Fixed | Roof
NJADRE1554961087 | Administratively Determined Incentive Program | VOORHEES | 8043 | 14 | 15.8 | Residential | Behind the Meter | No | Net Metered Residential | Tesla Energy Operations Inc |  | AC Electric | Accepted | 2023-11-02 | 2023-12-07 | 2024-12-07 | Solar Panels | Hanwha | Q.PEAK DUO BLK ML-G10+/TS 405 |  | 0.405 | 24 | 298 | 34 |  | Fixed | Roof
NJADRE1554961087 | Administratively Determined Incentive Program | VOORHEES | 8043 | 14 | 15.8 | Residential | Behind the Meter | No | Net Metered Residential | Tesla Energy Operations Inc |  | AC Electric | Accepted | 2023-11-02 | 2023-12-07 | 2024-12-07 | Solar Panels | Hanwha | Q.PEAK DUO BLK ML-G10+/TS 405 |  | 0.405 | 3 | 118 | 31 |  | Fixed | Roof
NJADRE1554961087 | Administratively Determined Incentive Program | VOORHEES | 8043 | 14 | 15.8 | Residential | Behind the Meter | No | Net Metered Residential | Tesla Energy Operations Inc |  | AC Electric | Accepted | 2023-11-02 | 2023-12-07 | 2024-12-07 | Solar Panels | Hanwha | Q.PEAK DUO BLK ML-G10+/TS 405 |  | 0.405 | 3 | 208 | 45 |  | Fixed | Roof
NJADRE1554961087 | Administratively Determined Incentive Program | VOORHEES | 8043 | 14 | 15.8 | Residential | Behind the Meter | No | Net Metered Residential | Tesla Energy Operations Inc |  | AC Electric | Accepted | 2023-11-02 | 2023-12-07 | 2024-12-07 | Electric Storage Battery | Tesla | AC Powerwall 2.0 |  |  | 2 |  |  |  | Lithium Ion |  | Outside
NJADRE1554961153 | Administratively Determined Incentive Program | GLASSBORO | 8028 | 15 | 6.89 | Residential | Behind the Meter | Yes | Net Metered Residential | Sunrun Installation Services, Inc. |  | AC Electric | Accepted | 2023-11-02 | 2023-12-07 | 2024-12-07 | Inverters | SolarEdge Technologies | SE6000H-USSN | 6000 |  | 1 |  |  | 0.96 |  | Outdoor | next to meter
NJADRE1554961153 | Administratively Determined Incentive Program | GLASSBORO | 8028 | 15 | 6.89 | Residential | Behind the Meter | Yes | Net Metered Residential | Sunrun Installation Services, Inc. |  | AC Electric | Accepted | 2023-11-02 | 2023-12-07 | 2024-12-07 | Solar Panels | Hanwha Q Cells | Q.PEAK DUO BLK ML-G10+ 405 |  | 0.405 | 17 | 159 | 31 |  | Fixed | Roof
NJADRE1554961422 | Administratively Determined Incentive Program | LINDEN | 7036 | 10 | 5.67 | Residential | Behind the Meter | Yes | Net Metered Residential | Sunrun Installation Services, Inc. |  | PSE&G | Accepted | 2023-11-02 | 2024-01-16 | 2025-01-16 | Inverters | SolarEdge Technologies | SE3800H-USSN | 3800 |  | 1 |  |  | 0.96 |  | Outdoor | next to meter
NJADRE1554961422 | Administratively Determined Incentive Program | LINDEN | 7036 | 10 | 5.67 | Residential | Behind the Meter | Yes | Net Metered Residential | Sunrun Installation Services, Inc. |  | PSE&G | Accepted | 2023-11-02 | 2024-01-16 | 2025-01-16 | Solar Panels | Hanwha Q Cells | Q.PEAK DUO BLK ML-G10+ 405 |  | 0.405 | 14 | 41 | 23 |  | Fixed | Roof
NJADRE1554961503 | Administratively Determined Incentive Program | NEWARK | 7107 | 9 | 7.7 | Residential | Behind the Meter | Yes | Net Metered Residential | SunnyMac LLC |  | PSE&G | Accepted | 2023-11-02 | 2023-12-11 | 2024-12-11 | Solar Panels | Q.PEAK DUO BLK ML-G10+ 405 | HANWHA |  | 0.405 | 9 | 207 | 26 |  | Fixed | Roof
NJADRE1554961503 | Administratively Determined Incentive Program | NEWARK | 7107 | 9 | 7.7 | Residential | Behind the Meter | Yes | Net Metered Residential | SunnyMac LLC |  | PSE&G | Accepted | 2023-11-02 | 2023-12-11 | 2024-12-11 | Solar Panels | Q.PEAK DUO BLK ML-G10+ 405 | HANWHA |  | 0.405 | 10 | 27 | 26 |  | Fixed | Roof
NJADRE1554961503 | Administratively Determined Incentive Program | NEWARK | 7107 | 9 | 7.7 | Residential | Behind the Meter | Yes | Net Metered Residential | SunnyMac LLC |  | PSE&G | Accepted | 2023-11-02 | 2023-12-11 | 2024-12-11 | Inverters | SE5000H-US | Solaredge | 5000 |  | 1 |  |  | 0.1 |  | Outdoor | next to meter
NJADRE1554961503 | Administratively Determined Incentive Program | NEWARK | 7107 | 9 | 7.7 | Residential | Behind the Meter | Yes | Net Metered Residential | SunnyMac LLC |  | PSE&G | Accepted | 2023-11-02 | 2023-12-11 | 2024-12-11 | Meters | SE-RGMTR-1D-240C-B | Solaredge |  |  | 1 |  |  |  | Yes | Outdoor
NJADRE1554961549 | Administratively Determined Incentive Program | WEST MILFORD | 7480 | 6 | 16.61 | Residential | Behind the Meter | Yes | Net Metered Residential | Pro Custom Solar dba Momentum Solar |  | Orange Rockland Electric | Accepted | 2023-11-02 | 2023-12-01 | 2024-12-01 | Solar Panels | Â Q. PEAK DUO BLK-G10+405 | HANWHA |  | 0.405 | 16 | 239 | 26 |  | Fixed | Roof
NJADRE1554961549 | Administratively Determined Incentive Program | WEST MILFORD | 7480 | 6 | 16.61 | Residential | Behind the Meter | Yes | Net Metered Residential | Pro Custom Solar dba Momentum Solar |  | Orange Rockland Electric | Accepted | 2023-11-02 | 2023-12-01 | 2024-12-01 | Solar Panels | Â Q. PEAK DUO BLK-G10+405 | HAWNHA |  | 0.405 | 19 | 59 | 26 |  | Fixed | Roof
NJADRE1554961549 | Administratively Determined Incentive Program | WEST MILFORD | 7480 | 6 | 16.61 | Residential | Behind the Meter | Yes | Net Metered Residential | Pro Custom Solar dba Momentum Solar |  | Orange Rockland Electric | Accepted | 2023-11-02 | 2023-12-01 | 2024-12-01 | Solar Panels | Â Q. PEAK DUO BLK-G10+405 | HANWHA |  | 0.405 | 6 | 59 | 27 |  | Fixed | Roof
NJADRE1554961549 | Administratively Determined Incentive Program | WEST MILFORD | 7480 | 6 | 16.61 | Residential | Behind the Meter | Yes | Net Metered Residential | Pro Custom Solar dba Momentum Solar |  | Orange Rockland Electric | Accepted | 2023-11-02 | 2023-12-01 | 2024-12-01 | Inverters | IQ8PLUS-72-2-US | ENPHASE | 300 |  | 41 |  |  | 0.97 |  | Outdoor
NJADRE1554961551 | Administratively Determined Incentive Program | KEANSBURG | 7734 | 17 | 9.24 | Residential | Behind the Meter | Yes | Net Metered Residential | EMT Renewables |  | JCP&L | Accepted | 2023-11-02 | 2023-12-01 | 2024-12-01 | Inverters | ENPHASE | IQ7x | 315 |  | 22 |  |  | 0.98 |  | Other | UNDER EACH PANEL
NJADRE1554961551 | Administratively Determined Incentive Program | KEANSBURG | 7734 | 17 | 9.24 | Residential | Behind the Meter | Yes | Net Metered Residential | EMT Renewables |  | JCP&L | Accepted | 2023-11-02 | 2023-12-01 | 2024-12-01 | Solar Panels | REC ALPHA | REC 420 |  | 0.42 | 14 | 330 | 36 |  | Fixed | Roof
NJADRE1554961551 | Administratively Determined Incentive Program | KEANSBURG | 7734 | 17 | 9.24 | Residential | Behind the Meter | Yes | Net Metered Residential | EMT Renewables |  | JCP&L | Accepted | 2023-11-02 | 2023-12-01 | 2024-12-01 | Solar Panels | REC ALPHA | REC 420 |  | 0.42 | 3 | 240 | 36 |  | Fixed | Roof
NJADRE1554961551 | Administratively Determined Incentive Program | KEANSBURG | 7734 | 17 | 9.24 | Residential | Behind the Meter | Yes | Net Metered Residential | EMT Renewables |  | JCP&L | Accepted | 2023-11-02 | 2023-12-01 | 2024-12-01 | Solar Panels | REC ALPHA | REC 420 |  | 0.42 | 3 | 60 | 36 |  | Fixed | Roof
NJADRE1554961551 | Administratively Determined Incentive Program | KEANSBURG | 7734 | 17 | 9.24 | Residential | Behind the Meter | Yes | Net Metered Residential | EMT Renewables |  | JCP&L | Accepted | 2023-11-02 | 2023-12-01 | 2024-12-01 | Solar Panels | REC ALPHA | REC 420 |  | 0.42 | 2 | 150 | 18 |  | Fixed | Roof
NJADRE1554961561 | Administratively Determined Incentive Program | Sussex | 7461 | 1 | 4.35 | Residential | Behind the Meter | Yes | Net Metered Residential | Sunrun Installation Services, Inc. |  | JCP&L | Accepted | 2023-11-07 | 2023-12-06 | 2024-12-06 | Electric Storage Battery | Tesla | Powerwall 2 AC |  |  | 1 |  |  |  | Lithium Ion |  | inside
NJADRE1554961561 | Administratively Determined Incentive Program | Sussex | 7461 | 1 | 4.35 | Residential | Behind the Meter | Yes | Net Metered Residential | Sunrun Installation Services, Inc. |  | JCP&L | Accepted | 2023-11-07 | 2023-12-06 | 2024-12-06 | Inverters | SolarEdge Technologies | SE3800H-USMN | 3800 |  | 1 |  |  | 0.96 |  | Outdoor | Next To Meter
NJADRE1554961561 | Administratively Determined Incentive Program | Sussex | 7461 | 1 | 4.35 | Residential | Behind the Meter | Yes | Net Metered Residential | Sunrun Installation Services, Inc. |  | JCP&L | Accepted | 2023-11-07 | 2023-12-06 | 2024-12-06 | Solar Panels | Trina Solar | TSM-395DE09C.07 |  | 0.395 | 3 | 124 | 24 |  | Fixed | Roof
NJADRE1554961561 | Administratively Determined Incentive Program | Sussex | 7461 | 1 | 4.35 | Residential | Behind the Meter | Yes | Net Metered Residential | Sunrun Installation Services, Inc. |  | JCP&L | Accepted | 2023-11-07 | 2023-12-06 | 2024-12-06 | Solar Panels | Trina Solar | TSM-395DE09C.07 |  | 0.395 | 8 | 213 | 24 |  | Fixed | Roof
NJADRE1554961578 | Administratively Determined Incentive Program | MAGNOLIA | 8049 | 14 | 9.32 | Residential | Behind the Meter | No | Net Metered Residential | Freedom Forever New Jersey LLC |  | PSE&G | Accepted | 2023-11-02 | 2023-12-28 | 2024-12-28 | Inverters | Enphase | IQ8PLUS-72-2-US | 290 |  | 23 |  |  | 0.99 |  | Other
NJADRE1554961578 | Administratively Determined Incentive Program | MAGNOLIA | 8049 | 14 | 9.32 | Residential | Behind the Meter | No | Net Metered Residential | Freedom Forever New Jersey LLC |  | PSE&G | Accepted | 2023-11-02 | 2023-12-28 | 2024-12-28 | Solar Panels | REC Solar | REC405AA PUR |  | 0.405 | 11 | 340 | 40 |  | Fixed | Roof
NJADRE1554961578 | Administratively Determined Incentive Program | MAGNOLIA | 8049 | 14 | 9.32 | Residential | Behind the Meter | No | Net Metered Residential | Freedom Forever New Jersey LLC |  | PSE&G | Accepted | 2023-11-02 | 2023-12-28 | 2024-12-28 | Solar Panels | REC Solar | REC405AA PUR |  | 0.405 | 12 | 160 | 40 |  | Fixed | Roof
NJADRE1554961591 | Administratively Determined Incentive Program | EAST ORANGE | 7017 | 9 | 4.46 | Residential | Behind the Meter | Yes | Net Metered Residential | Pro Custom Solar dba Momentum Solar |  | PSE&G | Accepted | 2023-11-02 | 2023-12-01 | 2024-12-01 | Solar Panels | Â Q. PEAK DUO BLK-G10+405 | HAWNHA |  | 0.405 | 7 | 124 | 4 |  | Fixed | Roof
NJADRE1554961591 | Administratively Determined Incentive Program | EAST ORANGE | 7017 | 9 | 4.46 | Residential | Behind the Meter | Yes | Net Metered Residential | Pro Custom Solar dba Momentum Solar |  | PSE&G | Accepted | 2023-11-02 | 2023-12-01 | 2024-12-01 | Solar Panels | Â Q. PEAK DUO BLK-G10+405 | HANWHA |  | 0.405 | 4 | 304 | 20 |  | Fixed | Roof
NJADRE1554961591 | Administratively Determined Incentive Program | EAST ORANGE | 7017 | 9 | 4.46 | Residential | Behind the Meter | Yes | Net Metered Residential | Pro Custom Solar dba Momentum Solar |  | PSE&G | Accepted | 2023-11-02 | 2023-12-01 | 2024-12-01 | Inverters | IQ8PLUS-72-2-US | ENPHASE | 290 |  | 11 |  |  | 0.97 |  | Outdoor
NJADRE1554961594 | Administratively Determined Incentive Program | COLONIA | 7067 | 10 | 6.08 | Residential | Behind the Meter | Yes | Net Metered Residential | EMT Renewables |  | PSE&G | Accepted | 2023-11-02 | 2023-12-01 | 2024-12-01 | Inverters | ENPHASE | IQ8+ | 290 |  | 15 |  |  | 0.98 |  | Other | UNDER EACH PANEL
NJADRE1554961594 | Administratively Determined Incentive Program | COLONIA | 7067 | 10 | 6.08 | Residential | Behind the Meter | Yes | Net Metered Residential | EMT Renewables |  | PSE&G | Accepted | 2023-11-02 | 2023-12-01 | 2024-12-01 | Solar Panels | Q CELLS | Q PEAK DUO BLK |  | 0.405 | 5 | 168 | 23 |  | Fixed | Roof
NJADRE1554961594 | Administratively Determined Incentive Program | COLONIA | 7067 | 10 | 6.08 | Residential | Behind the Meter | Yes | Net Metered Residential | EMT Renewables |  | PSE&G | Accepted | 2023-11-02 | 2023-12-01 | 2024-12-01 | Solar Panels | Q CELLS | Q PEAK DUO BLK |  | 0.405 | 10 | 168 | 23 |  | Fixed | Roof
NJADRE1554961643 | Administratively Determined Incentive Program | TURNERSVILLE | 8012 | 14 | 8.1 | Residential | Behind the Meter | Yes | Net Metered Residential | Sunrun Installation Services, Inc. |  | AC Electric | Accepted | 2023-11-02 | 2023-12-01 | 2024-12-01 | Inverters | SOLAREDGE TECHNOLOGIES | SE6000H-USSN | 6000 |  | 1 |  |  | 0.99 |  | Outdoor | Next To Meter
NJADRE1554961643 | Administratively Determined Incentive Program | TURNERSVILLE | 8012 | 14 | 8.1 | Residential | Behind the Meter | Yes | Net Metered Residential | Sunrun Installation Services, Inc. |  | AC Electric | Accepted | 2023-11-02 | 2023-12-01 | 2024-12-01 | Solar Panels | HANWHA Q-CELLS | Q.PEAK DUO BLK ML-G10+ 405 |  | 0.405 | 5 | 349 | 18 |  | Fixed | Roof
NJADRE1554961643 | Administratively Determined Incentive Program | TURNERSVILLE | 8012 | 14 | 8.1 | Residential | Behind the Meter | Yes | Net Metered Residential | Sunrun Installation Services, Inc. |  | AC Electric | Accepted | 2023-11-02 | 2023-12-01 | 2024-12-01 | Solar Panels | HANWHA Q-CELLS | Q.PEAK DUO BLK ML-G10+ 405 |  | 0.405 | 3 | 79 | 18 |  | Fixed | Roof
NJADRE1554961643 | Administratively Determined Incentive Program | TURNERSVILLE | 8012 | 14 | 8.1 | Residential | Behind the Meter | Yes | Net Metered Residential | Sunrun Installation Services, Inc. |  | AC Electric | Accepted | 2023-11-02 | 2023-12-01 | 2024-12-01 | Solar Panels | HANWHA Q-CELLS | Q.PEAK DUO BLK ML-G10+ 405 |  | 0.405 | 9 | 170 | 18 |  | Fixed | Roof
NJADRE1554961643 | Administratively Determined Incentive Program | TURNERSVILLE | 8012 | 14 | 8.1 | Residential | Behind the Meter | Yes | Net Metered Residential | Sunrun Installation Services, Inc. |  | AC Electric | Accepted | 2023-11-02 | 2023-12-01 | 2024-12-01 | Solar Panels | HANWHA Q-CELLS | Q.PEAK DUO BLK ML-G10+ 405 |  | 0.405 | 3 | 259 | 18 |  | Fixed | Roof
NJADRE1554961646 | Administratively Determined Incentive Program | BRICK | 8724 | 18 | 4.75 | Residential | Behind the Meter | No | Net Metered Residential | Power Home Remodeling |  | JCP&L | Accepted | 2023-11-02 | 2023-12-01 | 2024-12-01 | Inverters | SolarEdge | SE3800H-US | 3800 |  | 1 |  |  | 0.99 |  | Outdoor
NJADRE1554961646 | Administratively Determined Incentive Program | BRICK | 8724 | 18 | 4.75 | Residential | Behind the Meter | No | Net Metered Residential | Power Home Remodeling |  | JCP&L | Accepted | 2023-11-02 | 2023-12-01 | 2024-12-01 | Meters | SolarEdge | Revenue Grade Data Ansi C12.20 |  |  | 1 |  |  |  | Yes | Outdoor
NJADRE1554961646 | Administratively Determined Incentive Program | BRICK | 8724 | 18 | 4.75 | Residential | Behind the Meter | No | Net Metered Residential | Power Home Remodeling |  | JCP&L | Accepted | 2023-11-02 | 2023-12-01 | 2024-12-01 | Solar Panels | QCell | Q.PEAKDUOBLK-G10+365 |  | 0.365 | 13 | 83 | 27 |  | Fixed | Roof
NJADRE1554961656 | Administratively Determined Incentive Program | BRIDGETON | 8302 | 20 | 7.38 | Residential | Behind the Meter | Yes | Net Metered Residential | RCL Enterprises Inc. |  | AC Electric | Accepted | 2023-11-02 | 2023-12-01 | 2024-12-01 | Inverters | Enphase | IQ8plus | 290 |  | 18 |  |  | 0.97 |  | Outdoor
NJADRE1554961656 | Administratively Determined Incentive Program | BRIDGETON | 8302 | 20 | 7.38 | Residential | Behind the Meter | Yes | Net Metered Residential | RCL Enterprises Inc. |  | AC Electric | Accepted | 2023-11-02 | 2023-12-01 | 2024-12-01 | Solar Panels | Trina | TSMNEG9.28 |  | 0.41 | 18 | 180 | 25 |  | Fixed | Ground
NJADRE1554961668 | Administratively Determined Incentive Program | BRIDGEWATER | 8807 | 5 | 8 | Residential | Behind the Meter | No | Net Metered Residential | Public Service Solar |  | PSE&G | Accepted | 2023-11-02 | 2023-12-01 | 2024-12-01 | Solar Panels | Panasonic | EVPV400HK |  | 0.4 | 20 | 215 | 31 |  | Fixed | Roof
NJADRE1554961668 | Administratively Determined Incentive Program | BRIDGEWATER | 8807 | 5 | 8 | Residential | Behind the Meter | No | Net Metered Residential | Public Service Solar |  | PSE&G | Accepted | 2023-11-02 | 2023-12-01 | 2024-12-01 | Inverters | Enphase | iQ8H-72-M-US | 380 |  | 20 |  |  | 0.96 |  | Outdoor | Under panel
NJADRE1554961714 | Administratively Determined Incentive Program | MOUNT ROYAL | 8061 | 15 | 4.05 | Residential | Behind the Meter | Yes | Net Metered Residential | Sunrun Installation Services, Inc. |  | AC Electric | Accepted | 2023-11-02 | 2023-12-01 | 2024-12-01 | Electric Storage Battery | Tesla | Powerwall 2 AC |  |  | 1 |  |  |  | Lithium Ion |  | inside
NJADRE1554961714 | Administratively Determined Incentive Program | MOUNT ROYAL | 8061 | 15 | 4.05 | Residential | Behind the Meter | Yes | Net Metered Residential | Sunrun Installation Services, Inc. |  | AC Electric | Accepted | 2023-11-02 | 2023-12-01 | 2024-12-01 | Inverters | SolarEdge Technologies | SE3800H-USMN | 3800 |  | 1 |  |  | 0.96 |  | Outdoor | Next To Meter
NJADRE1554961714 | Administratively Determined Incentive Program | MOUNT ROYAL | 8061 | 15 | 4.05 | Residential | Behind the Meter | Yes | Net Metered Residential | Sunrun Installation Services, Inc. |  | AC Electric | Accepted | 2023-11-02 | 2023-12-01 | 2024-12-01 | Solar Panels | Hanwha Q Cells | Q.PEAK DUO BLK ML-G10+ 405 |  | 0.405 | 2 | 53 | 18 |  | Fixed | Roof
NJADRE1554961714 | Administratively Determined Incentive Program | MOUNT ROYAL | 8061 | 15 | 4.05 | Residential | Behind the Meter | Yes | Net Metered Residential | Sunrun Installation Services, Inc. |  | AC Electric | Accepted | 2023-11-02 | 2023-12-01 | 2024-12-01 | Solar Panels | Hanwha Q Cells | Q.PEAK DUO BLK ML-G10+ 405 |  | 0.405 | 2 | 234 | 20 |  | Fixed | Roof
NJADRE1554961714 | Administratively Determined Incentive Program | MOUNT ROYAL | 8061 | 15 | 4.05 | Residential | Behind the Meter | Yes | Net Metered Residential | Sunrun Installation Services, Inc. |  | AC Electric | Accepted | 2023-11-02 | 2023-12-01 | 2024-12-01 | Solar Panels | Hanwha Q Cells | Q.PEAK DUO BLK ML-G10+ 405 |  | 0.405 | 6 | 233 | 13 |  | Fixed | Roof
NJADRE1554961720 | Administratively Determined Incentive Program | SEWELL | 8080 | 15 | 7.7 | Residential | Behind the Meter | Yes | Net Metered Residential | Sunrun Installation Services, Inc. |  | AC Electric | Accepted | 2023-11-02 | 2023-12-01 | 2024-12-01 | Inverters | SolarEdge Technologies | SE6000H-USSN | 6000 |  | 1 |  |  | 0.96 |  | Outdoor | Next To Meter
NJADRE1554961720 | Administratively Determined Incentive Program | SEWELL | 8080 | 15 | 7.7 | Residential | Behind the Meter | Yes | Net Metered Residential | Sunrun Installation Services, Inc. |  | AC Electric | Accepted | 2023-11-02 | 2023-12-01 | 2024-12-01 | Solar Panels | Hanwha Q Cells | Q.PEAK DUO BLK ML-G10+ 405 |  | 0.405 | 19 | 191 | 15 |  | Fixed | Roof
NJADRE1554961727 | Administratively Determined Incentive Program | PENNSVILLE | 8070 | 16 | 4.46 | Residential | Behind the Meter | Yes | Net Metered Residential | Sunrun Installation Services, Inc. |  | AC Electric | Accepted | 2023-11-02 | 2023-12-01 | 2024-12-01 | Inverters | SolarEdge Technologies | SE3800H-USMN | 3800 |  | 1 |  |  | 0.96 |  | Outdoor | Next To Meter
NJADRE1554961727 | Administratively Determined Incentive Program | PENNSVILLE | 8070 | 16 | 4.46 | Residential | Behind the Meter | Yes | Net Metered Residential | Sunrun Installation Services, Inc. |  | AC Electric | Accepted | 2023-11-02 | 2023-12-01 | 2024-12-01 | Solar Panels | Hanwha Q Cells | Q.PEAK DUO BLK ML-G10+ 405 |  | 0.405 | 11 | 129 | 20 |  | Fixed | Roof
NJADRE1554961734 | Administratively Determined Incentive Program | PARAMUS | 7652 | 7 | 8.82 | Residential | Behind the Meter | No | Net Metered Residential | Infinity Solar Systems |  | PSE&G | Accepted | 2023-11-02 | 2023-12-04 | 2024-12-04 | Inverters | Enphase | IQ7X-96-2-US | 315 |  | 21 |  |  | 0.97 |  | Outdoor
NJADRE1554961734 | Administratively Determined Incentive Program | PARAMUS | 7652 | 7 | 8.82 | Residential | Behind the Meter | No | Net Metered Residential | Infinity Solar Systems |  | PSE&G | Accepted | 2023-11-02 | 2023-12-04 | 2024-12-04 | Solar Panels | REC Solar | REC 420AA PURE-R |  | 0.42 | 14 | 108 | 32 |  | Fixed | Roof
NJADRE1554961734 | Administratively Determined Incentive Program | PARAMUS | 7652 | 7 | 8.82 | Residential | Behind the Meter | No | Net Metered Residential | Infinity Solar Systems |  | PSE&G | Accepted | 2023-11-02 | 2023-12-04 | 2024-12-04 | Solar Panels | REC Solar | REC 420AA PURE-R |  | 0.42 | 2 | 288 | 32 |  | Fixed | Roof
NJADRE1554961734 | Administratively Determined Incentive Program | PARAMUS | 7652 | 7 | 8.82 | Residential | Behind the Meter | No | Net Metered Residential | Infinity Solar Systems |  | PSE&G | Accepted | 2023-11-02 | 2023-12-04 | 2024-12-04 | Solar Panels | REC Solar | REC 420AA PURE-R |  | 0.42 | 5 | 18 | 20 |  | Fixed | Roof
NJADRE1554963880 | Administratively Determined Incentive Program | PARK RIDGE | 7656 | 7 | 194.4 | Non Profit | Behind the Meter | No | Small Net-Metered Non-Residential located on Rooftop, Carport, Canopy and Floating Solar | Amergy Solar Inc |  | Park Ridge | Accepted | 2023-11-03 | 2023-12-01 | 2024-12-01 | Inverters | Chint Power System | CPS SCA25KTL | 25000 |  | 6 |  |  | 0.97 |  | Outdoor | on the wall
NJADRE1554963880 | Administratively Determined Incentive Program | PARK RIDGE | 7656 | 7 | 194.4 | Non Profit | Behind the Meter | No | Small Net-Metered Non-Residential located on Rooftop, Carport, Canopy and Floating Solar | Amergy Solar Inc |  | Park Ridge | Accepted | 2023-11-03 | 2023-12-01 | 2024-12-01 | Solar Panels | Longi Solar | LR5-72HBD-540M |  | 0.54 | 104 | 133 | 15 |  | Fixed | Roof
NJADRE1554963880 | Administratively Determined Incentive Program | PARK RIDGE | 7656 | 7 | 194.4 | Non Profit | Behind the Meter | No | Small Net-Metered Non-Residential located on Rooftop, Carport, Canopy and Floating Solar | Amergy Solar Inc |  | Park Ridge | Accepted | 2023-11-03 | 2023-12-01 | 2024-12-01 | Solar Panels | Longi Solar | LR5-72HBD-540M |  | 0.54 | 196 | 223 | 15 |  | Fixed | Roof
NJADRE1554963880 | Administratively Determined Incentive Program | PARK RIDGE | 7656 | 7 | 194.4 | Non Profit | Behind the Meter | No | Small Net-Metered Non-Residential located on Rooftop, Carport, Canopy and Floating Solar | Amergy Solar Inc |  | Park Ridge | Accepted | 2023-11-03 | 2023-12-01 | 2024-12-01 | Solar Panels | Longi Solar | LR5-72HBD-540M |  | 0.54 | 60 | 43 | 15 |  | Fixed | Roof
NJADRE1554963882 | Administratively Determined Incentive Program | MILLBURN | 7041 | 9 | 4.4 | Residential | Behind the Meter | Yes | Net Metered Residential | Suntuity Solar LLC |  | JCP&L | Accepted | 2023-11-03 | 2023-12-01 | 2024-12-01 | Inverters | ENPHASE | IQ8PLUS-72-2-US | 290 |  | 11 |  |  | 0.97 |  | Outdoor | Behind the PV modules
NJADRE1554963882 | Administratively Determined Incentive Program | MILLBURN | 7041 | 9 | 4.4 | Residential | Behind the Meter | Yes | Net Metered Residential | Suntuity Solar LLC |  | JCP&L | Accepted | 2023-11-03 | 2023-12-01 | 2024-12-01 | Solar Panels | CANADIAN SOLAR | CS6R-400MS-HL |  | 0.4 | 11 | 123 | 43 |  | Fixed | Roof
NJADRE1554963883 | Administratively Determined Incentive Program | PARK RIDGE | 7656 | 7 | 106.92 | Non Profit | Behind the Meter | No | Small Net-Metered Non-Residential located on Rooftop, Carport, Canopy and Floating Solar | Amergy Solar Inc |  | Park Ridge | Accepted | 2023-11-03 | 2023-12-01 | 2024-12-01 | Inverters | Chint Power System | CPS SCA25KTL | 25000 |  | 3 |  |  | 0.97 |  | Other | on the wall
NJADRE1554963883 | Administratively Determined Incentive Program | PARK RIDGE | 7656 | 7 | 106.92 | Non Profit | Behind the Meter | No | Small Net-Metered Non-Residential located on Rooftop, Carport, Canopy and Floating Solar | Amergy Solar Inc |  | Park Ridge | Accepted | 2023-11-03 | 2023-12-01 | 2024-12-01 | Solar Panels | Longi Solar | LR5-72HBD-540M |  | 0.54 | 198 | 223 | 10 |  | Fixed | Roof
NJADRE1554963893 | Administratively Determined Incentive Program | BRICK | 8724 | 18 | 5.2 | Residential | Behind the Meter | Yes | Net Metered Residential | Suntuity Solar LLC |  | JCP&L | Accepted | 2023-11-03 | 2023-12-04 | 2024-12-04 | Inverters | ENPHASE | IQ8PLUS-72-2-US | 290 |  | 13 |  |  | 0.97 |  | Outdoor | Behind the PV modules
NJADRE1554963893 | Administratively Determined Incentive Program | BRICK | 8724 | 18 | 5.2 | Residential | Behind the Meter | Yes | Net Metered Residential | Suntuity Solar LLC |  | JCP&L | Accepted | 2023-11-03 | 2023-12-04 | 2024-12-04 | Solar Panels | (13) CANADIANSOLAR | CS6R-400MS-HL |  | 0.4 | 9 | 183 | 14 |  | Fixed | Roof
NJADRE1554963893 | Administratively Determined Incentive Program | BRICK | 8724 | 18 | 5.2 | Residential | Behind the Meter | Yes | Net Metered Residential | Suntuity Solar LLC |  | JCP&L | Accepted | 2023-11-03 | 2023-12-04 | 2024-12-04 | Solar Panels | CANADIANSOLAR | CS6R-400MS-HL |  | 0.4 | 4 | 273 | 14 |  | Fixed | Roof
NJADRE1554963910 | Administratively Determined Incentive Program | IRVINGTON | 7111 | 9 | 6.4 | Residential | Behind the Meter | Yes | Net Metered Residential | Suntuity Solar LLC |  | PSE&G | Accepted | 2023-11-03 | 2023-12-01 | 2024-12-01 | Inverters | ENPHASE | IQ8PLUS-72-2-US | 290 |  | 16 |  |  | 0.97 |  | Outdoor | Behine the PV module
NJADRE1554963910 | Administratively Determined Incentive Program | IRVINGTON | 7111 | 9 | 6.4 | Residential | Behind the Meter | Yes | Net Metered Residential | Suntuity Solar LLC |  | PSE&G | Accepted | 2023-11-03 | 2023-12-01 | 2024-12-01 | Solar Panels | CANADIANSOLAR | CS6R-400MS-HL |  | 0.4 | 6 | 125 | 22 |  | Fixed | Roof
NJADRE1554963910 | Administratively Determined Incentive Program | IRVINGTON | 7111 | 9 | 6.4 | Residential | Behind the Meter | Yes | Net Metered Residential | Suntuity Solar LLC |  | PSE&G | Accepted | 2023-11-03 | 2023-12-01 | 2024-12-01 | Solar Panels | CANADIANSOLAR | CS6R-400MS-HL |  | 0.4 | 6 | 215 | 22 |  | Fixed | Roof
NJADRE1554963910 | Administratively Determined Incentive Program | IRVINGTON | 7111 | 9 | 6.4 | Residential | Behind the Meter | Yes | Net Metered Residential | Suntuity Solar LLC |  | PSE&G | Accepted | 2023-11-03 | 2023-12-01 | 2024-12-01 | Solar Panels | CANADIANSOLAR | CS6R-400MS-HL |  | 0.4 | 4 | 35 | 22 |  | Fixed | Roof
NJADRE1554963914 | Administratively Determined Incentive Program | BRICK | 8724 | 18 | 6 | Residential | Behind the Meter | Yes | Net Metered Residential | Suntuity Solar LLC |  | JCP&L | Accepted | 2023-11-03 | 2023-12-01 | 2024-12-01 | Inverters | (15) ENPHASE | IQ8PLUS-72-2-US | 290 |  | 15 |  |  | 0.97 |  | Outdoor | Behind the PV modules
NJADRE1554963914 | Administratively Determined Incentive Program | BRICK | 8724 | 18 | 6 | Residential | Behind the Meter | Yes | Net Metered Residential | Suntuity Solar LLC |  | JCP&L | Accepted | 2023-11-03 | 2023-12-01 | 2024-12-01 | Solar Panels | (15) CANADIAN SOLAR | CS6R-400MS-HL |  | 0.4 | 15 | 177 | 14 |  | Fixed | Roof
NJADRE1554963923 | Administratively Determined Incentive Program | PENNSAUKEN | 8109 | 14 | 6.08 | Residential | Behind the Meter | Yes | Net Metered Residential | Sunny Mac LLC |  | PSE&G | Accepted | 2023-11-03 | 2023-12-01 | 2024-12-01 | Solar Panels | Q.PEAK DUO BLK ML-G10+ 405 | HANWHA |  | 0.405 | 9 | 215 | 21 |  | Fixed | Roof
NJADRE1554963923 | Administratively Determined Incentive Program | PENNSAUKEN | 8109 | 14 | 6.08 | Residential | Behind the Meter | Yes | Net Metered Residential | Sunny Mac LLC |  | PSE&G | Accepted | 2023-11-03 | 2023-12-01 | 2024-12-01 | Solar Panels | Q.PEAK DUO BLK ML-G10+ 405 | HANWHA |  | 0.405 | 3 | 125 | 27 |  | Fixed | Roof
NJADRE1554963923 | Administratively Determined Incentive Program | PENNSAUKEN | 8109 | 14 | 6.08 | Residential | Behind the Meter | Yes | Net Metered Residential | Sunny Mac LLC |  | PSE&G | Accepted | 2023-11-03 | 2023-12-01 | 2024-12-01 | Solar Panels | Q.PEAK DUO BLK ML-G10+ 405 | HANWHA |  | 0.405 | 3 | 215 | 23 |  | Fixed | Roof
NJADRE1554963923 | Administratively Determined Incentive Program | PENNSAUKEN | 8109 | 14 | 6.08 | Residential | Behind the Meter | Yes | Net Metered Residential | Sunny Mac LLC |  | PSE&G | Accepted | 2023-11-03 | 2023-12-01 | 2024-12-01 | Inverters | SE5000H-US | Solaredge | 5000 |  | 1 |  |  | 0.1 |  | Outdoor | next tometer
NJADRE1554963923 | Administratively Determined Incentive Program | PENNSAUKEN | 8109 | 14 | 6.08 | Residential | Behind the Meter | Yes | Net Metered Residential | Sunny Mac LLC |  | PSE&G | Accepted | 2023-11-03 | 2023-12-01 | 2024-12-01 | Meters | SE-RGMTR-1D-240C-B | Solaredge |  |  | 1 |  |  |  | Yes | Outdoor
NJADRE1554963939 | Administratively Determined Incentive Program | IRVINGTON | 7111 | 9 | 2.8 | Residential | Behind the Meter | Yes | Net Metered Residential | Suntuity Solar LLC |  | PSE&G | Accepted | 2023-11-03 | 2023-12-01 | 2024-12-01 | Inverters | (7) ENPHASE | IQ8PLUS-72-2-US | 290 |  | 7 |  |  | 0.97 |  | Outdoor | Behind the PV modules
NJADRE1554963939 | Administratively Determined Incentive Program | IRVINGTON | 7111 | 9 | 2.8 | Residential | Behind the Meter | Yes | Net Metered Residential | Suntuity Solar LLC |  | PSE&G | Accepted | 2023-11-03 | 2023-12-01 | 2024-12-01 | Solar Panels | (7) CANADIANSOLAR | CS6R-400MS-HL |  | 0.4 | 7 | 125 | 22 |  | Fixed | Roof
NJADRE1554963963 | Administratively Determined Incentive Program | RINGWOOD | 7456 | 6 | 10.4 | Residential | Behind the Meter | No | Net Metered Residential | Suntuity Solar LLC |  | Orange Rockland Electric | Accepted | 2023-11-03 | 2023-12-01 | 2024-12-01 | Inverters | ENPHASE | IQ8PLUS-72-2-US | 290 |  | 26 |  |  | 0.97 |  | Outdoor | Behind the PV module
NJADRE1554963963 | Administratively Determined Incentive Program | RINGWOOD | 7456 | 6 | 10.4 | Residential | Behind the Meter | No | Net Metered Residential | Suntuity Solar LLC |  | Orange Rockland Electric | Accepted | 2023-11-03 | 2023-12-01 | 2024-12-01 | Solar Panels | CANADIANSOLAR | CS6R-400MS-HL |  | 0.4 | 14 | 290 | 19 |  | Fixed | Roof
NJADRE1554963963 | Administratively Determined Incentive Program | RINGWOOD | 7456 | 6 | 10.4 | Residential | Behind the Meter | No | Net Metered Residential | Suntuity Solar LLC |  | Orange Rockland Electric | Accepted | 2023-11-03 | 2023-12-01 | 2024-12-01 | Solar Panels | CANADIANSOLAR | CS6R-400MS-HL |  | 0.4 | 12 | 110 | 19 |  | Fixed | Roof
NJADRE1554963977 | Administratively Determined Incentive Program | MARLTON | 8053 | 13 | 25.2 | Residential | Behind the Meter | Yes | Net Metered Residential | Suntuity Solar LLC |  | AC Electric | Accepted | 2023-11-03 | 2023-12-01 | 2024-12-01 | Inverters | ENPHASE | IQ8PLUS-72-2-US | 290 |  | 63 |  |  | 0.97 |  | Outdoor | Behind the PV modules
NJADRE1554963977 | Administratively Determined Incentive Program | MARLTON | 8053 | 13 | 25.2 | Residential | Behind the Meter | Yes | Net Metered Residential | Suntuity Solar LLC |  | AC Electric | Accepted | 2023-11-03 | 2023-12-01 | 2024-12-01 | Solar Panels | CANADIANSOLAR | CS6R-400MS-HL |  | 0.4 | 22 | 162 | 40 |  | Fixed | Roof
NJADRE1554963977 | Administratively Determined Incentive Program | MARLTON | 8053 | 13 | 25.2 | Residential | Behind the Meter | Yes | Net Metered Residential | Suntuity Solar LLC |  | AC Electric | Accepted | 2023-11-03 | 2023-12-01 | 2024-12-01 | Solar Panels | CANADIANSOLAR | CS6R-400MS-HL |  | 0.4 | 27 | 342 | 40 |  | Fixed | Roof
NJADRE1554963977 | Administratively Determined Incentive Program | MARLTON | 8053 | 13 | 25.2 | Residential | Behind the Meter | Yes | Net Metered Residential | Suntuity Solar LLC |  | AC Electric | Accepted | 2023-11-03 | 2023-12-01 | 2024-12-01 | Solar Panels | CANADIANSOLAR | CS6R-400MS-HL |  | 0.4 | 4 | 162 | 40 |  | Fixed | Roof
NJADRE1554963977 | Administratively Determined Incentive Program | MARLTON | 8053 | 13 | 25.2 | Residential | Behind the Meter | Yes | Net Metered Residential | Suntuity Solar LLC |  | AC Electric | Accepted | 2023-11-03 | 2023-12-01 | 2024-12-01 | Solar Panels | CANADIANSOLAR | CS6R-400MS-HL |  | 0.4 | 10 | 342 | 40 |  | Fixed | Roof
NJADRE1554963992 | Administratively Determined Incentive Program | MILLTOWN | 8850 | 11 | 13.04 | Residential | Behind the Meter | No | Net Metered Residential | Powerlutions |  | JCP&L | Accepted | 2023-11-03 | 2023-12-01 | 2024-12-01 | Solar Panels | Trina | TSM-395DE09C.07 |  | 0.395 | 18 | 103 | 22 |  | Fixed | Roof
NJADRE1554963992 | Administratively Determined Incentive Program | MILLTOWN | 8850 | 11 | 13.04 | Residential | Behind the Meter | No | Net Metered Residential | Powerlutions |  | JCP&L | Accepted | 2023-11-03 | 2023-12-01 | 2024-12-01 | Solar Panels | Trina | TSM-395DE09C.07 |  | 0.395 | 15 | 283 | 22 |  | Fixed | Roof
NJADRE1554963992 | Administratively Determined Incentive Program | MILLTOWN | 8850 | 11 | 13.04 | Residential | Behind the Meter | No | Net Metered Residential | Powerlutions |  | JCP&L | Accepted | 2023-11-03 | 2023-12-01 | 2024-12-01 | Inverters | ENPHASE | IQ7PLUS-72-2-US | 290 |  | 33 |  |  | 0.98 |  | Outdoor
NJADRE1554964001 | Administratively Determined Incentive Program | BRICK | 8723 | 18 | 7.3 | Residential | Behind the Meter | No | Net Metered Residential | Momentum Solar |  | JCP&L | Accepted | 2023-11-03 | 2023-12-04 | 2024-12-04 | Solar Panels | HANWHA | Q . PEAK DUO BLK-G10+365 |  | 0.365 | 9 | 308 | 25 |  | Fixed | Roof
NJADRE1554964001 | Administratively Determined Incentive Program | BRICK | 8723 | 18 | 7.3 | Residential | Behind the Meter | No | Net Metered Residential | Momentum Solar |  | JCP&L | Accepted | 2023-11-03 | 2023-12-04 | 2024-12-04 | Solar Panels | HANWHA | Q . PEAK DUO BLK-G10+365 |  | 0.365 | 2 | 218 | 26 |  | Fixed | Roof
NJADRE1554964001 | Administratively Determined Incentive Program | BRICK | 8723 | 18 | 7.3 | Residential | Behind the Meter | No | Net Metered Residential | Momentum Solar |  | JCP&L | Accepted | 2023-11-03 | 2023-12-04 | 2024-12-04 | Solar Panels | HANWHA | Q . PEAK DUO BLK-G10+365 |  | 0.365 | 9 | 128 | 25 |  | Fixed | Roof
NJADRE1554964001 | Administratively Determined Incentive Program | BRICK | 8723 | 18 | 7.3 | Residential | Behind the Meter | No | Net Metered Residential | Momentum Solar |  | JCP&L | Accepted | 2023-11-03 | 2023-12-04 | 2024-12-04 | Inverters | ENPHASE | IQ7PLUS-72-2-US | 290 |  | 20 |  |  | 0.97 |  | Outdoor
NJADRE1554964052 | Administratively Determined Incentive Program | WILLINGBORO | 8046 | 13 | 8.03 | Residential | Behind the Meter | Yes | Net Metered Residential | GenSun Solar |  | PSE&G | Accepted | 2023-11-03 | 2023-12-11 | 2024-12-11 | Inverters | SolarEdge | SE10000H-US | 240 |  | 1 |  |  | 0.9 |  | Outdoor
NJADRE1554964052 | Administratively Determined Incentive Program | WILLINGBORO | 8046 | 13 | 8.03 | Residential | Behind the Meter | Yes | Net Metered Residential | GenSun Solar |  | PSE&G | Accepted | 2023-11-03 | 2023-12-11 | 2024-12-11 | Meters | SolarEdge | SE10000H-US |  |  | 1 |  |  |  | Yes
NJADRE1554964052 | Administratively Determined Incentive Program | WILLINGBORO | 8046 | 13 | 8.03 | Residential | Behind the Meter | Yes | Net Metered Residential | GenSun Solar |  | PSE&G | Accepted | 2023-11-03 | 2023-12-11 | 2024-12-11 | Solar Panels | Hanwha | Q Peak Duo BLK-G10+365 |  | 0.365 | 22 | 292 | 30 |  | Fixed | Roof
NJADRE1554964063 | Administratively Determined Incentive Program | IRVINGTON TOWN | 7111 | 9 | 4.86 | Residential | Behind the Meter | Yes | Net Metered Residential | Sunrun Installation Services, Inc. |  | PSE&G | Accepted | 2023-11-03 | 2023-12-01 | 2024-12-01 | Inverters | Delta Electronics | E4-TL-US | 4000 |  | 1 |  |  | 0.975 |  | Outdoor | next to meter
NJADRE1554964063 | Administratively Determined Incentive Program | IRVINGTON TOWN | 7111 | 9 | 4.86 | Residential | Behind the Meter | Yes | Net Metered Residential | Sunrun Installation Services, Inc. |  | PSE&G | Accepted | 2023-11-03 | 2023-12-01 | 2024-12-01 | Solar Panels | HANWHA Q-CELLS | Q.PEAK DUO BLK ML-G10+ 405 |  | 0.405 | 12 | 210 | 2 |  | Fixed | Roof
NJADRE1554964066 | Administratively Determined Incentive Program | IRVINGTON | 7111 | 9 | 4.05 | Residential | Behind the Meter | Yes | Net Metered Residential | Pro Custom Solar dba Momentum Solar |  | PSE&G | Accepted | 2023-11-03 | 2023-12-04 | 2024-12-04 | Inverters | IQ8PLUS-72-2-US | enphase | 290 |  | 10 |  |  | 0.97 |  | Outdoor
NJADRE1554964066 | Administratively Determined Incentive Program | IRVINGTON | 7111 | 9 | 4.05 | Residential | Behind the Meter | Yes | Net Metered Residential | Pro Custom Solar dba Momentum Solar |  | PSE&G | Accepted | 2023-11-03 | 2023-12-04 | 2024-12-04 | Solar Panels | Â Q. PEAK DUO BLK-G10+405 | hanwha |  | 0.405 | 10 | 225 | 40 |  | Fixed | Roof
NJADRE1554964068 | Administratively Determined Incentive Program | HADDON HEIGHTS | 8035 | 14 | 11.6 | Residential | Behind the Meter | Yes | Net Metered Residential | GenSun Solar |  | PSE&G | Accepted | 2023-11-03 | 2023-12-07 | 2024-12-07 | Inverters | SolarEdge | SE10000H-US | 240 |  | 1 |  |  | 0.9 |  | Outdoor
NJADRE1554964068 | Administratively Determined Incentive Program | HADDON HEIGHTS | 8035 | 14 | 11.6 | Residential | Behind the Meter | Yes | Net Metered Residential | GenSun Solar |  | PSE&G | Accepted | 2023-11-03 | 2023-12-07 | 2024-12-07 | Meters | SolarEdge | SE10000H-US |  |  | 1 |  |  |  | Yes
NJADRE1554964068 | Administratively Determined Incentive Program | HADDON HEIGHTS | 8035 | 14 | 11.6 | Residential | Behind the Meter | Yes | Net Metered Residential | GenSun Solar |  | PSE&G | Accepted | 2023-11-03 | 2023-12-07 | 2024-12-07 | Solar Panels | Canadian Solar | BiHiKu CS3W-400PB-AG |  | 0.4 | 29 | 273 | 30 |  | Fixed | Roof
NJADRE1554964070 | Administratively Determined Incentive Program | CRANBURY | 8512 | 11 | 13.37 | Residential | Behind the Meter | Yes | Net Metered Residential | SunnyMac LLC |  | PSE&G | Accepted | 2023-11-03 | 2023-12-04 | 2024-12-04 | Solar Panels | Q.PEAK DUO BLK ML-G10+ 405 | HANWHA |  | 0.405 | 9 | 211 | 40 |  | Fixed | Roof
NJADRE1554964070 | Administratively Determined Incentive Program | CRANBURY | 8512 | 11 | 13.37 | Residential | Behind the Meter | Yes | Net Metered Residential | SunnyMac LLC |  | PSE&G | Accepted | 2023-11-03 | 2023-12-04 | 2024-12-04 | Solar Panels | Q.PEAK DUO BLK ML-G10+ 405 | HANWHA |  | 0.405 | 5 | 211 | 40 |  | Fixed | Roof
NJADRE1554964070 | Administratively Determined Incentive Program | CRANBURY | 8512 | 11 | 13.37 | Residential | Behind the Meter | Yes | Net Metered Residential | SunnyMac LLC |  | PSE&G | Accepted | 2023-11-03 | 2023-12-04 | 2024-12-04 | Solar Panels | Q.PEAK DUO BLK ML-G10+ 405 | HANWHA |  | 0.405 | 11 | 31 | 40 |  | Fixed | Roof
NJADRE1554964070 | Administratively Determined Incentive Program | CRANBURY | 8512 | 11 | 13.37 | Residential | Behind the Meter | Yes | Net Metered Residential | SunnyMac LLC |  | PSE&G | Accepted | 2023-11-03 | 2023-12-04 | 2024-12-04 | Solar Panels | Q.PEAK DUO BLK ML-G10+ 405 | HANWHA |  | 0.405 | 3 | 121 | 40 |  | Fixed | Roof
NJADRE1554964070 | Administratively Determined Incentive Program | CRANBURY | 8512 | 11 | 13.37 | Residential | Behind the Meter | Yes | Net Metered Residential | SunnyMac LLC |  | PSE&G | Accepted | 2023-11-03 | 2023-12-04 | 2024-12-04 | Solar Panels | Q.PEAK DUO BLK ML-G10+ 405 | HANWHA |  | 0.405 | 3 | 31 | 21 |  | Fixed | Roof
NJADRE1554964070 | Administratively Determined Incentive Program | CRANBURY | 8512 | 11 | 13.37 | Residential | Behind the Meter | Yes | Net Metered Residential | SunnyMac LLC |  | PSE&G | Accepted | 2023-11-03 | 2023-12-04 | 2024-12-04 | Solar Panels | Q.PEAK DUO BLK ML-G10+ 405 | HANWHA |  | 0.405 | 2 | 31 | 27 |  | Fixed | Roof
NJADRE1554964070 | Administratively Determined Incentive Program | CRANBURY | 8512 | 11 | 13.37 | Residential | Behind the Meter | Yes | Net Metered Residential | SunnyMac LLC |  | PSE&G | Accepted | 2023-11-03 | 2023-12-04 | 2024-12-04 | Inverters | SE10000H-US | Solaredge | 10000 |  | 1 |  |  | 0.1 |  | Outdoor | next to meter
NJADRE1554964070 | Administratively Determined Incentive Program | CRANBURY | 8512 | 11 | 13.37 | Residential | Behind the Meter | Yes | Net Metered Residential | SunnyMac LLC |  | PSE&G | Accepted | 2023-11-03 | 2023-12-04 | 2024-12-04 | Meters | SE-RGMTR-1D-240C-B | Solaredge |  |  | 1 |  |  |  | Yes | Outdoor
NJADRE1554964080 | Administratively Determined Incentive Program | LIVINGSTON | 7039 | 9 | 11.2 | Residential | Behind the Meter | No | Net Metered Residential | Tesla Energy Operations Inc |  | PSE&G | Accepted | 2023-11-03 | 2023-12-04 | 2024-12-04 | Electric Storage Battery | Tesla | AC Powerwall 2.0 |  |  | 2 |  |  |  | Lithium Ion |  | Outside
NJADRE1554964080 | Administratively Determined Incentive Program | LIVINGSTON | 7039 | 9 | 11.2 | Residential | Behind the Meter | No | Net Metered Residential | Tesla Energy Operations Inc |  | PSE&G | Accepted | 2023-11-03 | 2023-12-04 | 2024-12-04 | Inverters | Tesla | #1850000-00-C | 7600 |  | 2 |  |  | 0.98 |  | Outside
NJADRE1554964080 | Administratively Determined Incentive Program | LIVINGSTON | 7039 | 9 | 11.2 | Residential | Behind the Meter | No | Net Metered Residential | Tesla Energy Operations Inc |  | PSE&G | Accepted | 2023-11-03 | 2023-12-04 | 2024-12-04 | Solar Panels | Hanwha | # Q.PEAK DUO BLK ML-G10+/TS 400 |  | 0.4 | 6 | 151 | 32 |  | Fixed | Roof
NJADRE1554964080 | Administratively Determined Incentive Program | LIVINGSTON | 7039 | 9 | 11.2 | Residential | Behind the Meter | No | Net Metered Residential | Tesla Energy Operations Inc |  | PSE&G | Accepted | 2023-11-03 | 2023-12-04 | 2024-12-04 | Solar Panels | Hanwha | # Q.PEAK DUO BLK ML-G10+/TS 400 |  | 0.4 | 9 | 241 | 32 |  | Fixed | Roof
NJADRE1554964080 | Administratively Determined Incentive Program | LIVINGSTON | 7039 | 9 | 11.2 | Residential | Behind the Meter | No | Net Metered Residential | Tesla Energy Operations Inc |  | PSE&G | Accepted | 2023-11-03 | 2023-12-04 | 2024-12-04 | Solar Panels | Hanwha | # Q.PEAK DUO BLK ML-G10+/TS 400 |  | 0.4 | 4 | 331 | 32 |  | Fixed | Roof
NJADRE1554964080 | Administratively Determined Incentive Program | LIVINGSTON | 7039 | 9 | 11.2 | Residential | Behind the Meter | No | Net Metered Residential | Tesla Energy Operations Inc |  | PSE&G | Accepted | 2023-11-03 | 2023-12-04 | 2024-12-04 | Solar Panels | Hanwha | # Q.PEAK DUO BLK ML-G10+/TS 400 |  | 0.4 | 3 | 61 | 32 |  | Fixed | Roof
NJADRE1554964080 | Administratively Determined Incentive Program | LIVINGSTON | 7039 | 9 | 11.2 | Residential | Behind the Meter | No | Net Metered Residential | Tesla Energy Operations Inc |  | PSE&G | Accepted | 2023-11-03 | 2023-12-04 | 2024-12-04 | Solar Panels | Hanwha | # Q.PEAK DUO BLK ML-G10+/TS 400 |  | 0.4 | 4 | 61 | 32 |  | Fixed | Roof
NJADRE1554964080 | Administratively Determined Incentive Program | LIVINGSTON | 7039 | 9 | 11.2 | Residential | Behind the Meter | No | Net Metered Residential | Tesla Energy Operations Inc |  | PSE&G | Accepted | 2023-11-03 | 2023-12-04 | 2024-12-04 | Solar Panels | Hanwha | # Q.PEAK DUO BLK ML-G10+/TS 400 |  | 0.4 | 2 | 61 | 32 |  | Fixed | Roof
NJADRE1554964081 | Administratively Determined Incentive Program | RANDOLPH | 7869 | 3 | 6.56 | Residential | Behind the Meter | No | Net Metered Residential | Infinity Solar Systems |  | JCP&L | Accepted | 2023-11-03 | 2023-12-04 | 2024-12-04 | Inverters | Enphase | IQ8Plus-72-2-US | 290 |  | 16 |  |  | 0.97 |  | Outdoor
NJADRE1554964081 | Administratively Determined Incentive Program | RANDOLPH | 7869 | 3 | 6.56 | Residential | Behind the Meter | No | Net Metered Residential | Infinity Solar Systems |  | JCP&L | Accepted | 2023-11-03 | 2023-12-04 | 2024-12-04 | Solar Panels | SEG Solar | SEG-410-BMD-HV |  | 0.41 | 16 | 100 | 25 |  | Fixed | Roof
NJADRE1554964084 | Administratively Determined Incentive Program | NORTH WILDWOOD | 8260 | 21 | 6.94 | Residential | Behind the Meter | Yes | Net Metered Residential | GenSun Solar |  | AC Electric | Accepted | 2023-11-03 | 2023-12-05 | 2024-12-05 | Inverters | SolarEdge | SE10000H-US | 240 |  | 1 |  |  | 0.9 |  | Outdoor
NJADRE1554964084 | Administratively Determined Incentive Program | NORTH WILDWOOD | 8260 | 21 | 6.94 | Residential | Behind the Meter | Yes | Net Metered Residential | GenSun Solar |  | AC Electric | Accepted | 2023-11-03 | 2023-12-05 | 2024-12-05 | Meters | SolarEdge | SE10000H-US |  |  | 1 |  |  |  | Yes
NJADRE1554964084 | Administratively Determined Incentive Program | NORTH WILDWOOD | 8260 | 21 | 6.94 | Residential | Behind the Meter | Yes | Net Metered Residential | GenSun Solar |  | AC Electric | Accepted | 2023-11-03 | 2023-12-05 | 2024-12-05 | Solar Panels | Hanwha | Q Peak Duo BLK-G10+365W |  | 0.365 | 19 | 130 | 30 |  | Fixed | Roof
NJADRE1554964093 | Administratively Determined Incentive Program | MATAWAN | 7747 | 17 | 12.15 | Residential | Behind the Meter | Yes | Net Metered Residential | Trinity Solar |  | JCP&L | Accepted | 2023-11-03 | 2023-12-01 | 2024-12-01 | Inverters | Solar Edge | SE10000H-US000BEi4 | 10000 |  | 1 |  |  | 0.97 |  | Outdoor
NJADRE1554964093 | Administratively Determined Incentive Program | MATAWAN | 7747 | 17 | 12.15 | Residential | Behind the Meter | Yes | Net Metered Residential | Trinity Solar |  | JCP&L | Accepted | 2023-11-03 | 2023-12-01 | 2024-12-01 | Solar Panels | HANAWHA | Q.PEAK DUO BLK ML-G10+ 405 |  | 0.405 | 16 | 104 | 23 |  | Fixed | Roof
NJADRE1554964093 | Administratively Determined Incentive Program | MATAWAN | 7747 | 17 | 12.15 | Residential | Behind the Meter | Yes | Net Metered Residential | Trinity Solar |  | JCP&L | Accepted | 2023-11-03 | 2023-12-01 | 2024-12-01 | Solar Panels | HANWHA | Q.PEAK DUO BLK ML-G10+ 405 |  | 0.405 | 11 | 104 | 23 |  | Fixed | Roof
NJADRE1554964093 | Administratively Determined Incentive Program | MATAWAN | 7747 | 17 | 12.15 | Residential | Behind the Meter | Yes | Net Metered Residential | Trinity Solar |  | JCP&L | Accepted | 2023-11-03 | 2023-12-01 | 2024-12-01 | Solar Panels | HANWHA | Q.PEAK DUO BLK ML-G10+ 405 |  | 0.405 | 3 | 104 | 23 |  | Fixed | Roof
NJADRE1554964094 | Administratively Determined Incentive Program | PENNSVILLE | 08070-2045 | 16 | 9.32 | Residential | Behind the Meter | Yes | Net Metered Residential | Pro Custom Solar dba Momentum Solar |  | AC Electric | Accepted | 2023-11-03 | 2023-12-01 | 2024-12-01 | Solar Panels | HANWHA | Q. PEAK DUO BLK ML-G10+405 |  | 0.405 | 11 | 76 | 26 |  | Fixed | Roof
NJADRE1554964094 | Administratively Determined Incentive Program | PENNSVILLE | 08070-2045 | 16 | 9.32 | Residential | Behind the Meter | Yes | Net Metered Residential | Pro Custom Solar dba Momentum Solar |  | AC Electric | Accepted | 2023-11-03 | 2023-12-01 | 2024-12-01 | Solar Panels | HANWHA | Q. PEAK DUO BLK ML-G10+405 |  | 0.405 | 12 | 256 | 27 |  | Fixed | Roof
NJADRE1554964094 | Administratively Determined Incentive Program | PENNSVILLE | 08070-2045 | 16 | 9.32 | Residential | Behind the Meter | Yes | Net Metered Residential | Pro Custom Solar dba Momentum Solar |  | AC Electric | Accepted | 2023-11-03 | 2023-12-01 | 2024-12-01 | Inverters | ENPHASE | IQ8PLUS-72-2-US | 290 |  | 23 |  |  | 0.97 |  | Outdoor
NJADRE1554964095 | Administratively Determined Incentive Program | HACKETTSTOWN | 7840 | 2 | 10.13 | Residential | Behind the Meter | No | Net Metered Residential | Trinity Solar |  | JCP&L | Accepted | 2023-11-03 | 2023-12-04 | 2024-12-04 | Inverters | Solar Edge | SE7600H-US | 7600 |  | 1 |  |  | 0.97 |  | Outdoor
NJADRE1554964095 | Administratively Determined Incentive Program | HACKETTSTOWN | 7840 | 2 | 10.13 | Residential | Behind the Meter | No | Net Metered Residential | Trinity Solar |  | JCP&L | Accepted | 2023-11-03 | 2023-12-04 | 2024-12-04 | Solar Panels | HANWHA | Q.PEAK DUO BLK ML-G10+ 405 |  | 0.405 | 9 | 266 | 40 |  | Fixed | Roof
NJADRE1554964095 | Administratively Determined Incentive Program | HACKETTSTOWN | 7840 | 2 | 10.13 | Residential | Behind the Meter | No | Net Metered Residential | Trinity Solar |  | JCP&L | Accepted | 2023-11-03 | 2023-12-04 | 2024-12-04 | Solar Panels | HANWHA | Q.PEAK DUO BLK ML-G10+ 405 |  | 0.405 | 8 | 176 | 30 |  | Fixed | Roof
NJADRE1554964095 | Administratively Determined Incentive Program | HACKETTSTOWN | 7840 | 2 | 10.13 | Residential | Behind the Meter | No | Net Metered Residential | Trinity Solar |  | JCP&L | Accepted | 2023-11-03 | 2023-12-04 | 2024-12-04 | Solar Panels | HANWHA | Q.PEAK DUO BLK ML-G10+ 405 |  | 0.405 | 4 | 86 | 40 |  | Fixed | Roof
NJADRE1554964095 | Administratively Determined Incentive Program | HACKETTSTOWN | 7840 | 2 | 10.13 | Residential | Behind the Meter | No | Net Metered Residential | Trinity Solar |  | JCP&L | Accepted | 2023-11-03 | 2023-12-04 | 2024-12-04 | Solar Panels | HANWHA | Q.PEAK DUO BLK ML-G10+ 405 |  | 0.405 | 4 | 176 | 30 |  | Fixed | Roof
NJADRE1554964099 | Administratively Determined Incentive Program | PATERSON | 7504 | 6 | 11.34 | Residential | Behind the Meter | Yes | Net Metered Residential | Trinity Solar |  | PSE&G | Accepted | 2023-11-03 | 2023-12-04 | 2024-12-04 | Inverters | SE10000H-US | SOLAR EDGE | 10000 |  | 1 |  |  | 0.97 |  | Outside
NJADRE1554964099 | Administratively Determined Incentive Program | PATERSON | 7504 | 6 | 11.34 | Residential | Behind the Meter | Yes | Net Metered Residential | Trinity Solar |  | PSE&G | Accepted | 2023-11-03 | 2023-12-04 | 2024-12-04 | Solar Panels | HANWHA 405 (Q.PEAK DUO BLK ML-G10+ 405) | HANWHA 405 (Q.PEAK DUO BLK ML-G10+ 405) |  | 0.405 | 21 | 99 | 51 |  | Fixed | Roof
NJADRE1554964099 | Administratively Determined Incentive Program | PATERSON | 7504 | 6 | 11.34 | Residential | Behind the Meter | Yes | Net Metered Residential | Trinity Solar |  | PSE&G | Accepted | 2023-11-03 | 2023-12-04 | 2024-12-04 | Solar Panels | HANWHA 405 (Q.PEAK DUO BLK ML-G10+ 405) | HANWHA 405 (Q.PEAK DUO BLK ML-G10+ 405) |  | 0.405 | 7 | 279 | 51 |  | Fixed | Roof
NJADRE1554964108 | Administratively Determined Incentive Program | BRIDGETON | 8302 | 20 | 12.3 | Residential | Behind the Meter | Yes | Net Metered Residential | Sun Up Zero Down |  | AC Electric | Accepted | 2023-11-03 | 2023-12-04 | 2024-12-04 | Meters | Enphase | TBD |  |  | 1 |  |  |  | Yes
NJADRE1554964108 | Administratively Determined Incentive Program | BRIDGETON | 8302 | 20 | 12.3 | Residential | Behind the Meter | Yes | Net Metered Residential | Sun Up Zero Down |  | AC Electric | Accepted | 2023-11-03 | 2023-12-04 | 2024-12-04 | Inverters | Enphase | IQ8PLUS-72-2-US | 290 |  | 30 |  |  | 0.976 |  | Outdoor
NJADRE1554964108 | Administratively Determined Incentive Program | BRIDGETON | 8302 | 20 | 12.3 | Residential | Behind the Meter | Yes | Net Metered Residential | Sun Up Zero Down |  | AC Electric | Accepted | 2023-11-03 | 2023-12-04 | 2024-12-04 | Solar Panels | Trina | TSM-410-NE09RC.05 Vertex S+ |  | 0.41 | 30 | 104 | 34 |  | Fixed | Roof
NJADRE1554964120 | Administratively Determined Incentive Program | WILLINGBORO | 8046 | 13 | 12 | Residential | Behind the Meter | No | Net Metered Residential | Power Energy Solutions |  | PSE&G | Accepted | 2023-11-21 | 2023-12-22 | 2024-12-22 | Inverters | SE10000H-US | SOLAREDGE | 10000 |  | 1 |  |  | 0.99 |  | Outside | ROOFTOP
NJADRE1554964120 | Administratively Determined Incentive Program | WILLINGBORO | 8046 | 13 | 12 | Residential | Behind the Meter | No | Net Metered Residential | Power Energy Solutions |  | PSE&G | Accepted | 2023-11-21 | 2023-12-22 | 2024-12-22 | Solar Panels | CS6R-400MS-HL HIKU6 BLACK MONO | CANNDAIN SOLAR |  | 0.4 | 12 | 238 | 30 |  | Fixed | Roof | ROOFTOP
NJADRE1554964120 | Administratively Determined Incentive Program | WILLINGBORO | 8046 | 13 | 12 | Residential | Behind the Meter | No | Net Metered Residential | Power Energy Solutions |  | PSE&G | Accepted | 2023-11-21 | 2023-12-22 | 2024-12-22 | Solar Panels | CS6R-400MS-HL HIKU6 BLACK MONO | CANNDAIN SOLAR |  | 0.4 | 6 | 238 | 30 |  | Fixed | Roof | ROOFTOP
NJADRE1554964120 | Administratively Determined Incentive Program | WILLINGBORO | 8046 | 13 | 12 | Residential | Behind the Meter | No | Net Metered Residential | Power Energy Solutions |  | PSE&G | Accepted | 2023-11-21 | 2023-12-22 | 2024-12-22 | Solar Panels | CS6R-400MS-HL HIKU6 BLACK MONO | CANNDAIN SOLAR |  | 0.4 | 3 | 239 | 17 |  | Fixed | Roof | ROOFTOP
NJADRE1554964120 | Administratively Determined Incentive Program | WILLINGBORO | 8046 | 13 | 12 | Residential | Behind the Meter | No | Net Metered Residential | Power Energy Solutions |  | PSE&G | Accepted | 2023-11-21 | 2023-12-22 | 2024-12-22 | Solar Panels | CS6R-400MS-HL HIKU6 BLACK MONO | CANNDAIN SOLAR |  | 0.4 | 9 | 58 | 30 |  | Fixed | Roof | ROOFTOP
NJADRE1554964125 | Administratively Determined Incentive Program | FREEHOLD | 7728 | 17 | 6.89 | Residential | Behind the Meter | Yes | Net Metered Residential | SunnyMac LLC |  | JCP&L | Accepted | 2023-11-03 | 2023-12-11 | 2024-12-11 | Solar Panels | Q.PEAK DUO BLK ML-G10+ 405 | HANWHA |  | 0.405 | 8 | 114 | 26 |  | Fixed | Roof
NJADRE1554964125 | Administratively Determined Incentive Program | FREEHOLD | 7728 | 17 | 6.89 | Residential | Behind the Meter | Yes | Net Metered Residential | SunnyMac LLC |  | JCP&L | Accepted | 2023-11-03 | 2023-12-11 | 2024-12-11 | Solar Panels | Q.PEAK DUO BLK ML-G10+ 405 | HANWHA |  | 0.405 | 9 | 114 | 21 |  | Fixed | Roof
NJADRE1554964125 | Administratively Determined Incentive Program | FREEHOLD | 7728 | 17 | 6.89 | Residential | Behind the Meter | Yes | Net Metered Residential | SunnyMac LLC |  | JCP&L | Accepted | 2023-11-03 | 2023-12-11 | 2024-12-11 | Inverters | SE5000H-US | Solaredge | 5000 |  | 1 |  |  | 0.1 |  | Outdoor | next to meter
NJADRE1554964160 | Administratively Determined Incentive Program | BRIDGETON | 8302 | 20 | 7.13 | Residential | Behind the Meter | Yes | Net Metered Residential | Sunrun Installation Services, Inc. |  | AC Electric | Accepted | 2023-11-03 | 2023-12-04 | 2024-12-04 | Inverters | SOLAREDGE TECHNOLOGIES | SE6000H-USSN | 6000 |  | 1 |  |  | 0.99 |  | Outdoor | Next To Meter
NJADRE1554964160 | Administratively Determined Incentive Program | BRIDGETON | 8302 | 20 | 7.13 | Residential | Behind the Meter | Yes | Net Metered Residential | Sunrun Installation Services, Inc. |  | AC Electric | Accepted | 2023-11-03 | 2023-12-04 | 2024-12-04 | Solar Panels | VIKRAM SOLAR | VSMDHT.60.375.05 |  | 0.375 | 8 | 242 | 45 |  | Fixed | Roof
NJADRE1554964160 | Administratively Determined Incentive Program | BRIDGETON | 8302 | 20 | 7.13 | Residential | Behind the Meter | Yes | Net Metered Residential | Sunrun Installation Services, Inc. |  | AC Electric | Accepted | 2023-11-03 | 2023-12-04 | 2024-12-04 | Solar Panels | VIKRAM SOLAR | VSMDHT.60.375.05 |  | 0.375 | 11 | 63 | 16 |  | Fixed | Roof
NJADRE1554964346 | Administratively Determined Incentive Program | SECAUCUS | 7094 | 8 | 6.08 | Residential | Behind the Meter | No | Net Metered Residential | Pro Custom Solar dba Momentum Solar |  | PSE&G | Accepted | 2023-11-03 | 2023-12-04 | 2024-12-04 | Solar Panels | Â Q. PEAK DUO BLK-G10+405 | hanwha |  | 0.405 | 5 | 217 | 13 |  | Fixed | Roof
NJADRE1554964346 | Administratively Determined Incentive Program | SECAUCUS | 7094 | 8 | 6.08 | Residential | Behind the Meter | No | Net Metered Residential | Pro Custom Solar dba Momentum Solar |  | PSE&G | Accepted | 2023-11-03 | 2023-12-04 | 2024-12-04 | Solar Panels | Â Q. PEAK DUO BLK-G10+405 | hawnha |  | 0.405 | 10 | 37 | 11 |  | Fixed | Roof
NJADRE1554964346 | Administratively Determined Incentive Program | SECAUCUS | 7094 | 8 | 6.08 | Residential | Behind the Meter | No | Net Metered Residential | Pro Custom Solar dba Momentum Solar |  | PSE&G | Accepted | 2023-11-03 | 2023-12-04 | 2024-12-04 | Inverters | IQ8PLUS-72-2-US | enphase | 290 |  | 15 |  |  | 0.97 |  | Outdoor
NJADRE1554964717 | Administratively Determined Incentive Program | Laurel Springs | 8610 | 12 | 9.02 | Residential | Behind the Meter | No | Net Metered Residential | Sun Up Zero Down |  | PSE&G | Accepted | 2023-11-03 | 2023-12-05 | 2024-12-05 | Inverters | Enphase | IQ8PLUS-72-2-US | 290 |  | 22 |  |  | 0.976 |  | Outdoor
NJADRE1554964717 | Administratively Determined Incentive Program | Laurel Springs | 8610 | 12 | 9.02 | Residential | Behind the Meter | No | Net Metered Residential | Sun Up Zero Down |  | PSE&G | Accepted | 2023-11-03 | 2023-12-05 | 2024-12-05 | Meters | Enphase | TBD |  |  | 1 |  |  |  | Yes
NJADRE1554964717 | Administratively Determined Incentive Program | Laurel Springs | 8610 | 12 | 9.02 | Residential | Behind the Meter | No | Net Metered Residential | Sun Up Zero Down |  | PSE&G | Accepted | 2023-11-03 | 2023-12-05 | 2024-12-05 | Solar Panels | Trina | TSM-410-NE09RC.05 Vertex S+ |  | 0.41 | 22 | 157 | 26 |  | Fixed | Roof
NJADRE1554965458 | Administratively Determined Incentive Program | BELLE MEAD | 8502 | 5 | 14.62 | Residential | Behind the Meter | Yes | Net Metered Residential | Rennergy LLC |  | PSE&G | Accepted | 2023-11-03 | 2023-12-11 | 2024-12-11 | Inverters | Enphase | IQ8M-72 240 | 325 |  | 37 |  |  | 0.978 |  | Outdoor | ROOFTOP
NJADRE1554965458 | Administratively Determined Incentive Program | BELLE MEAD | 8502 | 5 | 14.62 | Residential | Behind the Meter | Yes | Net Metered Residential | Rennergy LLC |  | PSE&G | Accepted | 2023-11-03 | 2023-12-11 | 2024-12-11 | Solar Panels | Trina Solar | TSM-395DE09C.07 |  | 0.395 | 37 | 215 | 34 |  | Fixed | Roof
NJADRE1554965538 | Administratively Determined Incentive Program | EDISON | 8837 | 11 | 5.48 | Residential | Behind the Meter | No | Net Metered Residential | Power Home Remodeling |  | PSE&G | Accepted | 2023-11-03 | 2023-12-05 | 2024-12-05 | Inverters | SolarEdge | SE3800H-US | 3800 |  | 1 |  |  | 0.99 |  | Outdoor
NJADRE1554965538 | Administratively Determined Incentive Program | EDISON | 8837 | 11 | 5.48 | Residential | Behind the Meter | No | Net Metered Residential | Power Home Remodeling |  | PSE&G | Accepted | 2023-11-03 | 2023-12-05 | 2024-12-05 | Meters | SolarEdge | Revenue Grade Data Ansi C12.20 |  |  | 1 |  |  |  | Yes | Outdoor
NJADRE1554965538 | Administratively Determined Incentive Program | EDISON | 8837 | 11 | 5.48 | Residential | Behind the Meter | No | Net Metered Residential | Power Home Remodeling |  | PSE&G | Accepted | 2023-11-03 | 2023-12-05 | 2024-12-05 | Solar Panels | QCell | Qcells Q.PEAKDUOBLK-G10+365 |  | 0.365 | 5 | 106 | 13 |  | Fixed | Roof
NJADRE1554965538 | Administratively Determined Incentive Program | EDISON | 8837 | 11 | 5.48 | Residential | Behind the Meter | No | Net Metered Residential | Power Home Remodeling |  | PSE&G | Accepted | 2023-11-03 | 2023-12-05 | 2024-12-05 | Solar Panels | QCell | Qcells Q.PEAKDUOBLK-G10+365 |  | 0.365 | 10 | 106 | 35 |  | Fixed | Roof
NJADRE1554965727 | Administratively Determined Incentive Program | TRENTON | 8610 | 12 | 5.27 | Residential | Behind the Meter | Yes | Net Metered Residential | Sunrun Installation Services, Inc. |  | PSE&G | Accepted | 2023-11-03 | 2023-12-04 | 2024-12-04 | Inverters | SOLAREDGE TECHNOLOGIES | SE3800H-USMN | 3800 |  | 1 |  |  | 0.992 |  | Outdoor | next to meter
NJADRE1554965727 | Administratively Determined Incentive Program | TRENTON | 8610 | 12 | 5.27 | Residential | Behind the Meter | Yes | Net Metered Residential | Sunrun Installation Services, Inc. |  | PSE&G | Accepted | 2023-11-03 | 2023-12-04 | 2024-12-04 | Solar Panels | HANWHA Q-CELLS | Q.PEAK DUO BLK ML-G10+ 405 |  | 0.405 | 13 | 119 | 33 |  | Fixed | Roof
NJADRE1554965813 | Administratively Determined Incentive Program | PENNSAUKEN | 8109 | 14 | 11.75 | Residential | Behind the Meter | Yes | Net Metered Residential | SunnyMac LLC |  | PSE&G | Accepted | 2023-11-03 | 2023-12-04 | 2024-12-04 | Solar Panels | Q.PEAK DUO BLK ML-G10+ 405 | HANWHA |  | 0.405 | 2 | 215 | 18 |  | Fixed | Roof
NJADRE1554965813 | Administratively Determined Incentive Program | PENNSAUKEN | 8109 | 14 | 11.75 | Residential | Behind the Meter | Yes | Net Metered Residential | SunnyMac LLC |  | PSE&G | Accepted | 2023-11-03 | 2023-12-04 | 2024-12-04 | Solar Panels | Q.PEAK DUO BLK ML-G10+ 405 | HANWHA |  | 0.405 | 15 | 125 | 18 |  | Fixed | Roof
NJADRE1554965813 | Administratively Determined Incentive Program | PENNSAUKEN | 8109 | 14 | 11.75 | Residential | Behind the Meter | Yes | Net Metered Residential | SunnyMac LLC |  | PSE&G | Accepted | 2023-11-03 | 2023-12-04 | 2024-12-04 | Solar Panels | Q.PEAK DUO BLK ML-G10+ 405 | HANWHA |  | 0.405 | 7 | 305 | 18 |  | Fixed | Roof
NJADRE1554965813 | Administratively Determined Incentive Program | PENNSAUKEN | 8109 | 14 | 11.75 | Residential | Behind the Meter | Yes | Net Metered Residential | SunnyMac LLC |  | PSE&G | Accepted | 2023-11-03 | 2023-12-04 | 2024-12-04 | Solar Panels | Q.PEAK DUO BLK ML-G10+ 405 | HANWHA |  | 0.405 | 5 | 35 | 18 |  | Fixed | Roof
NJADRE1554965813 | Administratively Determined Incentive Program | PENNSAUKEN | 8109 | 14 | 11.75 | Residential | Behind the Meter | Yes | Net Metered Residential | SunnyMac LLC |  | PSE&G | Accepted | 2023-11-03 | 2023-12-04 | 2024-12-04 | Inverters | SE10000H-US | Solaredge | 10000 |  | 1 |  |  | 0.1 |  | Outdoor | next to meter
NJADRE1554965813 | Administratively Determined Incentive Program | PENNSAUKEN | 8109 | 14 | 11.75 | Residential | Behind the Meter | Yes | Net Metered Residential | SunnyMac LLC |  | PSE&G | Accepted | 2023-11-03 | 2023-12-04 | 2024-12-04 | Meters | SE-RGMTR-1D-240C-B | Solaredge |  |  | 1 |  |  |  | Yes | Outdoor
NJADRE1554965962 | Administratively Determined Incentive Program | MARLBORO | 7746 | 17 | 13.77 | Residential | Behind the Meter | No | Net Metered Residential | Tesla Energy Operations Inc |  | PSE&G | Accepted | 2023-11-03 | 2023-12-04 | 2024-12-04 | Inverters | Tesla | 1538000-45-A | 7600 |  | 1 |  |  | 0.98 |  | Outside
NJADRE1554965962 | Administratively Determined Incentive Program | MARLBORO | 7746 | 17 | 13.77 | Residential | Behind the Meter | No | Net Metered Residential | Tesla Energy Operations Inc |  | PSE&G | Accepted | 2023-11-03 | 2023-12-04 | 2024-12-04 | Inverters | Tesla | 1538000-45-A | 3800 |  | 1 |  |  | 0.98 |  | Outside
NJADRE1554965962 | Administratively Determined Incentive Program | MARLBORO | 7746 | 17 | 13.77 | Residential | Behind the Meter | No | Net Metered Residential | Tesla Energy Operations Inc |  | PSE&G | Accepted | 2023-11-03 | 2023-12-04 | 2024-12-04 | Solar Panels | Hanwha | # Q.PEAK DUO BLK ML-G10+/TS 405 |  | 0.405 | 18 | 352 | 33 |  | Fixed | Roof
NJADRE1554965962 | Administratively Determined Incentive Program | MARLBORO | 7746 | 17 | 13.77 | Residential | Behind the Meter | No | Net Metered Residential | Tesla Energy Operations Inc |  | PSE&G | Accepted | 2023-11-03 | 2023-12-04 | 2024-12-04 | Solar Panels | Hanwha | # Q.PEAK DUO BLK ML-G10+/TS 405 |  | 0.405 | 4 | 172 | 34 |  | Fixed | Roof
NJADRE1554965962 | Administratively Determined Incentive Program | MARLBORO | 7746 | 17 | 13.77 | Residential | Behind the Meter | No | Net Metered Residential | Tesla Energy Operations Inc |  | PSE&G | Accepted | 2023-11-03 | 2023-12-04 | 2024-12-04 | Solar Panels | Hanwha | # Q.PEAK DUO BLK ML-G10+/TS 405 |  | 0.405 | 12 | 172 | 34 |  | Fixed | Roof
NJADRE1554965993 | Administratively Determined Incentive Program | LINCROFT | 7738 | 17 | 15.12 | Residential | Behind the Meter | No | Net Metered Residential | Green Sun Energy Services, LLC |  | JCP&L | Accepted | 2023-11-10 | 2023-12-12 | 2024-12-12 | Inverters | SolarEdge | SE11400H-US000NNC2 | 11400 |  | 1 |  |  | 0.99 |  | Outdoor
NJADRE1554965993 | Administratively Determined Incentive Program | LINCROFT | 7738 | 17 | 15.12 | Residential | Behind the Meter | No | Net Metered Residential | Green Sun Energy Services, LLC |  | JCP&L | Accepted | 2023-11-10 | 2023-12-12 | 2024-12-12 | Meters | SolarEdge | SE11400H-US000NNC2 | 11400 |  | 1 |  |  |  | Yes | Outdoor
NJADRE1554965993 | Administratively Determined Incentive Program | LINCROFT | 7738 | 17 | 15.12 | Residential | Behind the Meter | No | Net Metered Residential | Green Sun Energy Services, LLC |  | JCP&L | Accepted | 2023-11-10 | 2023-12-12 | 2024-12-12 | Solar Panels | REC | 420AA-PURE-R |  | 0.42 | 12 | 205 | 30 |  | Fixed | Roof
NJADRE1554965993 | Administratively Determined Incentive Program | LINCROFT | 7738 | 17 | 15.12 | Residential | Behind the Meter | No | Net Metered Residential | Green Sun Energy Services, LLC |  | JCP&L | Accepted | 2023-11-10 | 2023-12-12 | 2024-12-12 | Solar Panels | REC | 420AA-PURE-R |  | 0.42 | 14 | 205 | 30 |  | Fixed | Roof
NJADRE1554965993 | Administratively Determined Incentive Program | LINCROFT | 7738 | 17 | 15.12 | Residential | Behind the Meter | No | Net Metered Residential | Green Sun Energy Services, LLC |  | JCP&L | Accepted | 2023-11-10 | 2023-12-12 | 2024-12-12 | Solar Panels | REC | 420AA-PURE-R |  | 0.42 | 10 | 205 | 30 |  | Fixed | Roof
NJADRE1554965998 | Administratively Determined Incentive Program | DUMONT | 7628 | 7 | 13.12 | Residential | Behind the Meter | No | Net Metered Residential | Infinity Solar Systems |  | PSE&G | Accepted | 2023-11-03 | 2023-12-05 | 2024-12-05 | Inverters | Enphase | IQ8Plus-72-2-US | 290 |  | 32 |  |  | 0.97 |  | Outdoor
NJADRE1554965998 | Administratively Determined Incentive Program | DUMONT | 7628 | 7 | 13.12 | Residential | Behind the Meter | No | Net Metered Residential | Infinity Solar Systems |  | PSE&G | Accepted | 2023-11-03 | 2023-12-05 | 2024-12-05 | Solar Panels | SEG Solar | SEG-410-BMD-HV |  | 0.41 | 28 | 273 | 16 |  | Fixed | Roof
NJADRE1554965998 | Administratively Determined Incentive Program | DUMONT | 7628 | 7 | 13.12 | Residential | Behind the Meter | No | Net Metered Residential | Infinity Solar Systems |  | PSE&G | Accepted | 2023-11-03 | 2023-12-05 | 2024-12-05 | Solar Panels | SEG Solar | SEG-410-BMD-HV |  | 0.41 | 4 | 93 | 16 |  | Fixed | Roof
NJADRE1554966075 | Administratively Determined Incentive Program | BLOOMFIELD | 7003 | 9 | 6.16 | Residential | Behind the Meter | Yes | Net Metered Residential | Freedom Forever New Jersey LLC |  | PSE&G | Accepted | 2023-11-03 | 2023-12-05 | 2024-12-05 | Inverters | Solar Edge | SE5000H-USRGM | 5000 |  | 1 |  |  | 0.99 |  | Outdoor
NJADRE1554966075 | Administratively Determined Incentive Program | BLOOMFIELD | 7003 | 9 | 6.16 | Residential | Behind the Meter | Yes | Net Metered Residential | Freedom Forever New Jersey LLC |  | PSE&G | Accepted | 2023-11-03 | 2023-12-05 | 2024-12-05 | Solar Panels | Jinko Solar | JKM385M-6RL3-B |  | 0.385 | 8 | 110 | 15 |  | Fixed | Roof
NJADRE1554966075 | Administratively Determined Incentive Program | BLOOMFIELD | 7003 | 9 | 6.16 | Residential | Behind the Meter | Yes | Net Metered Residential | Freedom Forever New Jersey LLC |  | PSE&G | Accepted | 2023-11-03 | 2023-12-05 | 2024-12-05 | Solar Panels | Jinko Solar | JKM385M-6RL3-B |  | 0.385 | 8 | 290 | 15 |  | Fixed | Roof
NJADRE1554966079 | Administratively Determined Incentive Program | PINE BROOK | 7058 | 3 | 11.34 | Residential | Behind the Meter | No | Net Metered Residential | Tesla Energy Operations Inc |  | JCP&L | Accepted | 2023-11-03 | 2023-12-05 | 2024-12-05 | Electric Storage Battery | Tesla | AC Powerwall 2.0 |  |  | 1 |  |  |  | Lithium Ion |  | Outside
NJADRE1554966079 | Administratively Determined Incentive Program | PINE BROOK | 7058 | 3 | 11.34 | Residential | Behind the Meter | No | Net Metered Residential | Tesla Energy Operations Inc |  | JCP&L | Accepted | 2023-11-03 | 2023-12-05 | 2024-12-05 | Inverters | Tesla | #1850000-00-C | 7600 |  | 1 |  |  | 0.98 |  | Outside
NJADRE1554966079 | Administratively Determined Incentive Program | PINE BROOK | 7058 | 3 | 11.34 | Residential | Behind the Meter | No | Net Metered Residential | Tesla Energy Operations Inc |  | JCP&L | Accepted | 2023-11-03 | 2023-12-05 | 2024-12-05 | Inverters | Tesla | 1538000-45-A | 3800 |  | 1 |  |  | 0.98 |  | Outside
NJADRE1554966079 | Administratively Determined Incentive Program | PINE BROOK | 7058 | 3 | 11.34 | Residential | Behind the Meter | No | Net Metered Residential | Tesla Energy Operations Inc |  | JCP&L | Accepted | 2023-11-03 | 2023-12-05 | 2024-12-05 | Solar Panels | Hanwha | Â # Q.PEAK DUO BLK ML-G10+/TS 405 |  | 0.405 | 6 | 232 | 30 |  | Fixed | Roof
NJADRE1554966079 | Administratively Determined Incentive Program | PINE BROOK | 7058 | 3 | 11.34 | Residential | Behind the Meter | No | Net Metered Residential | Tesla Energy Operations Inc |  | JCP&L | Accepted | 2023-11-03 | 2023-12-05 | 2024-12-05 | Solar Panels | Hanwha | Â # Q.PEAK DUO BLK ML-G10+/TS 405 |  | 0.405 | 22 | 142 | 0 |  | Fixed | Roof
NJADRE1554966100 | Administratively Determined Incentive Program | MANALAPAN | 7726 | 17 | 11.75 | Residential | Behind the Meter | Yes | Net Metered Residential | SunnyMac LLC |  | JCP&L | Accepted | 2023-11-03 | 2023-12-13 | 2024-12-13 | Solar Panels | Q.PEAK DUO BLK ML-G10+ 405 | HANWHA |  | 0.405 | 15 | 173 | 28 |  | Fixed | Roof
NJADRE1554966100 | Administratively Determined Incentive Program | MANALAPAN | 7726 | 17 | 11.75 | Residential | Behind the Meter | Yes | Net Metered Residential | SunnyMac LLC |  | JCP&L | Accepted | 2023-11-03 | 2023-12-13 | 2024-12-13 | Solar Panels | Q.PEAK DUO BLK ML-G10+ 405 | HANWHA |  | 0.405 | 10 | 83 | 25 |  | Fixed | Roof
NJADRE1554966100 | Administratively Determined Incentive Program | MANALAPAN | 7726 | 17 | 11.75 | Residential | Behind the Meter | Yes | Net Metered Residential | SunnyMac LLC |  | JCP&L | Accepted | 2023-11-03 | 2023-12-13 | 2024-12-13 | Solar Panels | Q.PEAK DUO BLK ML-G10+ 405 | HANWHA |  | 0.405 | 4 | 263 | 25 |  | Fixed | Roof
NJADRE1554966100 | Administratively Determined Incentive Program | MANALAPAN | 7726 | 17 | 11.75 | Residential | Behind the Meter | Yes | Net Metered Residential | SunnyMac LLC |  | JCP&L | Accepted | 2023-11-03 | 2023-12-13 | 2024-12-13 | Inverters | SE10000H-US | Solaredge | 10000 |  | 1 |  |  | 0.1 |  | Outdoor | next to meter
NJADRE1554966100 | Administratively Determined Incentive Program | MANALAPAN | 7726 | 17 | 11.75 | Residential | Behind the Meter | Yes | Net Metered Residential | SunnyMac LLC |  | JCP&L | Accepted | 2023-11-03 | 2023-12-13 | 2024-12-13 | Meters | SE-RGMTR-1D-240C-B | Solaredge |  |  | 1 |  |  |  | Yes | Outdoor
NJADRE1554969109 | Administratively Determined Incentive Program | WILLINGBORO | 8046 | 13 | 7.7 | Residential | Behind the Meter | Yes | Net Metered Residential | SunnyMac LLC |  | PSE&G | Accepted | 2023-11-03 | 2023-12-13 | 2024-12-13 | Solar Panels | Q.PEAK DUO BLK ML-G10+ 405 | HANWHA |  | 0.405 | 14 | 251 | 26 |  | Fixed | Roof
NJADRE1554969109 | Administratively Determined Incentive Program | WILLINGBORO | 8046 | 13 | 7.7 | Residential | Behind the Meter | Yes | Net Metered Residential | SunnyMac LLC |  | PSE&G | Accepted | 2023-11-03 | 2023-12-13 | 2024-12-13 | Solar Panels | Q.PEAK DUO BLK ML-G10+ 405 | HANWHA |  | 0.405 | 5 | 71 | 26 |  | Fixed | Roof
NJADRE1554969109 | Administratively Determined Incentive Program | WILLINGBORO | 8046 | 13 | 7.7 | Residential | Behind the Meter | Yes | Net Metered Residential | SunnyMac LLC |  | PSE&G | Accepted | 2023-11-03 | 2023-12-13 | 2024-12-13 | Inverters | SE6000H-US | Solaredge | 6000 |  | 1 |  |  | 0.1 |  | Outdoor | next to meter
NJADRE1554970762 | Administratively Determined Incentive Program | WALL TOWNSHIP | 7719 | 17 | 4.05 | Residential | Behind the Meter | Yes | Net Metered Residential | Sunrun Installation Services, Inc. |  | JCP&L | Accepted | 2023-11-03 | 2023-12-04 | 2024-12-04 | Inverters | SolarEdge Technologies | SE3800H-USMN | 3800 |  | 1 |  |  | 0.96 |  | Outdoor | next to meter
NJADRE1554970762 | Administratively Determined Incentive Program | WALL TOWNSHIP | 7719 | 17 | 4.05 | Residential | Behind the Meter | Yes | Net Metered Residential | Sunrun Installation Services, Inc. |  | JCP&L | Accepted | 2023-11-03 | 2023-12-04 | 2024-12-04 | Solar Panels | Hanwha Q Cells | Q.PEAK DUO BLK ML-G10+ 405 |  | 0.405 | 10 | 43 | 40 |  | Fixed | Roof
NJADRE1554970797 | Administratively Determined Incentive Program | NEWARK | 7105 | 9 | 5.67 | Residential | Behind the Meter | Yes | Net Metered Residential | Pro Custom Solar dba Momentum Solar |  | PSE&G | Accepted | 2023-11-03 | 2023-12-04 | 2024-12-04 | Solar Panels | Â Q. PEAK DUO BLK-G10+405 | hawnha |  | 0.405 | 14 | 114 | 27 |  | Fixed | Roof
NJADRE1554970797 | Administratively Determined Incentive Program | NEWARK | 7105 | 9 | 5.67 | Residential | Behind the Meter | Yes | Net Metered Residential | Pro Custom Solar dba Momentum Solar |  | PSE&G | Accepted | 2023-11-03 | 2023-12-04 | 2024-12-04 | Inverters | IQ8PLUS-72-2-US | enphase | 290 |  | 14 |  |  | 0.97 |  | Outdoor
NJADRE1554970801 | Administratively Determined Incentive Program | MONROE | 8831 | 11 | 18.45 | Residential | Behind the Meter | No | Net Metered Residential | US Clean Energy Construction Inc. |  | JCP&L | Accepted | 2023-11-03 | 2023-12-05 | 2024-12-05 | Inverters | SMA AMERICA | SMA SB-7.7-US | 7700 |  | 2 |  |  | 0.98 |  | Outside
NJADRE1554970801 | Administratively Determined Incentive Program | MONROE | 8831 | 11 | 18.45 | Residential | Behind the Meter | No | Net Metered Residential | US Clean Energy Construction Inc. |  | JCP&L | Accepted | 2023-11-03 | 2023-12-05 | 2024-12-05 | Meters | Vision Metering | Cat VM-2E2A1P |  |  | 1 |  |  |  | Yes
NJADRE1554970801 | Administratively Determined Incentive Program | MONROE | 8831 | 11 | 18.45 | Residential | Behind the Meter | No | Net Metered Residential | US Clean Energy Construction Inc. |  | JCP&L | Accepted | 2023-11-03 | 2023-12-05 | 2024-12-05 | Solar Panels | Trina Solar | Trina 410W |  | 0.41 | 34 | 98 | 35 |  | Fixed | Roof
NJADRE1554970801 | Administratively Determined Incentive Program | MONROE | 8831 | 11 | 18.45 | Residential | Behind the Meter | No | Net Metered Residential | US Clean Energy Construction Inc. |  | JCP&L | Accepted | 2023-11-03 | 2023-12-05 | 2024-12-05 | Solar Panels | Trina Solar | Trina 410W |  | 0.41 | 11 | 278 | 35 |  | Fixed | Roof
NJADRE1554970825 | Administratively Determined Incentive Program | PATERSON | 7514 | 6 | 8.1 | Residential | Behind the Meter | Yes | Net Metered Residential | Pro Custom Solar dba Momentum Solar |  | PSE&G | Accepted | 2023-11-03 | 2023-12-04 | 2024-12-04 | Solar Panels | Â Q. PEAK DUO BLK-G10+405 | HANWHA |  | 0.405 | 7 | 99 | 23 |  | Fixed | Roof
NJADRE1554970825 | Administratively Determined Incentive Program | PATERSON | 7514 | 6 | 8.1 | Residential | Behind the Meter | Yes | Net Metered Residential | Pro Custom Solar dba Momentum Solar |  | PSE&G | Accepted | 2023-11-03 | 2023-12-04 | 2024-12-04 | Solar Panels | Â Q. PEAK DUO BLK-G10+405 | HAWNHA |  | 0.405 | 5 | 279 | 23 |  | Fixed | Roof
NJADRE1554970825 | Administratively Determined Incentive Program | PATERSON | 7514 | 6 | 8.1 | Residential | Behind the Meter | Yes | Net Metered Residential | Pro Custom Solar dba Momentum Solar |  | PSE&G | Accepted | 2023-11-03 | 2023-12-04 | 2024-12-04 | Solar Panels | Â Q. PEAK DUO BLK-G10+405 | HAWNHA |  | 0.405 | 2 | 99 | 27 |  | Fixed | Roof
NJADRE1554970825 | Administratively Determined Incentive Program | PATERSON | 7514 | 6 | 8.1 | Residential | Behind the Meter | Yes | Net Metered Residential | Pro Custom Solar dba Momentum Solar |  | PSE&G | Accepted | 2023-11-03 | 2023-12-04 | 2024-12-04 | Solar Panels | Â Q. PEAK DUO BLK-G10+405 | HAWNHA |  | 0.405 | 4 | 189 | 14 |  | Fixed | Roof
NJADRE1554970825 | Administratively Determined Incentive Program | PATERSON | 7514 | 6 | 8.1 | Residential | Behind the Meter | Yes | Net Metered Residential | Pro Custom Solar dba Momentum Solar |  | PSE&G | Accepted | 2023-11-03 | 2023-12-04 | 2024-12-04 | Solar Panels | Â Q. PEAK DUO BLK-G10+405 | HAWWHA |  | 0.405 | 2 | 279 | 26 |  | Fixed | Roof
NJADRE1554970825 | Administratively Determined Incentive Program | PATERSON | 7514 | 6 | 8.1 | Residential | Behind the Meter | Yes | Net Metered Residential | Pro Custom Solar dba Momentum Solar |  | PSE&G | Accepted | 2023-11-03 | 2023-12-04 | 2024-12-04 | Inverters | IQ8PLUS-72-2-US | ENPHASE | 290 |  | 20 |  |  | 0.97 |  | Outdoor
NJADRE1554970828 | Administratively Determined Incentive Program | Monroe | 8831 | 11 | 18.45 | Residential | Behind the Meter | No | Net Metered Residential | US Clean Energy Construction Inc. |  | JCP&L | Accepted | 2023-11-03 | 2023-12-05 | 2024-12-05 | Inverters | SMA AMERICA | SMA SB-7.7-US | 7700 |  | 2 |  |  | 0.98 |  | Outside
NJADRE1554970828 | Administratively Determined Incentive Program | Monroe | 8831 | 11 | 18.45 | Residential | Behind the Meter | No | Net Metered Residential | US Clean Energy Construction Inc. |  | JCP&L | Accepted | 2023-11-03 | 2023-12-05 | 2024-12-05 | Meters | VISION METERING | Cat VM-2E2A1P |  |  | 1 |  |  |  | Yes | Outdoor
NJADRE1554970828 | Administratively Determined Incentive Program | Monroe | 8831 | 11 | 18.45 | Residential | Behind the Meter | No | Net Metered Residential | US Clean Energy Construction Inc. |  | JCP&L | Accepted | 2023-11-03 | 2023-12-05 | 2024-12-05 | Solar Panels | Trina Solar | Trina 410W |  | 0.41 | 32 | 262 | 35 |  | Fixed | Roof
NJADRE1554970828 | Administratively Determined Incentive Program | Monroe | 8831 | 11 | 18.45 | Residential | Behind the Meter | No | Net Metered Residential | US Clean Energy Construction Inc. |  | JCP&L | Accepted | 2023-11-03 | 2023-12-05 | 2024-12-05 | Solar Panels | Trina Solar | Trina 410W |  | 0.41 | 13 | 82 | 35 |  | Fixed | Roof
NJADRE1554970851 | Administratively Determined Incentive Program | JERSEY CITY | 7305 | 8 | 7.7 | Residential | Behind the Meter | No | Net Metered Residential | Voltaic Solaire LLC |  | PSE&G | Accepted | 2023-11-07 | 2023-12-07 | 2024-12-07 | Inverters | Solar Edge | SE7600H-US | 7600 |  | 1 |  |  | 0.98 |  | Outside
NJADRE1554970851 | Administratively Determined Incentive Program | JERSEY CITY | 7305 | 8 | 7.7 | Residential | Behind the Meter | No | Net Metered Residential | Voltaic Solaire LLC |  | PSE&G | Accepted | 2023-11-07 | 2023-12-07 | 2024-12-07 | Solar Panels | Hanwha Q.Cells | Q.PEAK DUO |  | 0.405 | 19 | 130 | 3 |  | Fixed | Roof
NJADRE1554970874 | Administratively Determined Incentive Program | PERTH AMBOY | 8861 | 11 | 5.67 | Residential | Behind the Meter | Yes | Net Metered Residential | Sunrun Installation Services, Inc. |  | PSE&G | Accepted | 2023-11-03 | 2023-12-05 | 2024-12-05 | Solar Panels | Hanwha Q Cells | Q.PEAK DUO BLK ML-G10+ 405 |  | 0.405 | 14 | 163 | 21 |  | Fixed | Roof
NJADRE1554970874 | Administratively Determined Incentive Program | PERTH AMBOY | 8861 | 11 | 5.67 | Residential | Behind the Meter | Yes | Net Metered Residential | Sunrun Installation Services, Inc. |  | PSE&G | Accepted | 2023-11-03 | 2023-12-05 | 2024-12-05 | Inverters | SOLAREDGE TECHNOLOGIES | SE3800H-USMN | 3800 |  | 1 |  |  | 0.99 |  | Outdoor | next to meter
NJADRE1554984427 | Administratively Determined Incentive Program | WOODBURY | 8096 | 15 | 9.6 | Residential | Behind the Meter | Yes | Net Metered Residential | Suntuity Solar LLC |  | PSE&G | Accepted | 2023-11-04 | 2023-12-05 | 2024-12-05 | Inverters | ENPHASE | IQ8PLUS-72-2-US | 290 |  | 24 |  |  | 0.97 |  | Outdoor | Behind the PV modules
NJADRE1554984427 | Administratively Determined Incentive Program | WOODBURY | 8096 | 15 | 9.6 | Residential | Behind the Meter | Yes | Net Metered Residential | Suntuity Solar LLC |  | PSE&G | Accepted | 2023-11-04 | 2023-12-05 | 2024-12-05 | Solar Panels | CANADIAN SOLAR | CS6R-400MS-HL |  | 0.4 | 12 | 288 | 8 |  | Fixed | Roof
NJADRE1554984427 | Administratively Determined Incentive Program | WOODBURY | 8096 | 15 | 9.6 | Residential | Behind the Meter | Yes | Net Metered Residential | Suntuity Solar LLC |  | PSE&G | Accepted | 2023-11-04 | 2023-12-05 | 2024-12-05 | Solar Panels | CANADIAN SOLAR | CS6R-400MS-HL |  | 0.4 | 12 | 108 | 35 |  | Fixed | Roof
NJADRE1554984432 | Administratively Determined Incentive Program | BRIDGETON | 8302 | 20 | 15.2 | Residential | Behind the Meter | Yes | Net Metered Residential | Suntuity Solar LLC |  | AC Electric | Accepted | 2023-11-04 | 2023-12-05 | 2024-12-05 | Inverters | (38)ENPHASE | IQ8PLUS-72-2-US | 290 |  | 38 |  |  | 0.97 |  | Outdoor | Behind the PV modules
NJADRE1554984432 | Administratively Determined Incentive Program | BRIDGETON | 8302 | 20 | 15.2 | Residential | Behind the Meter | Yes | Net Metered Residential | Suntuity Solar LLC |  | AC Electric | Accepted | 2023-11-04 | 2023-12-05 | 2024-12-05 | Solar Panels | (38)CANADIAN SOLAR | CS6R-400MS-HL |  | 0.4 | 18 | 72 | 22 |  | Fixed | Roof
NJADRE1554984432 | Administratively Determined Incentive Program | BRIDGETON | 8302 | 20 | 15.2 | Residential | Behind the Meter | Yes | Net Metered Residential | Suntuity Solar LLC |  | AC Electric | Accepted | 2023-11-04 | 2023-12-05 | 2024-12-05 | Solar Panels | (38)CANADIAN SOLAR | CS6R-400MS-HL |  | 0.4 | 20 | 252 | 22 |  | Fixed | Roof
NJADRE1554986237 | Administratively Determined Incentive Program | NEWARK | 7112 | 9 | 3.12 | Residential | Behind the Meter | No | Net Metered Residential | Fusion Solar Energy |  | PSE&G | Accepted | 2023-11-04 | 2023-12-05 | 2024-12-05 | Inverters | ENPHASE | IQ7PLUS-72-2-US | 290 |  | 8 |  |  | 0.94 |  | Outside
NJADRE1554986237 | Administratively Determined Incentive Program | NEWARK | 7112 | 9 | 3.12 | Residential | Behind the Meter | No | Net Metered Residential | Fusion Solar Energy |  | PSE&G | Accepted | 2023-11-04 | 2023-12-05 | 2024-12-05 | Solar Panels | JA SOLAR | JAM54S31-390/MR |  | 0.39 | 8 | 216 | 21 |  | Fixed | Roof
NJADRE1554987106 | Administratively Determined Incentive Program | POINT PLEASANT BEACH | 8742 | 18 | 9.6 | Residential | Behind the Meter | Yes | Net Metered Residential | Solar Mite Solutions |  | JCP&L | Accepted | 2023-11-05 | 2023-12-05 | 2024-12-05 | Inverters | Enphase | IQ8PLUS-72-2 | 290 |  | 24 |  |  | 0.98 |  | Outdoor
NJADRE1554987106 | Administratively Determined Incentive Program | POINT PLEASANT BEACH | 8742 | 18 | 9.6 | Residential | Behind the Meter | Yes | Net Metered Residential | Solar Mite Solutions |  | JCP&L | Accepted | 2023-11-05 | 2023-12-05 | 2024-12-05 | Solar Panels | Canadian Solar | CS6R |  | 0.4 | 16 | 264 | 27 |  | Fixed | Roof | Array 1
NJADRE1554987106 | Administratively Determined Incentive Program | POINT PLEASANT BEACH | 8742 | 18 | 9.6 | Residential | Behind the Meter | Yes | Net Metered Residential | Solar Mite Solutions |  | JCP&L | Accepted | 2023-11-05 | 2023-12-05 | 2024-12-05 | Solar Panels | Canadian Solar | CS6R |  | 0.4 | 3 | 84 | 27 |  | Fixed | Roof | Array 2
NJADRE1554987106 | Administratively Determined Incentive Program | POINT PLEASANT BEACH | 8742 | 18 | 9.6 | Residential | Behind the Meter | Yes | Net Metered Residential | Solar Mite Solutions |  | JCP&L | Accepted | 2023-11-05 | 2023-12-05 | 2024-12-05 | Solar Panels | Canadian Solar | CS6R |  | 0.4 | 5 | 174 | 27 |  | Fixed | Roof | Array 3
NJADRE1554987890 | Administratively Determined Incentive Program | MANVILLE | 8835 | 5 | 6.8 | Residential | Behind the Meter | Yes | Net Metered Residential | Suntuity Solar LLC |  | PSE&G | Accepted | 2023-11-06 | 2023-12-05 | 2024-12-05 | Inverters | ENPHASE | IQ8PLUS-72-2-US | 290 |  | 17 |  |  | 0.97 |  | Outdoor | Behind the PV modules
NJADRE1554987890 | Administratively Determined Incentive Program | MANVILLE | 8835 | 5 | 6.8 | Residential | Behind the Meter | Yes | Net Metered Residential | Suntuity Solar LLC |  | PSE&G | Accepted | 2023-11-06 | 2023-12-05 | 2024-12-05 | Solar Panels | CANADIANSOLAR | CS6R-400MS-HL |  | 0.4 | 10 | 268 | 34 |  | Fixed | Roof
NJADRE1554987890 | Administratively Determined Incentive Program | MANVILLE | 8835 | 5 | 6.8 | Residential | Behind the Meter | Yes | Net Metered Residential | Suntuity Solar LLC |  | PSE&G | Accepted | 2023-11-06 | 2023-12-05 | 2024-12-05 | Solar Panels | CANADIANSOLAR | CS6R-400MS-HL |  | 0.4 | 7 | 88 | 37 |  | Fixed | Roof
NJADRE1554987901 | Administratively Determined Incentive Program | EWING | 8618 | 12 | 6.48 | Residential | Behind the Meter | Yes | Net Metered Residential | Sunrun Installation Services, Inc. |  | PSE&G | Accepted | 2023-11-06 | 2023-12-05 | 2024-12-05 | Inverters | SOLAREDGE TECHNOLOGIES | SE6000H-USSN | 6000 |  | 1 |  |  | 0.992 |  | Outdoor | next to meter
NJADRE1554987901 | Administratively Determined Incentive Program | EWING | 8618 | 12 | 6.48 | Residential | Behind the Meter | Yes | Net Metered Residential | Sunrun Installation Services, Inc. |  | PSE&G | Accepted | 2023-11-06 | 2023-12-05 | 2024-12-05 | Solar Panels | HANWHA Q-CELLS | Q.PEAK DUO BLK ML-G10+ 405 |  | 0.405 | 16 | 195 | 22 |  | Fixed | Roof
NJADRE1554987902 | Administratively Determined Incentive Program | MONMOUTH JUNCTION | 8852 | 11 | 8.91 | Residential | Behind the Meter | Yes | Net Metered Residential | SunnyMac LLC |  | PSE&G | Accepted | 2023-11-06 | 2023-12-06 | 2024-12-06 | Solar Panels | Q.PEAK DUO BLK ML-G10+ 405 | HANWHA |  | 0.405 | 22 | 61.7 | 1 |  | Fixed | Roof
NJADRE1554987902 | Administratively Determined Incentive Program | MONMOUTH JUNCTION | 8852 | 11 | 8.91 | Residential | Behind the Meter | Yes | Net Metered Residential | SunnyMac LLC |  | PSE&G | Accepted | 2023-11-06 | 2023-12-06 | 2024-12-06 | Inverters | SE7600H-US | Solaredge | 7600 |  | 1 |  |  | 0.1 |  | Outdoor | next to meter
NJADRE1554987902 | Administratively Determined Incentive Program | MONMOUTH JUNCTION | 8852 | 11 | 8.91 | Residential | Behind the Meter | Yes | Net Metered Residential | SunnyMac LLC |  | PSE&G | Accepted | 2023-11-06 | 2023-12-06 | 2024-12-06 | Meters | SE-RGMTR-1D-240C-B | Solaredge |  |  | 1 |  |  |  | Yes | Outdoor
NJADRE1554987908 | Administratively Determined Incentive Program | UNION | 7083 | 10 | 4.46 | Residential | Behind the Meter | Yes | Net Metered Residential | SunnyMac LLC |  | PSE&G | Accepted | 2023-11-06 | 2023-12-05 | 2024-12-05 | Solar Panels | Q.PEAK DUO BLK ML-G10+ 405 | HANWHA |  | 0.405 | 9 | 135 | 32 |  | Fixed | Roof
NJADRE1554987908 | Administratively Determined Incentive Program | UNION | 7083 | 10 | 4.46 | Residential | Behind the Meter | Yes | Net Metered Residential | SunnyMac LLC |  | PSE&G | Accepted | 2023-11-06 | 2023-12-05 | 2024-12-05 | Solar Panels | Q.PEAK DUO BLK ML-G10+ 405 | HANWHA |  | 0.405 | 2 | 315 | 32 |  | Fixed | Roof
NJADRE1554987908 | Administratively Determined Incentive Program | UNION | 7083 | 10 | 4.46 | Residential | Behind the Meter | Yes | Net Metered Residential | SunnyMac LLC |  | PSE&G | Accepted | 2023-11-06 | 2023-12-05 | 2024-12-05 | Inverters | SE3800H-US | Solaredge | 3800 |  | 1 |  |  | 0.1 |  | Outdoor | next to meter
NJADRE1554987928 | Administratively Determined Incentive Program | NEWARK | 7106 | 9 | 6.89 | Residential | Behind the Meter | Yes | Net Metered Residential | SunnyMac LLC |  | PSE&G | Accepted | 2023-11-06 | 2023-12-05 | 2024-12-05 | Solar Panels | Q.PEAK DUO BLK ML-G10+ 405 | HANWHA |  | 0.405 | 17 | 114 | 5 |  | Fixed | Roof
NJADRE1554987928 | Administratively Determined Incentive Program | NEWARK | 7106 | 9 | 6.89 | Residential | Behind the Meter | Yes | Net Metered Residential | SunnyMac LLC |  | PSE&G | Accepted | 2023-11-06 | 2023-12-05 | 2024-12-05 | Inverters | SE6000H-US | Solaredge | 6000 |  | 1 |  |  | 0.1 |  | Outdoor | next to meter
NJADRE1554987930 | Administratively Determined Incentive Program | TENAFLY | 7670 | 7 | 14.7 | Residential | Behind the Meter | No | Net Metered Residential | EMT Renewables |  | PSE&G | Accepted | 2023-11-06 | 2023-12-05 | 2024-12-05 | Inverters | ENPHASE | IQ7x | 315 |  | 35 |  |  | 0.98 |  | Other | UNDER EACH PANEL
NJADRE1554987930 | Administratively Determined Incentive Program | TENAFLY | 7670 | 7 | 14.7 | Residential | Behind the Meter | No | Net Metered Residential | EMT Renewables |  | PSE&G | Accepted | 2023-11-06 | 2023-12-05 | 2024-12-05 | Solar Panels | REC ALPHA | REC 420 |  | 0.42 | 11 | 192 | 28 |  | Fixed | Roof
NJADRE1554987930 | Administratively Determined Incentive Program | TENAFLY | 7670 | 7 | 14.7 | Residential | Behind the Meter | No | Net Metered Residential | EMT Renewables |  | PSE&G | Accepted | 2023-11-06 | 2023-12-05 | 2024-12-05 | Solar Panels | REC ALPHA | REC 420 |  | 0.42 | 12 | 282 | 29 |  | Fixed | Roof
NJADRE1554987930 | Administratively Determined Incentive Program | TENAFLY | 7670 | 7 | 14.7 | Residential | Behind the Meter | No | Net Metered Residential | EMT Renewables |  | PSE&G | Accepted | 2023-11-06 | 2023-12-05 | 2024-12-05 | Solar Panels | REC ALPHA | REC 420 |  | 0.42 | 12 | 12 | 27 |  | Fixed | Roof
NJADRE1554987957 | Administratively Determined Incentive Program | PENNSVILLE | 8070 | 16 | 6.3 | Residential | Behind the Meter | Yes | Net Metered Residential | EMT Renewables |  | AC Electric | Accepted | 2023-11-06 | 2023-12-05 | 2024-12-05 | Inverters | ENPHASE | IQ7x | 315 |  | 15 |  |  | 0.98 |  | Other | UNDER EACH PANEL
NJADRE1554987957 | Administratively Determined Incentive Program | PENNSVILLE | 8070 | 16 | 6.3 | Residential | Behind the Meter | Yes | Net Metered Residential | EMT Renewables |  | AC Electric | Accepted | 2023-11-06 | 2023-12-05 | 2024-12-05 | Solar Panels | REC ALPHA | REC 420 |  | 0.42 | 8 | 256 | 43 |  | Fixed | Roof
NJADRE1554987957 | Administratively Determined Incentive Program | PENNSVILLE | 8070 | 16 | 6.3 | Residential | Behind the Meter | Yes | Net Metered Residential | EMT Renewables |  | AC Electric | Accepted | 2023-11-06 | 2023-12-05 | 2024-12-05 | Solar Panels | REC ALPHA | REC 420 |  | 0.42 | 7 | 166 | 46 |  | Fixed | Roof
NJADRE1554987992 | Administratively Determined Incentive Program | NEWFOUNDLAND | 7435 | 6 | 6.89 | Residential | Behind the Meter | Yes | Net Metered Residential | Pro Custom Solar dba Momentum Solar |  | JCP&L | Accepted | 2023-11-06 | 2023-12-05 | 2024-12-05 | Solar Panels | HANWHA | Q. PEAK DUO BLK ML-G10+405 |  | 0.405 | 6 | 214 | 37 |  | Fixed | Roof
NJADRE1554987992 | Administratively Determined Incentive Program | NEWFOUNDLAND | 7435 | 6 | 6.89 | Residential | Behind the Meter | Yes | Net Metered Residential | Pro Custom Solar dba Momentum Solar |  | JCP&L | Accepted | 2023-11-06 | 2023-12-05 | 2024-12-05 | Solar Panels | HANWHA | Q. PEAK DUO BLK ML-G10+405 |  | 0.405 | 3 | 304 | 36 |  | Fixed | Roof
NJADRE1554987992 | Administratively Determined Incentive Program | NEWFOUNDLAND | 7435 | 6 | 6.89 | Residential | Behind the Meter | Yes | Net Metered Residential | Pro Custom Solar dba Momentum Solar |  | JCP&L | Accepted | 2023-11-06 | 2023-12-05 | 2024-12-05 | Solar Panels | HANWHA | Q. PEAK DUO BLK ML-G10+405 |  | 0.405 | 3 | 124 | 36 |  | Fixed | Roof
NJADRE1554987992 | Administratively Determined Incentive Program | NEWFOUNDLAND | 7435 | 6 | 6.89 | Residential | Behind the Meter | Yes | Net Metered Residential | Pro Custom Solar dba Momentum Solar |  | JCP&L | Accepted | 2023-11-06 | 2023-12-05 | 2024-12-05 | Solar Panels | HANWHA | Q. PEAK DUO BLK ML-G10+405 |  | 0.405 | 5 | 123 | 22 |  | Fixed | Roof
NJADRE1554987992 | Administratively Determined Incentive Program | NEWFOUNDLAND | 7435 | 6 | 6.89 | Residential | Behind the Meter | Yes | Net Metered Residential | Pro Custom Solar dba Momentum Solar |  | JCP&L | Accepted | 2023-11-06 | 2023-12-05 | 2024-12-05 | Inverters | ENPHASE | IQ8PLUS-72-2-US | 290 |  | 17 |  |  | 0.97 |  | Outdoor
NJADRE1554988001 | Administratively Determined Incentive Program | MEDFORD | 8055 | 13 | 8.51 | Residential | Behind the Meter | Yes | Net Metered Residential | Pro Custom Solar dba Momentum Solar |  | AC Electric | Accepted | 2023-11-06 | 2023-12-05 | 2024-12-05 | Solar Panels | Â Q. PEAK DUO BLK-G10+405 | hawnha |  | 0.405 | 8 | 202 | 22 |  | Fixed | Roof
NJADRE1554988001 | Administratively Determined Incentive Program | MEDFORD | 8055 | 13 | 8.51 | Residential | Behind the Meter | Yes | Net Metered Residential | Pro Custom Solar dba Momentum Solar |  | AC Electric | Accepted | 2023-11-06 | 2023-12-05 | 2024-12-05 | Solar Panels | Â Q. PEAK DUO BLK-G10+405 | hawnha |  | 0.405 | 13 | 291 | 23 |  | Fixed | Roof
NJADRE1554988001 | Administratively Determined Incentive Program | MEDFORD | 8055 | 13 | 8.51 | Residential | Behind the Meter | Yes | Net Metered Residential | Pro Custom Solar dba Momentum Solar |  | AC Electric | Accepted | 2023-11-06 | 2023-12-05 | 2024-12-05 | Inverters | IQ8PLUS-72-2-US | enphase | 290 |  | 21 |  |  | 0.97 |  | Outdoor
NJADRE1554988018 | Administratively Determined Incentive Program | WHARTON | 7885 | 3 | 16.38 | Residential | Behind the Meter | Yes | Net Metered Residential | EMT Renewables |  | JCP&L | Accepted | 2023-11-06 | 2023-12-05 | 2024-12-05 | Inverters | ENPHASE | IQ7x | 315 |  | 39 |  |  | 0.98 |  | Other | UNDER EACH PANEL
NJADRE1554988018 | Administratively Determined Incentive Program | WHARTON | 7885 | 3 | 16.38 | Residential | Behind the Meter | Yes | Net Metered Residential | EMT Renewables |  | JCP&L | Accepted | 2023-11-06 | 2023-12-05 | 2024-12-05 | Solar Panels | REC ALPHA | REC 420 |  | 0.42 | 21 | 52 | 21 |  | Fixed | Roof
NJADRE1554988018 | Administratively Determined Incentive Program | WHARTON | 7885 | 3 | 16.38 | Residential | Behind the Meter | Yes | Net Metered Residential | EMT Renewables |  | JCP&L | Accepted | 2023-11-06 | 2023-12-05 | 2024-12-05 | Solar Panels | REC ALPHA | REC 420 |  | 0.42 | 18 | 232 | 21 |  | Fixed | Roof
NJADRE1554988019 | Administratively Determined Incentive Program | CLIFFSIDE PARK | 7010 | 7 | 8.4 | Residential | Behind the Meter | No | Net Metered Residential | Power Home Remodeling |  | PSE&G | Accepted | 2023-11-06 | 2023-12-05 | 2024-12-05 | Inverters | SolarEdge | SE6000H-US | 6000 |  | 1 |  |  | 0.99 |  | Outdoor
NJADRE1554988019 | Administratively Determined Incentive Program | CLIFFSIDE PARK | 7010 | 7 | 8.4 | Residential | Behind the Meter | No | Net Metered Residential | Power Home Remodeling |  | PSE&G | Accepted | 2023-11-06 | 2023-12-05 | 2024-12-05 | Meters | SolarEdge | Revenue Grade Data Ansi C12.20 |  |  | 1 |  |  |  | Yes | Outdoor
NJADRE1554988019 | Administratively Determined Incentive Program | CLIFFSIDE PARK | 7010 | 7 | 8.4 | Residential | Behind the Meter | No | Net Metered Residential | Power Home Remodeling |  | PSE&G | Accepted | 2023-11-06 | 2023-12-05 | 2024-12-05 | Solar Panels | QCell | Q.PEAKDUOBLK-G10+365 |  | 0.365 | 11 | 216 | 21 |  | Fixed | Roof
NJADRE1554988019 | Administratively Determined Incentive Program | CLIFFSIDE PARK | 7010 | 7 | 8.4 | Residential | Behind the Meter | No | Net Metered Residential | Power Home Remodeling |  | PSE&G | Accepted | 2023-11-06 | 2023-12-05 | 2024-12-05 | Solar Panels | QCell | Q.PEAKDUOBLK-G10+365 |  | 0.365 | 12 | 36 | 21 |  | Fixed | Roof
NJADRE1554988057 | Administratively Determined Incentive Program | BLOOMFIELD | 7003 | 9 | 7.29 | Residential | Behind the Meter | Yes | Net Metered Residential | Pro Custom Solar dba Momentum Solar |  | PSE&G | Accepted | 2023-11-06 | 2023-12-05 | 2024-12-05 | Solar Panels | Â Q. PEAK DUO BLK-G10+405 | hanwha |  | 0.405 | 11 | 70 | 49 |  | Fixed | Roof
NJADRE1554988057 | Administratively Determined Incentive Program | BLOOMFIELD | 7003 | 9 | 7.29 | Residential | Behind the Meter | Yes | Net Metered Residential | Pro Custom Solar dba Momentum Solar |  | PSE&G | Accepted | 2023-11-06 | 2023-12-05 | 2024-12-05 | Solar Panels | Â Q. PEAK DUO BLK-G10+405 | hanwha |  | 0.405 | 7 | 250 | 50 |  | Fixed | Roof
NJADRE1554988057 | Administratively Determined Incentive Program | BLOOMFIELD | 7003 | 9 | 7.29 | Residential | Behind the Meter | Yes | Net Metered Residential | Pro Custom Solar dba Momentum Solar |  | PSE&G | Accepted | 2023-11-06 | 2023-12-05 | 2024-12-05 | Inverters | Â Q. PEAK DUO BLK-G10+405 | enphase | 290 |  | 18 |  |  | 0.97 |  | Outdoor
NJADRE1554988068 | Administratively Determined Incentive Program | JERSEY CITY | 7304 | 8 | 5.27 | Residential | Behind the Meter | Yes | Net Metered Residential | Trinity Solar |  | PSE&G | Accepted | 2023-11-06 | 2023-12-05 | 2024-12-05 | Inverters | Solar Edge | SE5000H-US | 5 |  | 1 |  |  | 0.97 |  | Outdoor
NJADRE1554988068 | Administratively Determined Incentive Program | JERSEY CITY | 7304 | 8 | 5.27 | Residential | Behind the Meter | Yes | Net Metered Residential | Trinity Solar |  | PSE&G | Accepted | 2023-11-06 | 2023-12-05 | 2024-12-05 | Solar Panels | HANWHA | Q.PEAK DUO BLK ML-G10+ 405 |  | 0.405 | 13 | 300 | 5 |  | Fixed | Roof
NJADRE1554988096 | Administratively Determined Incentive Program | WAYNE | 7470 | 6 | 10.13 | Residential | Behind the Meter | No | Net Metered Residential | Tesla Energy Operations Inc |  | PSE&G | Accepted | 2023-11-06 | 2023-12-05 | 2024-12-05 | Inverters | Tesla | 1707000-25-G | 11500 |  | 2 |  |  | 0.97 |  | Outside
NJADRE1554988096 | Administratively Determined Incentive Program | WAYNE | 7470 | 6 | 10.13 | Residential | Behind the Meter | No | Net Metered Residential | Tesla Energy Operations Inc |  | PSE&G | Accepted | 2023-11-06 | 2023-12-05 | 2024-12-05 | Solar Panels | Hanwha | Q.PEAK DUO BLK ML-G10+/TS 405 |  | 0.405 | 16 | 77 | 34 |  | Fixed | Roof
NJADRE1554988096 | Administratively Determined Incentive Program | WAYNE | 7470 | 6 | 10.13 | Residential | Behind the Meter | No | Net Metered Residential | Tesla Energy Operations Inc |  | PSE&G | Accepted | 2023-11-06 | 2023-12-05 | 2024-12-05 | Solar Panels | Hanwha | Q.PEAK DUO BLK ML-G10+/TS 405 |  | 0.405 | 9 | 257 | 34 |  | Fixed | Roof
NJADRE1554988096 | Administratively Determined Incentive Program | WAYNE | 7470 | 6 | 10.13 | Residential | Behind the Meter | No | Net Metered Residential | Tesla Energy Operations Inc |  | PSE&G | Accepted | 2023-11-06 | 2023-12-05 | 2024-12-05 | Electric Storage Battery | Tesla | Powerwall 3 |  |  | 2 |  |  |  | Lithium Ion |  | Outside
NJADRE1554988097 | Administratively Determined Incentive Program | GALLOWAY | 8205 | 19 | 9.84 | Residential | Behind the Meter | Yes | Net Metered Residential | Sun Up Zero Down LLC |  | AC Electric | Accepted | 2023-11-07 | 2023-12-07 | 2024-12-07 | Inverters | Enphase | IQ8PLUS-72-2-US | 290 |  | 24 |  |  | 0.976 |  | Outdoor
NJADRE1554988097 | Administratively Determined Incentive Program | GALLOWAY | 8205 | 19 | 9.84 | Residential | Behind the Meter | Yes | Net Metered Residential | Sun Up Zero Down LLC |  | AC Electric | Accepted | 2023-11-07 | 2023-12-07 | 2024-12-07 | Meters | Enphase | TBD |  |  | 1 |  |  |  | Yes
NJADRE1554988097 | Administratively Determined Incentive Program | GALLOWAY | 8205 | 19 | 9.84 | Residential | Behind the Meter | Yes | Net Metered Residential | Sun Up Zero Down LLC |  | AC Electric | Accepted | 2023-11-07 | 2023-12-07 | 2024-12-07 | Solar Panels | Trina | TSM-410-NE09RC.05 Vertex S+ |  | 0.41 | 24 | 131 | 34 |  | Fixed | Roof
NJADRE1554988154 | Administratively Determined Incentive Program | EDGEWATER PARK | 8010 | 13 | 4.86 | Residential | Behind the Meter | Yes | Net Metered Residential | Sunrun Installation Services, Inc. |  | PSE&G | Accepted | 2023-11-06 | 2023-12-05 | 2024-12-05 | Inverters | Delta Electronics | E4-TL-US | 4000 |  | 1 |  |  | 0.975 |  | Outdoor | next to meter
NJADRE1554988154 | Administratively Determined Incentive Program | EDGEWATER PARK | 8010 | 13 | 4.86 | Residential | Behind the Meter | Yes | Net Metered Residential | Sunrun Installation Services, Inc. |  | PSE&G | Accepted | 2023-11-06 | 2023-12-05 | 2024-12-05 | Solar Panels | HANWHA Q-CELLS | Q.PEAK DUO BLK ML-G10+ 405 |  | 0.405 | 12 | 163 | 22 |  | Fixed | Roof
NJADRE1554988186 | Administratively Determined Incentive Program | LITTLE EGG HARBOR TWP | 8087 | 18 | 7.6 | Residential | Behind the Meter | No | Net Metered Residential | Seabright Solar |  | AC Electric | Accepted | 2023-11-06 | 2023-12-05 | 2024-12-05 | Solar Panels | Sunpower | SPR-U-400 |  | 0.4 | 10 | 256 | 26 |  | Fixed | Roof
NJADRE1554988186 | Administratively Determined Incentive Program | LITTLE EGG HARBOR TWP | 8087 | 18 | 7.6 | Residential | Behind the Meter | No | Net Metered Residential | Seabright Solar |  | AC Electric | Accepted | 2023-11-06 | 2023-12-05 | 2024-12-05 | Solar Panels | Sunpower | SPR-U-400 |  | 0.4 | 9 | 166 | 26 |  | Fixed | Roof
NJADRE1554988186 | Administratively Determined Incentive Program | LITTLE EGG HARBOR TWP | 8087 | 18 | 7.6 | Residential | Behind the Meter | No | Net Metered Residential | Seabright Solar |  | AC Electric | Accepted | 2023-11-06 | 2023-12-05 | 2024-12-05 | Inverters | Enphase | IQ 7HS | 384 |  | 19 |  |  | 0.99 |  | Outside | Roof
NJADRE1554988186 | Administratively Determined Incentive Program | LITTLE EGG HARBOR TWP | 8087 | 18 | 7.6 | Residential | Behind the Meter | No | Net Metered Residential | Seabright Solar |  | AC Electric | Accepted | 2023-11-06 | 2023-12-05 | 2024-12-05 | Meters | Sunpower | PVS 6 |  |  | 1 |  |  |  | Yes | Outdoor
NJADRE1554988198 | Administratively Determined Incentive Program | SEWELL | 8080 | 15 | 5.6 | Residential | Behind the Meter | No | Net Metered Residential | Power Energy Solutions |  | AC Electric | Accepted | 2023-11-07 | 2023-12-11 | 2024-12-11 | Inverters | SE3800H-US | SOLAREDGE | 3800 |  | 1 |  |  | 0.99 |  | Outside | ROOFTOO
NJADRE1554988198 | Administratively Determined Incentive Program | SEWELL | 8080 | 15 | 5.6 | Residential | Behind the Meter | No | Net Metered Residential | Power Energy Solutions |  | AC Electric | Accepted | 2023-11-07 | 2023-12-11 | 2024-12-11 | Solar Panels | CS6R-400MS-HL HIKU6 BLACK MONO | CANNDAIN SOLAR |  | 0.4 | 10 | 152 | 24 |  | Single Axis | Roof | ROOFTOP
NJADRE1554988198 | Administratively Determined Incentive Program | SEWELL | 8080 | 15 | 5.6 | Residential | Behind the Meter | No | Net Metered Residential | Power Energy Solutions |  | AC Electric | Accepted | 2023-11-07 | 2023-12-11 | 2024-12-11 | Solar Panels | CS6R-400MS-HL HIKU6 BLACK MONO | CANNDAIN SOLAR |  | 0.4 | 4 | 152 | 24 |  | Fixed | Roof | rooftop
NJADRE1554988214 | Administratively Determined Incentive Program | NEWARK | 7108 | 9 | 4.86 | Residential | Behind the Meter | Yes | Net Metered Residential | Pro Custom Solar dba Momentum Solar |  | PSE&G | Accepted | 2023-11-06 | 2023-12-05 | 2024-12-05 | Solar Panels | Â Q. PEAK DUO BLK-G10+405 | hawnha |  | 0.405 | 12 | 106 | 23 |  | Fixed | Roof
NJADRE1554988214 | Administratively Determined Incentive Program | NEWARK | 7108 | 9 | 4.86 | Residential | Behind the Meter | Yes | Net Metered Residential | Pro Custom Solar dba Momentum Solar |  | PSE&G | Accepted | 2023-11-06 | 2023-12-05 | 2024-12-05 | Inverters | IQ8PLUS-72-2-US | enphase | 290 |  | 12 |  |  | 0.97 |  | Outdoor
NJADRE1554988318 | Administratively Determined Incentive Program | Livingston Twp | 8012 | 14 | 6.66 | Residential | Behind the Meter | Yes | Net Metered Residential | Vision Solar LLC |  | PSE&G | Accepted | 2023-11-06 | 2023-12-05 | 2024-12-05 | Inverters | solaredge | SE6000H-USRGM | 6000 |  | 1 |  |  | 0.97 |  | Outdoor | side of house
NJADRE1554988318 | Administratively Determined Incentive Program | Livingston Twp | 8012 | 14 | 6.66 | Residential | Behind the Meter | Yes | Net Metered Residential | Vision Solar LLC |  | PSE&G | Accepted | 2023-11-06 | 2023-12-05 | 2024-12-05 | Solar Panels | ZNSHINE | ZXM6-NH120-370/M |  | 0.37 | 6 | 108 | 27 |  | Fixed | Roof
NJADRE1554988318 | Administratively Determined Incentive Program | Livingston Twp | 8012 | 14 | 6.66 | Residential | Behind the Meter | Yes | Net Metered Residential | Vision Solar LLC |  | PSE&G | Accepted | 2023-11-06 | 2023-12-05 | 2024-12-05 | Solar Panels | ZNSHINE | ZXM6-NH120-370/M |  | 0.37 | 12 | 110 | 28 |  | Fixed | Roof
NJADRE1554988457 | Administratively Determined Incentive Program | HOPATCONG | 7843 | 1 | 8.1 | Residential | Behind the Meter | Yes | Net Metered Residential | Trinity Solar |  | JCP&L | Accepted | 2023-11-06 | 2023-12-05 | 2024-12-05 | Solar Panels | HANWHA 405 (Q.PEAK DUO BLK ML-G10+ 405) | HANWHA 405 (Q.PEAK DUO BLK ML-G10+ 405) |  | 0.405 | 9 | 123 | 23 |  | Fixed | Roof
NJADRE1554988457 | Administratively Determined Incentive Program | HOPATCONG | 7843 | 1 | 8.1 | Residential | Behind the Meter | Yes | Net Metered Residential | Trinity Solar |  | JCP&L | Accepted | 2023-11-06 | 2023-12-05 | 2024-12-05 | Solar Panels | HANWHA 405 (Q.PEAK DUO BLK ML-G10+ 405) | HANWHA 405 (Q.PEAK DUO BLK ML-G10+ 405) |  | 0.405 | 11 | 123 | 23 |  | Fixed | Roof
NJADRE1554988457 | Administratively Determined Incentive Program | HOPATCONG | 7843 | 1 | 8.1 | Residential | Behind the Meter | Yes | Net Metered Residential | Trinity Solar |  | JCP&L | Accepted | 2023-11-06 | 2023-12-05 | 2024-12-05 | Inverters | Solar Edge | SE6000H-US | 6000 |  | 1 |  |  | 0.97 |  | Outside
NJADRE1554988497 | Administratively Determined Incentive Program | WOODSTOWN | 8098 | 16 | 20.79 | Residential | Behind the Meter | Yes | Net Metered Residential | RCL Enterprises Inc. |  | AC Electric | Accepted | 2023-11-06 | 2023-12-05 | 2024-12-05 | Inverters | Enphase | IQ8plus | 290 |  | 54 |  |  | 0.97 |  | Outdoor
NJADRE1554988497 | Administratively Determined Incentive Program | WOODSTOWN | 8098 | 16 | 20.79 | Residential | Behind the Meter | Yes | Net Metered Residential | RCL Enterprises Inc. |  | AC Electric | Accepted | 2023-11-06 | 2023-12-05 | 2024-12-05 | Solar Panels | Trina | TSMDE09C |  | 0.385 | 22 | 128 | 20 |  | Fixed | Roof
NJADRE1554988497 | Administratively Determined Incentive Program | WOODSTOWN | 8098 | 16 | 20.79 | Residential | Behind the Meter | Yes | Net Metered Residential | RCL Enterprises Inc. |  | AC Electric | Accepted | 2023-11-06 | 2023-12-05 | 2024-12-05 | Solar Panels | Trina | TSMDE09C |  | 0.385 | 4 | 218 | 20 |  | Double Axis | Roof
NJADRE1554988497 | Administratively Determined Incentive Program | WOODSTOWN | 8098 | 16 | 20.79 | Residential | Behind the Meter | Yes | Net Metered Residential | RCL Enterprises Inc. |  | AC Electric | Accepted | 2023-11-06 | 2023-12-05 | 2024-12-05 | Solar Panels | Trina | TSMDE09C |  | 0.385 | 12 | 38 | 26 |  | Fixed | Roof
NJADRE1554988497 | Administratively Determined Incentive Program | WOODSTOWN | 8098 | 16 | 20.79 | Residential | Behind the Meter | Yes | Net Metered Residential | RCL Enterprises Inc. |  | AC Electric | Accepted | 2023-11-06 | 2023-12-05 | 2024-12-05 | Solar Panels | Trina | TSMDE09C |  | 0.385 | 16 | 218 | 26 |  | Fixed | Roof
NJADRE1554988569 | Administratively Determined Incentive Program | WILLIAMSTOWN | 8094 | 15 | 3.65 | Residential | Behind the Meter | Yes | Net Metered Residential | Sunrun Installation Services, Inc. |  | AC Electric | Accepted | 2023-11-06 | 2023-12-05 | 2024-12-05 | Inverters | SolarEdge Technologies | SE3800H-USMN | 3800 |  | 1 |  |  | 0.96 |  | Outdoor | next to meter
NJADRE1554988569 | Administratively Determined Incentive Program | WILLIAMSTOWN | 8094 | 15 | 3.65 | Residential | Behind the Meter | Yes | Net Metered Residential | Sunrun Installation Services, Inc. |  | AC Electric | Accepted | 2023-11-06 | 2023-12-05 | 2024-12-05 | Solar Panels | Hanwha Q Cells | Q.PEAK DUO BLK ML-G10+ 405 |  | 0.405 | 9 | 166 | 23 |  | Fixed | Roof
NJADRE1554988605 | Administratively Determined Incentive Program | RANDOLPH | 7869 | 3 | 8.51 | Residential | Behind the Meter | Yes | Net Metered Residential | SunnyMac LLC |  | JCP&L | Accepted | 2023-11-06 | 2023-12-06 | 2024-12-06 | Inverters | X2-IQ-AM1-240-4 | Enphase | 1000 |  | 1 |  |  | 0.99 |  | Outdoor | Next to Meter
NJADRE1554988605 | Administratively Determined Incentive Program | RANDOLPH | 7869 | 3 | 8.51 | Residential | Behind the Meter | Yes | Net Metered Residential | SunnyMac LLC |  | JCP&L | Accepted | 2023-11-06 | 2023-12-06 | 2024-12-06 | Solar Panels | HANWHA | Q.PEAK DUO BLK ML-G10+ 405 |  | 0.405 | 8 | 123 | 33 |  | Fixed | Roof
NJADRE1554988605 | Administratively Determined Incentive Program | RANDOLPH | 7869 | 3 | 8.51 | Residential | Behind the Meter | Yes | Net Metered Residential | SunnyMac LLC |  | JCP&L | Accepted | 2023-11-06 | 2023-12-06 | 2024-12-06 | Solar Panels | HANWHA | Q.PEAK DUO BLK ML-G10+ 405 |  | 0.405 | 13 | 303 | 3 |  | Fixed | Roof
NJADRE1554988639 | Administratively Determined Incentive Program | PATERSON | 7513 | 6 | 6.32 | Residential | Behind the Meter | No | Net Metered Residential | Bright Planet Solar |  | PSE&G | Accepted | 2023-11-06 | 2023-12-18 | 2024-12-18 | Inverters | Solar Edge | SE5000H-USRGM | 5000 |  | 1 |  |  | 0.98 |  | Outdoor | OUTSIDE
NJADRE1554988639 | Administratively Determined Incentive Program | PATERSON | 7513 | 6 | 6.32 | Residential | Behind the Meter | No | Net Metered Residential | Bright Planet Solar |  | PSE&G | Accepted | 2023-11-06 | 2023-12-18 | 2024-12-18 | Solar Panels | HANWHA QCELLS | Q.PEAK DUO BLK ML-G10+395 |  | 0.395 | 16 | 188 | 23 |  | Fixed | Roof
NJADRE1554988686 | Administratively Determined Incentive Program | WILLINGBORO | 8046 | 13 | 3.65 | Residential | Behind the Meter | Yes | Net Metered Residential | Sunrun Installation Services, Inc. |  | PSE&G | Accepted | 2023-11-06 | 2023-12-05 | 2024-12-05 | Inverters | Delta Electronics | E4-TL-US | 4000 |  | 1 |  |  | 0.975 |  | Outdoor | next to meter
NJADRE1554988686 | Administratively Determined Incentive Program | WILLINGBORO | 8046 | 13 | 3.65 | Residential | Behind the Meter | Yes | Net Metered Residential | Sunrun Installation Services, Inc. |  | PSE&G | Accepted | 2023-11-06 | 2023-12-05 | 2024-12-05 | Solar Panels | HANWHA Q-CELLS | Q.PEAK DUO BLK ML-G10+ 405 |  | 0.405 | 9 | 132 | 19 |  | Fixed | Roof
NJADRE1554988709 | Administratively Determined Incentive Program | MAYS LANDING | 8330 | 19 | 8.51 | Residential | Behind the Meter | Yes | Net Metered Residential | Sunrun Installation Services, Inc. |  | AC Electric | Accepted | 2023-11-06 | 2023-12-12 | 2024-12-12 | Inverters | SolarEdge Technologies | SE6000H-USSN | 6000 |  | 1 |  |  | 0.96 |  | Outdoor | next to meter
NJADRE1554988709 | Administratively Determined Incentive Program | MAYS LANDING | 8330 | 19 | 8.51 | Residential | Behind the Meter | Yes | Net Metered Residential | Sunrun Installation Services, Inc. |  | AC Electric | Accepted | 2023-11-06 | 2023-12-12 | 2024-12-12 | Solar Panels | Hanwha Q Cells | Q.PEAK DUO BLK ML-G10+ 405 |  | 0.405 | 21 | 332 | 13 |  | Fixed | Roof
NJADRE1554988851 | Administratively Determined Incentive Program | BRIDGETON | 8302 | 20 | 14.22 | Residential | Behind the Meter | No | Net Metered Residential | RCL Enterprises Inc. |  | AC Electric | Accepted | 2023-11-06 | 2023-12-06 | 2024-12-06 | Inverters | Enphase | IQ8plus | 290 |  | 36 |  |  | 0.97 |  | Outdoor
NJADRE1554988851 | Administratively Determined Incentive Program | BRIDGETON | 8302 | 20 | 14.22 | Residential | Behind the Meter | No | Net Metered Residential | RCL Enterprises Inc. |  | AC Electric | Accepted | 2023-11-06 | 2023-12-06 | 2024-12-06 | Solar Panels | Trina | TSMDE09C |  | 0.395 | 36 | 195 | 18 |  | Fixed | Roof
NJADRE1554988871 | Administratively Determined Incentive Program | BURLINGTON | 8016 | 13 | 18.63 | Residential | Behind the Meter | Yes | Net Metered Residential | Pro Custom Solar dba Momentum Solar |  | PSE&G | Accepted | 2023-11-06 | 2023-12-06 | 2024-12-06 | Solar Panels | Â Q. PEAK DUO BLK-G10+405 | hawnha |  | 0.405 | 20 | 161 | 27 |  | Fixed | Roof
NJADRE1554988871 | Administratively Determined Incentive Program | BURLINGTON | 8016 | 13 | 18.63 | Residential | Behind the Meter | Yes | Net Metered Residential | Pro Custom Solar dba Momentum Solar |  | PSE&G | Accepted | 2023-11-06 | 2023-12-06 | 2024-12-06 | Solar Panels | Â Q. PEAK DUO BLK-G10+405 | hanwha |  | 0.405 | 3 | 251 | 11 |  | Fixed | Roof
NJADRE1554988871 | Administratively Determined Incentive Program | BURLINGTON | 8016 | 13 | 18.63 | Residential | Behind the Meter | Yes | Net Metered Residential | Pro Custom Solar dba Momentum Solar |  | PSE&G | Accepted | 2023-11-06 | 2023-12-06 | 2024-12-06 | Solar Panels | Â Q. PEAK DUO BLK-G10+405 | hawnha |  | 0.405 | 17 | 341 | 27 |  | Fixed | Roof
NJADRE1554988871 | Administratively Determined Incentive Program | BURLINGTON | 8016 | 13 | 18.63 | Residential | Behind the Meter | Yes | Net Metered Residential | Pro Custom Solar dba Momentum Solar |  | PSE&G | Accepted | 2023-11-06 | 2023-12-06 | 2024-12-06 | Solar Panels | Â Q. PEAK DUO BLK-G10+405 | hawnha |  | 0.405 | 3 | 71 | 25 |  | Single Axis | Roof
NJADRE1554988871 | Administratively Determined Incentive Program | BURLINGTON | 8016 | 13 | 18.63 | Residential | Behind the Meter | Yes | Net Metered Residential | Pro Custom Solar dba Momentum Solar |  | PSE&G | Accepted | 2023-11-06 | 2023-12-06 | 2024-12-06 | Solar Panels | Â Q. PEAK DUO BLK-G10+405 | hawnha |  | 0.405 | 3 | 251 | 25 |  | Fixed | Roof
NJADRE1554988871 | Administratively Determined Incentive Program | BURLINGTON | 8016 | 13 | 18.63 | Residential | Behind the Meter | Yes | Net Metered Residential | Pro Custom Solar dba Momentum Solar |  | PSE&G | Accepted | 2023-11-06 | 2023-12-06 | 2024-12-06 | Inverters | IQ8PLUS-72-2-US | enphase | 290 |  | 46 |  |  | 0.97 |  | Outdoor
NJADRE1554988892 | Administratively Determined Incentive Program | UNION CITY | 7087 | 8 | 5.39 | Residential | Behind the Meter | Yes | Net Metered Residential | Freedom Forever New Jersey LLC |  | PSE&G | Accepted | 2023-11-06 | 2023-12-28 | 2024-12-28 | Inverters | Solar Edge | SE3800H-USRGM | 3800 |  | 1 |  |  | 0.99 |  | Outdoor
NJADRE1554988892 | Administratively Determined Incentive Program | UNION CITY | 7087 | 8 | 5.39 | Residential | Behind the Meter | Yes | Net Metered Residential | Freedom Forever New Jersey LLC |  | PSE&G | Accepted | 2023-11-06 | 2023-12-28 | 2024-12-28 | Solar Panels | Jinko Solar | JKM385M-6RL3-B |  | 0.385 | 14 | 206 | 6 |  | Fixed | Roof
NJADRE1554988925 | Administratively Determined Incentive Program | BAYONNE CITY | 7002 | 8 | 5.27 | Residential | Behind the Meter | No | Net Metered Residential | Tesla Energy Operations Inc |  | PSE&G | Accepted | 2023-11-06 | 2023-12-06 | 2024-12-06 | Inverters | Tesla Inc | 1538000-45-A | 5700 |  | 1 |  |  | 0.98 |  | Outdoor
NJADRE1554988925 | Administratively Determined Incentive Program | BAYONNE CITY | 7002 | 8 | 5.27 | Residential | Behind the Meter | No | Net Metered Residential | Tesla Energy Operations Inc |  | PSE&G | Accepted | 2023-11-06 | 2023-12-06 | 2024-12-06 | Solar Panels | Hanwha | Q.PEAK DUO BLK ML-G10+/TS 405 |  | 0.405 | 5 | 213 | 45 |  | Fixed | Roof
NJADRE1554988925 | Administratively Determined Incentive Program | BAYONNE CITY | 7002 | 8 | 5.27 | Residential | Behind the Meter | No | Net Metered Residential | Tesla Energy Operations Inc |  | PSE&G | Accepted | 2023-11-06 | 2023-12-06 | 2024-12-06 | Solar Panels | Q.PEAK DUO BLK ML-G10+/TS 405 | Hanwha |  | 0.405 | 8 | 123 | 45 |  | Fixed | Roof
NJADRE1554989029 | Administratively Determined Incentive Program | NORTHFIELD | 8225 | 19 | 12.4 | Residential | Behind the Meter | Yes | Net Metered Residential | GenSun Solar |  | AC Electric | Accepted | 2023-11-06 | 2023-12-08 | 2024-12-08 | Inverters | SolarEdge | SE10000H-US | 240 |  | 1 |  |  | 0.9 |  | Outdoor
NJADRE1554989029 | Administratively Determined Incentive Program | NORTHFIELD | 8225 | 19 | 12.4 | Residential | Behind the Meter | Yes | Net Metered Residential | GenSun Solar |  | AC Electric | Accepted | 2023-11-06 | 2023-12-08 | 2024-12-08 | Meters | SolarEdge | SE10000H-US |  |  | 1 |  |  |  | Yes
NJADRE1554989029 | Administratively Determined Incentive Program | NORTHFIELD | 8225 | 19 | 12.4 | Residential | Behind the Meter | Yes | Net Metered Residential | GenSun Solar |  | AC Electric | Accepted | 2023-11-06 | 2023-12-08 | 2024-12-08 | Solar Panels | Hanwha | Qpeak Duo BLK-G10+400W |  | 0.4 | 31 | 355 | 20 |  | Fixed | Roof
NJADRE1554989038 | Administratively Determined Incentive Program | BURLINGTON | 8016 | 13 | 9.96 | Residential | Behind the Meter | Yes | Net Metered Residential | GenSun Solar |  | PSE&G | Accepted | 2023-11-20 | 2023-12-22 | 2024-12-21 | Inverters | SolarEdge | SE10000H-US | 10000 |  | 1 |  |  | 0.9 |  | Outdoor
NJADRE1554989038 | Administratively Determined Incentive Program | BURLINGTON | 8016 | 13 | 9.96 | Residential | Behind the Meter | Yes | Net Metered Residential | GenSun Solar |  | PSE&G | Accepted | 2023-11-20 | 2023-12-22 | 2024-12-21 | Meters | SolarEdge | SE10000H-US |  |  | 1 |  |  |  | Yes
NJADRE1554989038 | Administratively Determined Incentive Program | BURLINGTON | 8016 | 13 | 9.96 | Residential | Behind the Meter | Yes | Net Metered Residential | GenSun Solar |  | PSE&G | Accepted | 2023-11-20 | 2023-12-22 | 2024-12-21 | Solar Panels | Hanwha | Q.Peak Duo XL-G8.3 415W |  | 0.415 | 24 | 253 | 17 |  | Fixed | Roof
NJADRE1554993895 | Administratively Determined Incentive Program | MILLVILLE | 8332 | 20 | 4.4 | Residential | Behind the Meter | Yes | Net Metered Residential | Suntuity Solar LLC |  | AC Electric | Accepted | 2023-11-07 | 2023-12-06 | 2024-12-06 | Inverters | ENPHASE | IQ8PLUS-72-2-US | 290 |  | 11 |  |  | 0.97 |  | Outdoor | Behind the PV modules
NJADRE1554993895 | Administratively Determined Incentive Program | MILLVILLE | 8332 | 20 | 4.4 | Residential | Behind the Meter | Yes | Net Metered Residential | Suntuity Solar LLC |  | AC Electric | Accepted | 2023-11-07 | 2023-12-06 | 2024-12-06 | Solar Panels | CANADIAN SOLAR | CS6R-400MS-HL |  | 0.4 | 11 | 179 | 34 |  | Fixed | Roof
NJADRE1554993943 | Administratively Determined Incentive Program | LAKEWOOD | 8701 | 18 | 16.8 | Residential | Behind the Meter | Yes | Net Metered Residential | Kamtech Solar Solutions |  | JCP&L | Accepted | 2023-11-07 | 2023-12-06 | 2024-12-06 | Inverters | ENPHASE | IQ7HS-66-M-US | 384 |  | 42 |  |  | 0.97 |  | Outdoor | ROOFTOP
NJADRE1554993943 | Administratively Determined Incentive Program | LAKEWOOD | 8701 | 18 | 16.8 | Residential | Behind the Meter | Yes | Net Metered Residential | Kamtech Solar Solutions |  | JCP&L | Accepted | 2023-11-07 | 2023-12-06 | 2024-12-06 | Solar Panels | WAAREE ARKA | WSMDI-400 |  | 0.4 | 21 | 277 | 25 |  | Fixed | Roof
NJADRE1554993943 | Administratively Determined Incentive Program | LAKEWOOD | 8701 | 18 | 16.8 | Residential | Behind the Meter | Yes | Net Metered Residential | Kamtech Solar Solutions |  | JCP&L | Accepted | 2023-11-07 | 2023-12-06 | 2024-12-06 | Solar Panels | WAAREE ARKA | WSMDI-400 |  | 0.4 | 19 | 97 | 25 |  | Fixed | Roof
NJADRE1554993943 | Administratively Determined Incentive Program | LAKEWOOD | 8701 | 18 | 16.8 | Residential | Behind the Meter | Yes | Net Metered Residential | Kamtech Solar Solutions |  | JCP&L | Accepted | 2023-11-07 | 2023-12-06 | 2024-12-06 | Solar Panels | WAAREE ARKA | WSMDI-400 |  | 0.4 | 2 | 7 | 45 |  | Fixed | Roof
NJADRE1554993947 | Administratively Determined Incentive Program | EDISON | 8817 | 11 | 6.08 | Residential | Behind the Meter | No | Net Metered Residential | Tesla Energy Operations Inc |  | PSE&G | Accepted | 2023-11-07 | 2023-12-06 | 2024-12-06 | Solar Panels | Hanwha | # Q.PEAK DUO BLK ML-G10+/TS 405 |  | 0.405 | 10 | 137 | 18 |  | Fixed | Roof
NJADRE1554993947 | Administratively Determined Incentive Program | EDISON | 8817 | 11 | 6.08 | Residential | Behind the Meter | No | Net Metered Residential | Tesla Energy Operations Inc |  | PSE&G | Accepted | 2023-11-07 | 2023-12-06 | 2024-12-06 | Solar Panels | Hanwha | # Q.PEAK DUO BLK ML-G10+/TS 405 |  | 0.405 | 5 | 317 | 30 |  | Fixed | Roof
NJADRE1554993947 | Administratively Determined Incentive Program | EDISON | 8817 | 11 | 6.08 | Residential | Behind the Meter | No | Net Metered Residential | Tesla Energy Operations Inc |  | PSE&G | Accepted | 2023-11-07 | 2023-12-06 | 2024-12-06 | Inverters | Tesla | 1538000-45-A | 5700 |  | 1 |  |  | 0.98 |  | Outside
NJADRE1554993957 | Administratively Determined Incentive Program | LITTLE FERRY | 7643 | 7 | 7.7 | Residential | Behind the Meter | No | Net Metered Residential | Tesla Energy Operations Inc |  | PSE&G | Accepted | 2023-11-07 | 2023-12-06 | 2024-12-06 | Inverters | Tesla Inc | 1538000-45-A | 7600 |  | 1 |  |  | 0.98 |  | Outside
NJADRE1554993957 | Administratively Determined Incentive Program | LITTLE FERRY | 7643 | 7 | 7.7 | Residential | Behind the Meter | No | Net Metered Residential | Tesla Energy Operations Inc |  | PSE&G | Accepted | 2023-11-07 | 2023-12-06 | 2024-12-06 | Solar Panels | Q.PEAK DUO BLK ML-G10+/TS 405 | Hanwha |  | 0.405 | 5 | 338 | 40 |  | Fixed | Roof
NJADRE1554993957 | Administratively Determined Incentive Program | LITTLE FERRY | 7643 | 7 | 7.7 | Residential | Behind the Meter | No | Net Metered Residential | Tesla Energy Operations Inc |  | PSE&G | Accepted | 2023-11-07 | 2023-12-06 | 2024-12-06 | Solar Panels | Hanwha | Q.PEAK DUO BLK ML-G10+/TS 405 |  | 0.405 | 3 | 158 | 40 |  | Fixed | Roof
NJADRE1554993957 | Administratively Determined Incentive Program | LITTLE FERRY | 7643 | 7 | 7.7 | Residential | Behind the Meter | No | Net Metered Residential | Tesla Energy Operations Inc |  | PSE&G | Accepted | 2023-11-07 | 2023-12-06 | 2024-12-06 | Solar Panels | Q.PEAK DUO BLK ML-G10+/TS 405 | Hanwha |  | 0.405 | 5 | 68 | 26 |  | Fixed | Roof
NJADRE1554993957 | Administratively Determined Incentive Program | LITTLE FERRY | 7643 | 7 | 7.7 | Residential | Behind the Meter | No | Net Metered Residential | Tesla Energy Operations Inc |  | PSE&G | Accepted | 2023-11-07 | 2023-12-06 | 2024-12-06 | Solar Panels | Hanwha | Q.PEAK DUO BLK ML-G10+/TS 405 |  | 0.405 | 6 | 248 | 26 |  | Fixed | Roof
NJADRE1554993972 | Administratively Determined Incentive Program | EAST BRUNSWICK | 8816 | 11 | 9.32 | Residential | Behind the Meter | Yes | Net Metered Residential | Pro Custom Solar dba Momentum Solar |  | PSE&G | Accepted | 2023-11-07 | 2023-12-06 | 2024-12-06 | Solar Panels | HANWHA | Q. PEAK DUO BLK ML-G10+405 |  | 0.405 | 21 | 146 | 27 |  | Fixed | Roof
NJADRE1554993972 | Administratively Determined Incentive Program | EAST BRUNSWICK | 8816 | 11 | 9.32 | Residential | Behind the Meter | Yes | Net Metered Residential | Pro Custom Solar dba Momentum Solar |  | PSE&G | Accepted | 2023-11-07 | 2023-12-06 | 2024-12-06 | Solar Panels | HANWHA | Q. PEAK DUO BLK ML-G10+405 |  | 0.405 | 2 | 56 | 27 |  | Fixed | Roof
NJADRE1554993972 | Administratively Determined Incentive Program | EAST BRUNSWICK | 8816 | 11 | 9.32 | Residential | Behind the Meter | Yes | Net Metered Residential | Pro Custom Solar dba Momentum Solar |  | PSE&G | Accepted | 2023-11-07 | 2023-12-06 | 2024-12-06 | Inverters | ENPHASE | IQ8PLUS-72-2-US | 290 |  | 23 |  |  | 0.97 |  | Outdoor
NJADRE1554993975 | Administratively Determined Incentive Program | WILLIAMSTOWN | 8094 | 15 | 15.8 | Residential | Behind the Meter | Yes | Net Metered Residential | Pro Custom Solar dba Momentum Solar |  | AC Electric | Accepted | 2023-11-07 | 2023-12-06 | 2024-12-06 | Solar Panels | Â Q. PEAK DUO BLK-G10+405 | hawnha |  | 0.405 | 14 | 213 | 27 |  | Fixed | Roof
NJADRE1554993975 | Administratively Determined Incentive Program | WILLIAMSTOWN | 8094 | 15 | 15.8 | Residential | Behind the Meter | Yes | Net Metered Residential | Pro Custom Solar dba Momentum Solar |  | AC Electric | Accepted | 2023-11-07 | 2023-12-06 | 2024-12-06 | Solar Panels | Â Q. PEAK DUO BLK-G10+405 | hawnha |  | 0.405 | 16 | 213 | 26 |  | Fixed | Roof
NJADRE1554993975 | Administratively Determined Incentive Program | WILLIAMSTOWN | 8094 | 15 | 15.8 | Residential | Behind the Meter | Yes | Net Metered Residential | Pro Custom Solar dba Momentum Solar |  | AC Electric | Accepted | 2023-11-07 | 2023-12-06 | 2024-12-06 | Solar Panels | Â Q. PEAK DUO BLK-G10+405 | hanwha |  | 0.405 | 9 | 33 | 39 |  | Fixed | Roof
NJADRE1554993975 | Administratively Determined Incentive Program | WILLIAMSTOWN | 8094 | 15 | 15.8 | Residential | Behind the Meter | Yes | Net Metered Residential | Pro Custom Solar dba Momentum Solar |  | AC Electric | Accepted | 2023-11-07 | 2023-12-06 | 2024-12-06 | Inverters | IQ8PLUS-72-2-US | enphase | 290 |  | 39 |  |  | 0.97 |  | Outdoor
NJADRE1554993985 | Administratively Determined Incentive Program | WOODCLIFF LAKE | 7677 | 7 | 18.63 | Residential | Behind the Meter | No | Net Metered Residential | Tesla Energy Operations Inc |  | PSE&G | Accepted | 2023-11-07 | 2023-12-07 | 2024-12-07 | Inverters | Tesla | 1538000-45-A | 7600 |  | 2 |  |  | 0.98 |  | Outside
NJADRE1554993985 | Administratively Determined Incentive Program | WOODCLIFF LAKE | 7677 | 7 | 18.63 | Residential | Behind the Meter | No | Net Metered Residential | Tesla Energy Operations Inc |  | PSE&G | Accepted | 2023-11-07 | 2023-12-07 | 2024-12-07 | Solar Panels | Hanwha | Â # Q.PEAK DUO BLK ML-G10+/TS 405 |  | 0.405 | 20 | 251 | 22 |  | Fixed | Roof
NJADRE1554993985 | Administratively Determined Incentive Program | WOODCLIFF LAKE | 7677 | 7 | 18.63 | Residential | Behind the Meter | No | Net Metered Residential | Tesla Energy Operations Inc |  | PSE&G | Accepted | 2023-11-07 | 2023-12-07 | 2024-12-07 | Solar Panels | Hanwha | Â # Q.PEAK DUO BLK ML-G10+/TS 405 |  | 0.405 | 12 | 251 | 22 |  | Fixed | Roof
NJADRE1554993985 | Administratively Determined Incentive Program | WOODCLIFF LAKE | 7677 | 7 | 18.63 | Residential | Behind the Meter | No | Net Metered Residential | Tesla Energy Operations Inc |  | PSE&G | Accepted | 2023-11-07 | 2023-12-07 | 2024-12-07 | Solar Panels | Hanwha | Â # Q.PEAK DUO BLK ML-G10+/TS 405 |  | 0.405 | 3 | 71 | 22 |  | Fixed | Roof
NJADRE1554993985 | Administratively Determined Incentive Program | WOODCLIFF LAKE | 7677 | 7 | 18.63 | Residential | Behind the Meter | No | Net Metered Residential | Tesla Energy Operations Inc |  | PSE&G | Accepted | 2023-11-07 | 2023-12-07 | 2024-12-07 | Solar Panels | Hanwha | Â # Q.PEAK DUO BLK ML-G10+/TS 405 |  | 0.405 | 6 | 161 | 22 |  | Fixed | Roof
NJADRE1554993985 | Administratively Determined Incentive Program | WOODCLIFF LAKE | 7677 | 7 | 18.63 | Residential | Behind the Meter | No | Net Metered Residential | Tesla Energy Operations Inc |  | PSE&G | Accepted | 2023-11-07 | 2023-12-07 | 2024-12-07 | Solar Panels | Hanwha | Â # Q.PEAK DUO BLK ML-G10+/TS 405 |  | 0.405 | 5 | 161 | 22 |  | Fixed | Roof
NJADRE1554993995 | Administratively Determined Incentive Program | HILLSBOROUGH | 8844 | 5 | 12.15 | Residential | Behind the Meter | No | Net Metered Residential | Maier Solar Engineering dba Solar Me |  | PSE&G | Accepted | 2023-11-07 | 2023-12-11 | 2024-12-11 | Inverters | Enphase | IQ8+ | 290 |  | 30 |  |  | 0.96 |  | Outdoor | Next to meter
NJADRE1554993995 | Administratively Determined Incentive Program | HILLSBOROUGH | 8844 | 5 | 12.15 | Residential | Behind the Meter | No | Net Metered Residential | Maier Solar Engineering dba Solar Me |  | PSE&G | Accepted | 2023-11-07 | 2023-12-11 | 2024-12-11 | Solar Panels | Hanwha | Q.PEAK ML-G10+405W |  | 0.405 | 17 | 149 | 34 |  | Fixed | Roof
NJADRE1554993995 | Administratively Determined Incentive Program | HILLSBOROUGH | 8844 | 5 | 12.15 | Residential | Behind the Meter | No | Net Metered Residential | Maier Solar Engineering dba Solar Me |  | PSE&G | Accepted | 2023-11-07 | 2023-12-11 | 2024-12-11 | Solar Panels | Hanwha | Q.PEAK ML-G10+405W |  | 0.405 | 2 | 239 | 42 |  | Fixed | Roof
NJADRE1554993995 | Administratively Determined Incentive Program | HILLSBOROUGH | 8844 | 5 | 12.15 | Residential | Behind the Meter | No | Net Metered Residential | Maier Solar Engineering dba Solar Me |  | PSE&G | Accepted | 2023-11-07 | 2023-12-11 | 2024-12-11 | Solar Panels | Hanwha | Q.PEAK ML-G10+405W |  | 0.405 | 5 | 149 | 34 |  | Fixed | Roof
NJADRE1554993995 | Administratively Determined Incentive Program | HILLSBOROUGH | 8844 | 5 | 12.15 | Residential | Behind the Meter | No | Net Metered Residential | Maier Solar Engineering dba Solar Me |  | PSE&G | Accepted | 2023-11-07 | 2023-12-11 | 2024-12-11 | Solar Panels | Hanwha | Q.PEAK ML-G10+405W |  | 0.405 | 6 | 239 | 42 |  | Fixed | Roof
NJADRE1554994007 | Administratively Determined Incentive Program | NEWARK | 7108 | 9 | 7.7 | Residential | Behind the Meter | Yes | Net Metered Residential | Pro Custom Solar dba Momentum Solar |  | PSE&G | Accepted | 2023-11-07 | 2023-12-06 | 2024-12-06 | Solar Panels | Â Q. PEAK DUO BLK-G10+405 | hanwha |  | 0.405 | 19 | 288 | 5 |  | Fixed | Roof
NJADRE1554994007 | Administratively Determined Incentive Program | NEWARK | 7108 | 9 | 7.7 | Residential | Behind the Meter | Yes | Net Metered Residential | Pro Custom Solar dba Momentum Solar |  | PSE&G | Accepted | 2023-11-07 | 2023-12-06 | 2024-12-06 | Inverters | IQ8PLUS-72-2-US | enphase | 290 |  | 19 |  |  | 0.97 |  | Outdoor
NJADRE1554994033 | Administratively Determined Incentive Program | WASHINGTON | 7882 | 2 | 6.89 | Residential | Behind the Meter | No | Net Metered Residential | Tesla Energy Operations Inc |  | JCP&L | Accepted | 2023-11-07 | 2023-12-06 | 2024-12-06 | Inverters | Tesla | 1538000-45-A | 5700 |  | 1 |  |  | 0.98 |  | Outside
NJADRE1554994033 | Administratively Determined Incentive Program | WASHINGTON | 7882 | 2 | 6.89 | Residential | Behind the Meter | No | Net Metered Residential | Tesla Energy Operations Inc |  | JCP&L | Accepted | 2023-11-07 | 2023-12-06 | 2024-12-06 | Solar Panels | Hanwha | Â # Q.PEAK DUO BLK ML-G10+/TS 405 |  | 0.405 | 17 | 133 | 33 |  | Fixed | Roof
NJADRE1554994043 | Administratively Determined Incentive Program | VINELAND | 8360 | 20 | 9.32 | Residential | Behind the Meter | Yes | Net Metered Residential | Big Wave Roofing and Solar LLC |  | Vineland Muni Electric | Accepted | 2023-11-07 | 2023-12-06 | 2024-12-06 | Inverters | Enphase Energy Inc | IQ7PLUS-72-2-US | 290 |  | 23 |  |  | 0.98 |  | Outside
NJADRE1554994043 | Administratively Determined Incentive Program | VINELAND | 8360 | 20 | 9.32 | Residential | Behind the Meter | Yes | Net Metered Residential | Big Wave Roofing and Solar LLC |  | Vineland Muni Electric | Accepted | 2023-11-07 | 2023-12-06 | 2024-12-06 | Solar Panels | Qcells | Q.PEAK DUO BLK ML-G10 405 |  | 0.405 | 7 | 183 | 25 |  | Fixed | Roof
NJADRE1554994043 | Administratively Determined Incentive Program | VINELAND | 8360 | 20 | 9.32 | Residential | Behind the Meter | Yes | Net Metered Residential | Big Wave Roofing and Solar LLC |  | Vineland Muni Electric | Accepted | 2023-11-07 | 2023-12-06 | 2024-12-06 | Solar Panels | Qcells | Q.PEAK DUO BLK ML-G10 405 |  | 0.405 | 7 | 3 | 25 |  | Fixed | Roof
NJADRE1554994043 | Administratively Determined Incentive Program | VINELAND | 8360 | 20 | 9.32 | Residential | Behind the Meter | Yes | Net Metered Residential | Big Wave Roofing and Solar LLC |  | Vineland Muni Electric | Accepted | 2023-11-07 | 2023-12-06 | 2024-12-06 | Solar Panels | Qcells | Q.PEAK DUO BLK ML-G10 405 |  | 0.405 | 3 | 93 | 10 |  | Fixed | Roof
NJADRE1554994043 | Administratively Determined Incentive Program | VINELAND | 8360 | 20 | 9.32 | Residential | Behind the Meter | Yes | Net Metered Residential | Big Wave Roofing and Solar LLC |  | Vineland Muni Electric | Accepted | 2023-11-07 | 2023-12-06 | 2024-12-06 | Solar Panels | Qcells | Q.PEAK DUO BLK ML-G10 405 |  | 0.405 | 3 | 273 | 25 |  | Fixed | Roof
NJADRE1554994043 | Administratively Determined Incentive Program | VINELAND | 8360 | 20 | 9.32 | Residential | Behind the Meter | Yes | Net Metered Residential | Big Wave Roofing and Solar LLC |  | Vineland Muni Electric | Accepted | 2023-11-07 | 2023-12-06 | 2024-12-06 | Solar Panels | Qcells | Q.PEAK DUO BLK ML-G10 405 |  | 0.405 | 3 | 273 | 10 |  | Fixed | Roof
NJADRE1554994065 | Administratively Determined Incentive Program | CARNEYS POINT | 8069 | 16 | 6.97 | Residential | Behind the Meter | No | Net Metered Residential | EMT Renewables |  | AC Electric | Accepted | 2023-11-07 | 2023-12-06 | 2024-12-06 | Inverters | ENPHASE | IQ8+ | 290 |  | 17 |  |  | 0.98 |  | Other | UNDER EACH PANEL
NJADRE1554994065 | Administratively Determined Incentive Program | CARNEYS POINT | 8069 | 16 | 6.97 | Residential | Behind the Meter | No | Net Metered Residential | EMT Renewables |  | AC Electric | Accepted | 2023-11-07 | 2023-12-06 | 2024-12-06 | Solar Panels | SEG SOLAR | SIV 410 |  | 0.41 | 17 | 209 | 34 |  | Fixed | Roof
NJADRE1554994079 | Administratively Determined Incentive Program | NEWARK | 7106 | 9 | 3.24 | Residential | Behind the Meter | Yes | Net Metered Residential | Pro Custom Solar dba Momentum Solar |  | PSE&G | Accepted | 2023-11-07 | 2023-12-06 | 2024-12-06 | Solar Panels | HANWHA | Q. PEAK DUO BLK ML-G10+405 |  | 0.405 | 8 | 196 | 6 |  | Fixed | Roof
NJADRE1554994079 | Administratively Determined Incentive Program | NEWARK | 7106 | 9 | 3.24 | Residential | Behind the Meter | Yes | Net Metered Residential | Pro Custom Solar dba Momentum Solar |  | PSE&G | Accepted | 2023-11-07 | 2023-12-06 | 2024-12-06 | Inverters | ENPHASE | IQ8PLUS-72-2-US | 290 |  | 8 |  |  | 0.97 |  | Outdoor
NJADRE1554994102 | Administratively Determined Incentive Program | HAMILTON | 8610 | 12 | 9.32 | Residential | Behind the Meter | Yes | Net Metered Residential | Big Wave Roofing and Solar LLC |  | PSE&G | Accepted | 2023-11-07 | 2023-11-08 | 2024-11-08 | Inverters | Enphase Energy Inc | IQ7PLUS-72-2-US | 290 |  | 23 |  |  | 0.98 |  | Outside
NJADRE1554994102 | Administratively Determined Incentive Program | HAMILTON | 8610 | 12 | 9.32 | Residential | Behind the Meter | Yes | Net Metered Residential | Big Wave Roofing and Solar LLC |  | PSE&G | Accepted | 2023-11-07 | 2023-11-08 | 2024-11-08 | Solar Panels | Qcells | Q.PEAK DUO BLK ML-G10 405 |  | 0.405 | 19 | 214 | 24 |  | Fixed | Roof
NJADRE1554994102 | Administratively Determined Incentive Program | HAMILTON | 8610 | 12 | 9.32 | Residential | Behind the Meter | Yes | Net Metered Residential | Big Wave Roofing and Solar LLC |  | PSE&G | Accepted | 2023-11-07 | 2023-11-08 | 2024-11-08 | Solar Panels | Qcells | Q.PEAK DUO BLK ML-G10 405 |  | 0.405 | 4 | 124 | 23 |  | Fixed | Roof
NJADRE1554994116 | Administratively Determined Incentive Program | COLTS NECK | 7722 | 17 | 13.37 | Residential | Behind the Meter | No | Net Metered Residential | Tesla Energy Operations Inc |  | JCP&L | Accepted | 2023-11-07 | 2023-12-06 | 2024-12-06 | Inverters | Tesla | 1538000-45-A | 3800 |  | 1 |  |  | 0.98 |  | Outside
NJADRE1554994116 | Administratively Determined Incentive Program | COLTS NECK | 7722 | 17 | 13.37 | Residential | Behind the Meter | No | Net Metered Residential | Tesla Energy Operations Inc |  | JCP&L | Accepted | 2023-11-07 | 2023-12-06 | 2024-12-06 | Inverters | Tesla | 1538000-45-A | 7600 |  | 1 |  |  | 0.98 |  | Outside
NJADRE1554994116 | Administratively Determined Incentive Program | COLTS NECK | 7722 | 17 | 13.37 | Residential | Behind the Meter | No | Net Metered Residential | Tesla Energy Operations Inc |  | JCP&L | Accepted | 2023-11-07 | 2023-12-06 | 2024-12-06 | Solar Panels | Hanwha | Â # Q.PEAK DUO BLK ML-G10+/TS 405 |  | 0.405 | 29 | 198 | 31 |  | Fixed | Roof
NJADRE1554994116 | Administratively Determined Incentive Program | COLTS NECK | 7722 | 17 | 13.37 | Residential | Behind the Meter | No | Net Metered Residential | Tesla Energy Operations Inc |  | JCP&L | Accepted | 2023-11-07 | 2023-12-06 | 2024-12-06 | Solar Panels | Hanwha | Â # Q.PEAK DUO BLK ML-G10+/TS 405 |  | 0.405 | 4 | 198 | 31 |  | Fixed | Roof
NJADRE1554994117 | Administratively Determined Incentive Program | PLAINSBORO | 8536 | 11 | 10 | Residential | Behind the Meter | No | Net Metered Residential | Tesla Energy Operations Inc |  | PSE&G | Accepted | 2023-11-07 | 2023-12-12 | 2024-12-12 | Inverters | Tesla Inc | 1538000-38-A | 3800 |  | 1 |  |  | 0.98 |  | Outside
NJADRE1554994117 | Administratively Determined Incentive Program | PLAINSBORO | 8536 | 11 | 10 | Residential | Behind the Meter | No | Net Metered Residential | Tesla Energy Operations Inc |  | PSE&G | Accepted | 2023-11-07 | 2023-12-12 | 2024-12-12 | Inverters | Tesla Inc | 1538000-60-A | 5700 |  | 1 |  |  | 0.98 |  | Outside
NJADRE1554994117 | Administratively Determined Incentive Program | PLAINSBORO | 8536 | 11 | 10 | Residential | Behind the Meter | No | Net Metered Residential | Tesla Energy Operations Inc |  | PSE&G | Accepted | 2023-11-07 | 2023-12-12 | 2024-12-12 | Solar Panels | Hanwha | Q.PEAK DUO BLK ML-G10+/TS 400 |  | 0.4 | 10 | 263 | 34 |  | Fixed | Roof
NJADRE1554994117 | Administratively Determined Incentive Program | PLAINSBORO | 8536 | 11 | 10 | Residential | Behind the Meter | No | Net Metered Residential | Tesla Energy Operations Inc |  | PSE&G | Accepted | 2023-11-07 | 2023-12-12 | 2024-12-12 | Solar Panels | Hanwha | Q.PEAK DUO BLK ML-G10+/TS 400 |  | 0.4 | 15 | 173 | 40 |  | Fixed | Roof
NJADRE1554994132 | Administratively Determined Incentive Program | MOUNT ROYAL | 8061 | 15 | 16 | Residential | Behind the Meter | Yes | Net Metered Residential | Pro Custom Solar dba Momentum Solar |  | AC Electric | Accepted | 2023-11-07 | 2023-12-06 | 2024-12-06 | Solar Panels | HANWHA | Q. PEAK DUO BLK ML-G10+400 |  | 0.4 | 5 | 137 | 40 |  | Fixed | Roof
NJADRE1554994132 | Administratively Determined Incentive Program | MOUNT ROYAL | 8061 | 15 | 16 | Residential | Behind the Meter | Yes | Net Metered Residential | Pro Custom Solar dba Momentum Solar |  | AC Electric | Accepted | 2023-11-07 | 2023-12-06 | 2024-12-06 | Solar Panels | HANWHA | Q. PEAK DUO BLK ML-G10+400 |  | 0.4 | 9 | 227 | 40 |  | Fixed | Roof
NJADRE1554994132 | Administratively Determined Incentive Program | MOUNT ROYAL | 8061 | 15 | 16 | Residential | Behind the Meter | Yes | Net Metered Residential | Pro Custom Solar dba Momentum Solar |  | AC Electric | Accepted | 2023-11-07 | 2023-12-06 | 2024-12-06 | Solar Panels | HANWHA | Q. PEAK DUO BLK ML-G10+400 |  | 0.4 | 5 | 47 | 40 |  | Fixed | Roof
NJADRE1554994132 | Administratively Determined Incentive Program | MOUNT ROYAL | 8061 | 15 | 16 | Residential | Behind the Meter | Yes | Net Metered Residential | Pro Custom Solar dba Momentum Solar |  | AC Electric | Accepted | 2023-11-07 | 2023-12-06 | 2024-12-06 | Solar Panels | HANWHA | Q. PEAK DUO BLK ML-G10+400 |  | 0.4 | 13 | 317 | 40 |  | Fixed | Roof
NJADRE1554994132 | Administratively Determined Incentive Program | MOUNT ROYAL | 8061 | 15 | 16 | Residential | Behind the Meter | Yes | Net Metered Residential | Pro Custom Solar dba Momentum Solar |  | AC Electric | Accepted | 2023-11-07 | 2023-12-06 | 2024-12-06 | Solar Panels | HANWHA | Q. PEAK DUO BLK ML-G10+400 |  | 0.4 | 8 | 137 | 40 |  | Fixed | Roof
NJADRE1554994132 | Administratively Determined Incentive Program | MOUNT ROYAL | 8061 | 15 | 16 | Residential | Behind the Meter | Yes | Net Metered Residential | Pro Custom Solar dba Momentum Solar |  | AC Electric | Accepted | 2023-11-07 | 2023-12-06 | 2024-12-06 | Inverters | ENPHASE | IQ8PLUS-72-2-US | 290 |  | 40 |  |  | 0.97 |  | Outdoor
NJADRE1554994133 | Administratively Determined Incentive Program | Winslow | 8095 | 14 | 10.8 | Residential | Behind the Meter | No | Net Metered Residential | Power Energy Solutions |  | AC Electric | Accepted | 2023-12-01 | 2024-01-05 | 2025-01-05 | Inverters | SE7600H-US | SOLAREDGE | 7600 |  | 1 |  |  | 0.99 |  | Outside | ROOFTOP
NJADRE1554994133 | Administratively Determined Incentive Program | Winslow | 8095 | 14 | 10.8 | Residential | Behind the Meter | No | Net Metered Residential | Power Energy Solutions |  | AC Electric | Accepted | 2023-12-01 | 2024-01-05 | 2025-01-05 | Solar Panels | CS6R-400MS-HL HIKU6 BLACK MONO | CANNDAIN SOLAR |  | 0.4 | 9 | 209 | 24 |  | Fixed | Roof | ROOFTOP
NJADRE1554994133 | Administratively Determined Incentive Program | Winslow | 8095 | 14 | 10.8 | Residential | Behind the Meter | No | Net Metered Residential | Power Energy Solutions |  | AC Electric | Accepted | 2023-12-01 | 2024-01-05 | 2025-01-05 | Solar Panels | CS6R-400MS-HL HIKU6 BLACK MONO | CANNDAIN SOLAR |  | 0.4 | 5 | 209 | 19 |  | Fixed | Roof | ROOFTOP
NJADRE1554994133 | Administratively Determined Incentive Program | Winslow | 8095 | 14 | 10.8 | Residential | Behind the Meter | No | Net Metered Residential | Power Energy Solutions |  | AC Electric | Accepted | 2023-12-01 | 2024-01-05 | 2025-01-05 | Solar Panels | CS6R-400MS-HL HIKU6 BLACK MONO | CANNDAIN SOLAR |  | 0.4 | 5 | 29 | 19 |  | Fixed | Roof | ROOFTOP
NJADRE1554994133 | Administratively Determined Incentive Program | Winslow | 8095 | 14 | 10.8 | Residential | Behind the Meter | No | Net Metered Residential | Power Energy Solutions |  | AC Electric | Accepted | 2023-12-01 | 2024-01-05 | 2025-01-05 | Solar Panels | CS6R-400MS-HL HIKU6 BLACK MONO | CANNDAIN SOLAR |  | 0.4 | 8 | 29 | 24 |  | Fixed | Roof | ROOFTOP
NJADRE1554994141 | Administratively Determined Incentive Program | WEST BERLIN | 8091 | 14 | 13.02 | Residential | Behind the Meter | No | Net Metered Residential | EMT Renewables |  | AC Electric | Accepted | 2023-11-07 | 2023-12-06 | 2024-12-06 | Inverters | ENPHASE | IQ7x | 315 |  | 31 |  |  | 0.98 |  | Other | UNDER EACH PANEL
NJADRE1554994141 | Administratively Determined Incentive Program | WEST BERLIN | 8091 | 14 | 13.02 | Residential | Behind the Meter | No | Net Metered Residential | EMT Renewables |  | AC Electric | Accepted | 2023-11-07 | 2023-12-06 | 2024-12-06 | Solar Panels | REC ALPHA | REC 420 |  | 0.42 | 15 | 128 | 18 |  | Fixed | Roof
NJADRE1554994141 | Administratively Determined Incentive Program | WEST BERLIN | 8091 | 14 | 13.02 | Residential | Behind the Meter | No | Net Metered Residential | EMT Renewables |  | AC Electric | Accepted | 2023-11-07 | 2023-12-06 | 2024-12-06 | Solar Panels | REC ALPHA | REC 420 |  | 0.42 | 9 | 308 | 18 |  | Fixed | Roof
NJADRE1554994141 | Administratively Determined Incentive Program | WEST BERLIN | 8091 | 14 | 13.02 | Residential | Behind the Meter | No | Net Metered Residential | EMT Renewables |  | AC Electric | Accepted | 2023-11-07 | 2023-12-06 | 2024-12-06 | Solar Panels | REC ALPHA | REC 420 |  | 0.42 | 3 | 218 | 17 |  | Fixed | Roof
NJADRE1554994141 | Administratively Determined Incentive Program | WEST BERLIN | 8091 | 14 | 13.02 | Residential | Behind the Meter | No | Net Metered Residential | EMT Renewables |  | AC Electric | Accepted | 2023-11-07 | 2023-12-06 | 2024-12-06 | Solar Panels | REC ALPHA | REC 420 |  | 0.42 | 4 | 38 | 17 |  | Fixed | Roof
NJADRE1554994143 | Administratively Determined Incentive Program | Montgomery | 8502 | 5 | 19.32 | Residential | Behind the Meter | No | Net Metered Residential | Infinity Solar Systems |  | PSE&G | Accepted | 2023-11-07 | 2023-12-07 | 2024-12-07 | Inverters | Enphase | IQ7X-96-2-US | 315 |  | 46 |  |  | 0.97 |  | Outdoor
NJADRE1554994143 | Administratively Determined Incentive Program | Montgomery | 8502 | 5 | 19.32 | Residential | Behind the Meter | No | Net Metered Residential | Infinity Solar Systems |  | PSE&G | Accepted | 2023-11-07 | 2023-12-07 | 2024-12-07 | Solar Panels | REC Solar | REC 420AA PURE-R |  | 0.42 | 5 | 246 | 25 |  | Fixed | Roof
NJADRE1554994143 | Administratively Determined Incentive Program | Montgomery | 8502 | 5 | 19.32 | Residential | Behind the Meter | No | Net Metered Residential | Infinity Solar Systems |  | PSE&G | Accepted | 2023-11-07 | 2023-12-07 | 2024-12-07 | Solar Panels | REC Solar | REC 420AA PURE-R |  | 0.42 | 18 | 156 | 25 |  | Fixed | Roof
NJADRE1554994143 | Administratively Determined Incentive Program | Montgomery | 8502 | 5 | 19.32 | Residential | Behind the Meter | No | Net Metered Residential | Infinity Solar Systems |  | PSE&G | Accepted | 2023-11-07 | 2023-12-07 | 2024-12-07 | Solar Panels | REC Solar | REC 420AA PURE-R |  | 0.42 | 11 | 156 | 25 |  | Fixed | Roof
NJADRE1554994143 | Administratively Determined Incentive Program | Montgomery | 8502 | 5 | 19.32 | Residential | Behind the Meter | No | Net Metered Residential | Infinity Solar Systems |  | PSE&G | Accepted | 2023-11-07 | 2023-12-07 | 2024-12-07 | Solar Panels | REC Solar | REC 420AA PURE-R |  | 0.42 | 12 | 66 | 25 |  | Fixed | Roof
NJADRE1554994171 | Administratively Determined Incentive Program | MATAWAN | 7747 | 17 | 11.75 | Residential | Behind the Meter | No | Net Metered Residential | Tesla Energy Operations Inc |  | JCP&L | Accepted | 2023-11-07 | 2023-12-06 | 2024-12-06 | Inverters | Tesla | 1538000-45-A | 7600 |  | 1 |  |  | 0.98 |  | Outside
NJADRE1554994171 | Administratively Determined Incentive Program | MATAWAN | 7747 | 17 | 11.75 | Residential | Behind the Meter | No | Net Metered Residential | Tesla Energy Operations Inc |  | JCP&L | Accepted | 2023-11-07 | 2023-12-06 | 2024-12-06 | Inverters | Tesla | 1538000-45-A | 3800 |  | 1 |  |  | 0.98 |  | Outside
NJADRE1554994171 | Administratively Determined Incentive Program | MATAWAN | 7747 | 17 | 11.75 | Residential | Behind the Meter | No | Net Metered Residential | Tesla Energy Operations Inc |  | JCP&L | Accepted | 2023-11-07 | 2023-12-06 | 2024-12-06 | Solar Panels | Hanwha | Â # Q.PEAK DUO BLK ML-G10+/TS 405 |  | 0.405 | 18 | 334 | 30 |  | Fixed | Roof
NJADRE1554994171 | Administratively Determined Incentive Program | MATAWAN | 7747 | 17 | 11.75 | Residential | Behind the Meter | No | Net Metered Residential | Tesla Energy Operations Inc |  | JCP&L | Accepted | 2023-11-07 | 2023-12-06 | 2024-12-06 | Solar Panels | Hanwha | Â # Q.PEAK DUO BLK ML-G10+/TS 405 |  | 0.405 | 6 | 154 | 30 |  | Fixed | Roof
NJADRE1554994171 | Administratively Determined Incentive Program | MATAWAN | 7747 | 17 | 11.75 | Residential | Behind the Meter | No | Net Metered Residential | Tesla Energy Operations Inc |  | JCP&L | Accepted | 2023-11-07 | 2023-12-06 | 2024-12-06 | Solar Panels | Hanwha | Â # Q.PEAK DUO BLK ML-G10+/TS 405 |  | 0.405 | 5 | 154 | 30 |  | Fixed | Roof
NJADRE1554994174 | Administratively Determined Incentive Program | NEWARK | 7107 | 9 | 10.53 | Residential | Behind the Meter | Yes | Net Metered Residential | Big Wave Roofing and Solar LLC |  | PSE&G | Accepted | 2023-11-07 | 2023-12-06 | 2024-12-06 | Inverters | Enphase Energy Inc | IQ7PLUS-72-2-US | 290 |  | 26 |  |  | 0.98 |  | Outside
NJADRE1554994174 | Administratively Determined Incentive Program | NEWARK | 7107 | 9 | 10.53 | Residential | Behind the Meter | Yes | Net Metered Residential | Big Wave Roofing and Solar LLC |  | PSE&G | Accepted | 2023-11-07 | 2023-12-06 | 2024-12-06 | Solar Panels | Qcells | Q.PEAK DUO BLK ML-G10 405 |  | 0.405 | 17 | 292 | 33 |  | Fixed | Roof
NJADRE1554994174 | Administratively Determined Incentive Program | NEWARK | 7107 | 9 | 10.53 | Residential | Behind the Meter | Yes | Net Metered Residential | Big Wave Roofing and Solar LLC |  | PSE&G | Accepted | 2023-11-07 | 2023-12-06 | 2024-12-06 | Solar Panels | Qcells | Q.PEAK DUO BLK ML-G10 405 |  | 0.405 | 7 | 112 | 33 |  | Fixed | Roof
NJADRE1554994174 | Administratively Determined Incentive Program | NEWARK | 7107 | 9 | 10.53 | Residential | Behind the Meter | Yes | Net Metered Residential | Big Wave Roofing and Solar LLC |  | PSE&G | Accepted | 2023-11-07 | 2023-12-06 | 2024-12-06 | Solar Panels | Qcells | Q.PEAK DUO BLK ML-G10 405 |  | 0.405 | 2 | 112 | 12 |  | Fixed | Roof
NJADRE1554994184 | Administratively Determined Incentive Program | RARITAN | 8869 | 5 | 16 | Residential | Behind the Meter | Yes | Net Metered Residential | Pro Custom Solar dba Momentum Solar |  | PSE&G | Accepted | 2023-11-07 | 2023-12-06 | 2024-12-06 | Solar Panels | HANWHA | Q. PEAK DUO BLK ML-G10+400 |  | 0.4 | 8 | 173 | 17 |  | Fixed | Roof
NJADRE1554994184 | Administratively Determined Incentive Program | RARITAN | 8869 | 5 | 16 | Residential | Behind the Meter | Yes | Net Metered Residential | Pro Custom Solar dba Momentum Solar |  | PSE&G | Accepted | 2023-11-07 | 2023-12-06 | 2024-12-06 | Solar Panels | HANWHA | Q. PEAK DUO BLK ML-G10+400 |  | 0.4 | 5 | 353 | 40 |  | Fixed | Roof
NJADRE1554994184 | Administratively Determined Incentive Program | RARITAN | 8869 | 5 | 16 | Residential | Behind the Meter | Yes | Net Metered Residential | Pro Custom Solar dba Momentum Solar |  | PSE&G | Accepted | 2023-11-07 | 2023-12-06 | 2024-12-06 | Solar Panels | HANWHA | Q. PEAK DUO BLK ML-G10+400 |  | 0.4 | 3 | 353 | 19 |  | Fixed | Roof
NJADRE1554994184 | Administratively Determined Incentive Program | RARITAN | 8869 | 5 | 16 | Residential | Behind the Meter | Yes | Net Metered Residential | Pro Custom Solar dba Momentum Solar |  | PSE&G | Accepted | 2023-11-07 | 2023-12-06 | 2024-12-06 | Solar Panels | HANWHA | Q. PEAK DUO BLK ML-G10+400 |  | 0.4 | 12 | 172 | 27 |  | Fixed | Roof
NJADRE1554994184 | Administratively Determined Incentive Program | RARITAN | 8869 | 5 | 16 | Residential | Behind the Meter | Yes | Net Metered Residential | Pro Custom Solar dba Momentum Solar |  | PSE&G | Accepted | 2023-11-07 | 2023-12-06 | 2024-12-06 | Solar Panels | HANWHA | Q. PEAK DUO BLK ML-G10+400 |  | 0.4 | 12 | 352 | 27 |  | Fixed | Roof
NJADRE1554994205 | Administratively Determined Incentive Program | WILLINGBORO | 8046 | 13 | 8.69 | Residential | Behind the Meter | Yes | Net Metered Residential | GenSun Solar |  | PSE&G | Accepted | 2023-11-07 | 2023-12-15 | 2024-12-15 | Inverters | SolarEdge | SE10000H-US | 240 |  | 1 |  |  | 0.9 |  | Outdoor
NJADRE1554994205 | Administratively Determined Incentive Program | WILLINGBORO | 8046 | 13 | 8.69 | Residential | Behind the Meter | Yes | Net Metered Residential | GenSun Solar |  | PSE&G | Accepted | 2023-11-07 | 2023-12-15 | 2024-12-15 | Meters | SolarEdge | SE10000H-US |  |  | 1 |  |  |  | Yes
NJADRE1554994205 | Administratively Determined Incentive Program | WILLINGBORO | 8046 | 13 | 8.69 | Residential | Behind the Meter | Yes | Net Metered Residential | GenSun Solar |  | PSE&G | Accepted | 2023-11-07 | 2023-12-15 | 2024-12-15 | Solar Panels | JA SOLAR | JAM54S31-395-MR |  | 0.395 | 22 | 334 | 45 |  | Fixed | Roof
NJADRE1554994207 | Administratively Determined Incentive Program | MONTCLAIR | 7042 | 9 | 3.36 | Residential | Behind the Meter | No | Net Metered Residential | EMT Renewables |  | PSE&G | Accepted | 2023-11-07 | 2023-12-06 | 2024-12-06 | Inverters | ENPHASE | IQ7x | 315 |  | 8 |  |  | 0.98 |  | Other | UNDER EACH PANEL
NJADRE1554994207 | Administratively Determined Incentive Program | MONTCLAIR | 7042 | 9 | 3.36 | Residential | Behind the Meter | No | Net Metered Residential | EMT Renewables |  | PSE&G | Accepted | 2023-11-07 | 2023-12-06 | 2024-12-06 | Solar Panels | REC ALPHA | REC 420 |  | 0.42 | 8 | 164 | 27 |  | Fixed | Roof
NJADRE1554994211 | Administratively Determined Incentive Program | Blairstown | 7825 | 2 | 34 | Residential | Behind the Meter | No | Net Metered Residential | Green House Solar |  | JCP&L | Accepted | 2023-11-08 | 2023-12-08 | 2024-12-08 | Inverters | enphase | iq7hs | 384 |  | 85 |  |  | 0.97 |  | Outdoor
NJADRE1554994211 | Administratively Determined Incentive Program | Blairstown | 7825 | 2 | 34 | Residential | Behind the Meter | No | Net Metered Residential | Green House Solar |  | JCP&L | Accepted | 2023-11-08 | 2023-12-08 | 2024-12-08 | Solar Panels | sunpower | u400 |  | 0.4 | 85 | 180 | 20 |  | Fixed | Ground
NJADRE1554994214 | Administratively Determined Incentive Program | PISCATAWAY TWP | 8854 | 11 | 9.32 | Residential | Behind the Meter | No | Net Metered Residential | Tesla Energy Operations Inc |  | PSE&G | Accepted | 2023-11-07 | 2023-12-06 | 2024-12-06 | Inverters | Tesla Inc | 1538000-50-A | 5000 |  | 1 |  |  | 0.98 |  | Outside
NJADRE1554994214 | Administratively Determined Incentive Program | PISCATAWAY TWP | 8854 | 11 | 9.32 | Residential | Behind the Meter | No | Net Metered Residential | Tesla Energy Operations Inc |  | PSE&G | Accepted | 2023-11-07 | 2023-12-06 | 2024-12-06 | Inverters | Tesla Inc | 1538000-38-A | 3800 |  | 1 |  |  | 0.98 |  | Outside
NJADRE1554994214 | Administratively Determined Incentive Program | PISCATAWAY TWP | 8854 | 11 | 9.32 | Residential | Behind the Meter | No | Net Metered Residential | Tesla Energy Operations Inc |  | PSE&G | Accepted | 2023-11-07 | 2023-12-06 | 2024-12-06 | Solar Panels | Hanwha | Q.PEAK DUO BLK ML-G10+/TS 405 |  | 0.405 | 9 | 27 | 20 |  | Fixed | Roof
NJADRE1554994214 | Administratively Determined Incentive Program | PISCATAWAY TWP | 8854 | 11 | 9.32 | Residential | Behind the Meter | No | Net Metered Residential | Tesla Energy Operations Inc |  | PSE&G | Accepted | 2023-11-07 | 2023-12-06 | 2024-12-06 | Solar Panels | Hanwha | Q.PEAK DUO BLK ML-G10+/TS 405 |  | 0.405 | 5 | 27 | 26 |  | Fixed | Roof
NJADRE1554994214 | Administratively Determined Incentive Program | PISCATAWAY TWP | 8854 | 11 | 9.32 | Residential | Behind the Meter | No | Net Metered Residential | Tesla Energy Operations Inc |  | PSE&G | Accepted | 2023-11-07 | 2023-12-06 | 2024-12-06 | Solar Panels | Hanwha | Q.PEAK DUO BLK ML-G10+/TS 405 |  | 0.405 | 5 | 207 | 26 |  | Fixed | Roof
NJADRE1554994214 | Administratively Determined Incentive Program | PISCATAWAY TWP | 8854 | 11 | 9.32 | Residential | Behind the Meter | No | Net Metered Residential | Tesla Energy Operations Inc |  | PSE&G | Accepted | 2023-11-07 | 2023-12-06 | 2024-12-06 | Solar Panels | Hanwha | Q.PEAK DUO BLK ML-G10+/TS 405 |  | 0.405 | 2 | 27 | 20 |  | Fixed | Roof
NJADRE1554994214 | Administratively Determined Incentive Program | PISCATAWAY TWP | 8854 | 11 | 9.32 | Residential | Behind the Meter | No | Net Metered Residential | Tesla Energy Operations Inc |  | PSE&G | Accepted | 2023-11-07 | 2023-12-06 | 2024-12-06 | Solar Panels | Hanwha | Q.PEAK DUO BLK ML-G10+/TS 405 |  | 0.405 | 2 | 207 | 20 |  | Fixed | Roof
NJADRE1554994226 | Administratively Determined Incentive Program | WILLINGBORO | 8046 | 13 | 8.3 | Residential | Behind the Meter | Yes | Net Metered Residential | GenSun Solar |  | PSE&G | Accepted | 2023-11-07 | 2023-12-15 | 2024-12-15 | Inverters | SolarEdge | SE10000H-US | 240 |  | 1 |  |  | 0.9 |  | Outdoor
NJADRE1554994226 | Administratively Determined Incentive Program | WILLINGBORO | 8046 | 13 | 8.3 | Residential | Behind the Meter | Yes | Net Metered Residential | GenSun Solar |  | PSE&G | Accepted | 2023-11-07 | 2023-12-15 | 2024-12-15 | Meters | SolarEdge | SE10000H-US |  |  | 1 |  |  |  | Yes
NJADRE1554994226 | Administratively Determined Incentive Program | WILLINGBORO | 8046 | 13 | 8.3 | Residential | Behind the Meter | Yes | Net Metered Residential | GenSun Solar |  | PSE&G | Accepted | 2023-11-07 | 2023-12-15 | 2024-12-15 | Solar Panels | JA SOLAR | JAM54S31-395-MR |  | 0.395 | 21 | 230 | 30 |  | Fixed | Roof
NJADRE1554994243 | Administratively Determined Incentive Program | EVESHAM | 8053 | 13 | 7.51 | Residential | Behind the Meter | Yes | Net Metered Residential | GenSun Solar |  | PSE&G | Accepted | 2023-11-07 | 2023-12-14 | 2024-12-14 | Inverters | SolarEdge | SE7600H-US | 240 |  | 1 |  |  | 0.9 |  | Outdoor
NJADRE1554994243 | Administratively Determined Incentive Program | EVESHAM | 8053 | 13 | 7.51 | Residential | Behind the Meter | Yes | Net Metered Residential | GenSun Solar |  | PSE&G | Accepted | 2023-11-07 | 2023-12-14 | 2024-12-14 | Meters | SolarEdge | SE7600H-US |  |  | 1 |  |  |  | Yes
NJADRE1554994243 | Administratively Determined Incentive Program | EVESHAM | 8053 | 13 | 7.51 | Residential | Behind the Meter | Yes | Net Metered Residential | GenSun Solar |  | PSE&G | Accepted | 2023-11-07 | 2023-12-14 | 2024-12-14 | Solar Panels | JA Solar | JAM72S09-395/PR |  | 0.395 | 19 | 172 | 40 |  | Fixed | Roof
NJADRE1554994246 | Administratively Determined Incentive Program | MAYS LANDING | 8330 | 19 | 7.7 | Residential | Behind the Meter | Yes | Net Metered Residential | Sunrun Installation Services, Inc. |  | AC Electric | Accepted | 2023-11-07 | 2023-12-06 | 2024-12-06 | Inverters | SolarEdge Technologies | SE6000H-USSN | 6000 |  | 1 |  |  | 0.96 |  | Outdoor | next to meter
NJADRE1554994246 | Administratively Determined Incentive Program | MAYS LANDING | 8330 | 19 | 7.7 | Residential | Behind the Meter | Yes | Net Metered Residential | Sunrun Installation Services, Inc. |  | AC Electric | Accepted | 2023-11-07 | 2023-12-06 | 2024-12-06 | Solar Panels | Hanwha Q Cells | Q.PEAK DUO BLK ML-G10+ 405 |  | 0.405 | 6 | 107 | 26 |  | Fixed | Roof
NJADRE1554994246 | Administratively Determined Incentive Program | MAYS LANDING | 8330 | 19 | 7.7 | Residential | Behind the Meter | Yes | Net Metered Residential | Sunrun Installation Services, Inc. |  | AC Electric | Accepted | 2023-11-07 | 2023-12-06 | 2024-12-06 | Solar Panels | Hanwha Q Cells | Q.PEAK DUO BLK ML-G10+ 405 |  | 0.405 | 13 | 287 | 27 |  | Fixed | Roof
NJADRE1554994256 | Administratively Determined Incentive Program | BARNEGAT | 8005 | 18 | 5.04 | Residential | Behind the Meter | Yes | Net Metered Residential | EMT Renewables |  | JCP&L | Accepted | 2023-11-07 | 2023-12-06 | 2024-12-06 | Inverters | ENPHASE | IQ7x | 315 |  | 12 |  |  | 0.98 |  | Other | UNDER EACH PANEL
NJADRE1554994256 | Administratively Determined Incentive Program | BARNEGAT | 8005 | 18 | 5.04 | Residential | Behind the Meter | Yes | Net Metered Residential | EMT Renewables |  | JCP&L | Accepted | 2023-11-07 | 2023-12-06 | 2024-12-06 | Solar Panels | REC ALPHA | REC 420 |  | 0.42 | 10 | 162 | 34 |  | Fixed | Roof
NJADRE1554994256 | Administratively Determined Incentive Program | BARNEGAT | 8005 | 18 | 5.04 | Residential | Behind the Meter | Yes | Net Metered Residential | EMT Renewables |  | JCP&L | Accepted | 2023-11-07 | 2023-12-06 | 2024-12-06 | Solar Panels | REC ALPHA | REC 420 |  | 0.42 | 2 | 161 | 34 |  | Fixed | Roof
NJADRE1554994266 | Administratively Determined Incentive Program | EVESHAM | 8053 | 13 | 8.3 | Residential | Behind the Meter | Yes | Net Metered Residential | GenSun Solar |  | PSE&G | Accepted | 2023-11-07 | 2023-12-08 | 2024-12-08 | Inverters | SolarEdge | SE6000H-US | 240 |  | 1 |  |  | 0.9 |  | Outdoor
NJADRE1554994266 | Administratively Determined Incentive Program | EVESHAM | 8053 | 13 | 8.3 | Residential | Behind the Meter | Yes | Net Metered Residential | GenSun Solar |  | PSE&G | Accepted | 2023-11-07 | 2023-12-08 | 2024-12-08 | Solar Panels | JA Solar | JAM72S09-395/PR |  | 0.395 | 21 | 352 | 40 |  | Fixed | Roof
NJADRE1554994417 | Administratively Determined Incentive Program | MORGANVILLE | 7751 | 17 | 12.15 | Non Profit | Behind the Meter | No | Small Net-Metered Non-Residential located on Rooftop, Carport, Canopy and Floating Solar | Ampericon |  | JCP&L | Accepted | 2023-11-07 | 2023-12-19 | 2024-12-19 | Inverters | SolarEdge | SE11400H-US / P505 | 11400 |  | 1 |  |  | 0.965 |  | Other | Roof
NJADRE1554994417 | Administratively Determined Incentive Program | MORGANVILLE | 7751 | 17 | 12.15 | Non Profit | Behind the Meter | No | Small Net-Metered Non-Residential located on Rooftop, Carport, Canopy and Floating Solar | Ampericon |  | JCP&L | Accepted | 2023-11-07 | 2023-12-19 | 2024-12-19 | Solar Panels | Phono Solar | PS450M-24TH |  | 0.45 | 14 | 216 | 25 |  | Fixed | Roof
NJADRE1554994417 | Administratively Determined Incentive Program | MORGANVILLE | 7751 | 17 | 12.15 | Non Profit | Behind the Meter | No | Small Net-Metered Non-Residential located on Rooftop, Carport, Canopy and Floating Solar | Ampericon |  | JCP&L | Accepted | 2023-11-07 | 2023-12-19 | 2024-12-19 | Solar Panels | Phono Solar | PS450M-24TH |  | 0.45 | 13 | 36 | 25 |  | Fixed | Roof
NJADRE1554995363 | Administratively Determined Incentive Program | HILLSIDE | 7205 | 10 | 6.15 | Residential | Behind the Meter | No | Net Metered Residential | Onsite Energy, Inc. |  | PSE&G | Accepted | 2023-11-07 | 2023-12-08 | 2024-12-08 | Inverters | IQ8M-72-2-US | Enphase | 325 |  | 15 |  |  | 0.977 |  | Outdoor
NJADRE1554995363 | Administratively Determined Incentive Program | HILLSIDE | 7205 | 10 | 6.15 | Residential | Behind the Meter | No | Net Metered Residential | Onsite Energy, Inc. |  | PSE&G | Accepted | 2023-11-07 | 2023-12-08 | 2024-12-08 | Solar Panels | Silfab | SIL-410 BG |  | 0.41 | 15 | 307 | 33 |  | Fixed | Roof
NJADRE1554995364 | Administratively Determined Incentive Program | POMPTON PLAINS | 7444 | 3 | 14.28 | Residential | Behind the Meter | Yes | Net Metered Residential | EMT Renewables |  | JCP&L | Accepted | 2023-11-07 | 2023-12-06 | 2024-12-06 | Inverters | ENPHASE | IQ7x | 315 |  | 34 |  |  | 0.98 |  | Other | UNDER EACH PANEL
NJADRE1554995364 | Administratively Determined Incentive Program | POMPTON PLAINS | 7444 | 3 | 14.28 | Residential | Behind the Meter | Yes | Net Metered Residential | EMT Renewables |  | JCP&L | Accepted | 2023-11-07 | 2023-12-06 | 2024-12-06 | Solar Panels | REC ALPHA | REC 420 |  | 0.42 | 22 | 1848 | 36 |  | Fixed | Roof
NJADRE1554995364 | Administratively Determined Incentive Program | POMPTON PLAINS | 7444 | 3 | 14.28 | Residential | Behind the Meter | Yes | Net Metered Residential | EMT Renewables |  | JCP&L | Accepted | 2023-11-07 | 2023-12-06 | 2024-12-06 | Solar Panels | REC ALPHA | REC 420 |  | 0.42 | 7 | 184 | 36 |  | Fixed | Roof
NJADRE1554995364 | Administratively Determined Incentive Program | POMPTON PLAINS | 7444 | 3 | 14.28 | Residential | Behind the Meter | Yes | Net Metered Residential | EMT Renewables |  | JCP&L | Accepted | 2023-11-07 | 2023-12-06 | 2024-12-06 | Solar Panels | REC ALPHA | REC 420 |  | 0.42 | 5 | 274 | 36 |  | Fixed | Roof
NJADRE1554995399 | Administratively Determined Incentive Program | NORTH BRUNSWICK | 8902 | 11 | 4.86 | Residential | Behind the Meter | No | Net Metered Residential | Tesla Energy Operations Inc |  | PSE&G | Accepted | 2023-11-07 | 2023-12-07 | 2024-12-07 | Inverters | Tesla | 1850000-00-C | 7600 |  | 1 |  |  | 0.98 |  | Outside
NJADRE1554995399 | Administratively Determined Incentive Program | NORTH BRUNSWICK | 8902 | 11 | 4.86 | Residential | Behind the Meter | No | Net Metered Residential | Tesla Energy Operations Inc |  | PSE&G | Accepted | 2023-11-07 | 2023-12-07 | 2024-12-07 | Solar Panels | Hanwha | Q.PEAK DUO BLK ML-G10+/TS 405 |  | 0.405 | 4 | 230 | 18 |  | Fixed | Roof
NJADRE1554995399 | Administratively Determined Incentive Program | NORTH BRUNSWICK | 8902 | 11 | 4.86 | Residential | Behind the Meter | No | Net Metered Residential | Tesla Energy Operations Inc |  | PSE&G | Accepted | 2023-11-07 | 2023-12-07 | 2024-12-07 | Solar Panels | Hanwha | Q.PEAK DUO BLK ML-G10+/TS 405 |  | 0.405 | 2 | 50 | 18 |  | Fixed | Roof
NJADRE1554995399 | Administratively Determined Incentive Program | NORTH BRUNSWICK | 8902 | 11 | 4.86 | Residential | Behind the Meter | No | Net Metered Residential | Tesla Energy Operations Inc |  | PSE&G | Accepted | 2023-11-07 | 2023-12-07 | 2024-12-07 | Solar Panels | Hanwha | Q.PEAK DUO BLK ML-G10+/TS 405 |  | 0.405 | 4 | 50 | 16 |  | Fixed | Roof
NJADRE1554995399 | Administratively Determined Incentive Program | NORTH BRUNSWICK | 8902 | 11 | 4.86 | Residential | Behind the Meter | No | Net Metered Residential | Tesla Energy Operations Inc |  | PSE&G | Accepted | 2023-11-07 | 2023-12-07 | 2024-12-07 | Solar Panels | Hanwha | Q.PEAK DUO BLK ML-G10+/TS 405 |  | 0.405 | 2 | 230 | 20 |  | Fixed | Roof
NJADRE1554995399 | Administratively Determined Incentive Program | NORTH BRUNSWICK | 8902 | 11 | 4.86 | Residential | Behind the Meter | No | Net Metered Residential | Tesla Energy Operations Inc |  | PSE&G | Accepted | 2023-11-07 | 2023-12-07 | 2024-12-07 | Electric Storage Battery | Tesla | AC Powerwall 2.0 |  |  | 1 |  |  |  | Lithium Ion |  | Outside
NJADRE1554995423 | Administratively Determined Incentive Program | NEWTON | 7860 | 1 | 9.09 | Residential | Behind the Meter | No | Net Metered Residential | Bright Planet Solar |  | JCP&L | Accepted | 2023-11-07 | 2023-12-06 | 2024-12-06 | Inverters | Solar Edge | SE7600H-USRGM | 7600 |  | 1 |  |  | 0.98 |  | Outdoor | OUTSIDE
NJADRE1554995423 | Administratively Determined Incentive Program | NEWTON | 7860 | 1 | 9.09 | Residential | Behind the Meter | No | Net Metered Residential | Bright Planet Solar |  | JCP&L | Accepted | 2023-11-07 | 2023-12-06 | 2024-12-06 | Solar Panels | Canadian Solar | CS3N-395MS |  | 0.395 | 13 | 133 | 18 |  | Fixed | Roof
NJADRE1554995423 | Administratively Determined Incentive Program | NEWTON | 7860 | 1 | 9.09 | Residential | Behind the Meter | No | Net Metered Residential | Bright Planet Solar |  | JCP&L | Accepted | 2023-11-07 | 2023-12-06 | 2024-12-06 | Solar Panels | Canadian Solar | CS3N-395MS |  | 0.395 | 10 | 313 | 18 |  | Fixed | Roof
NJADRE1554995436 | Administratively Determined Incentive Program | KEASBEY | 8832 | 11 | 6 | Residential | Behind the Meter | Yes | Net Metered Residential | Sunrun Installation Services, Inc. |  | PSE&G | Accepted | 2023-11-09 | 2023-12-11 | 2024-12-11 | Inverters | SolarEdge Technologies | SE6000H-USSN | 6000 |  | 1 |  |  | 0.96 |  | Outdoor | Next To Meter
NJADRE1554995436 | Administratively Determined Incentive Program | KEASBEY | 8832 | 11 | 6 | Residential | Behind the Meter | Yes | Net Metered Residential | Sunrun Installation Services, Inc. |  | PSE&G | Accepted | 2023-11-09 | 2023-12-11 | 2024-12-11 | Solar Panels | Vikram Solar | VSMDHT.60.375.05 |  | 0.375 | 3 | 16 | 18 |  | Fixed | Roof
NJADRE1554995436 | Administratively Determined Incentive Program | KEASBEY | 8832 | 11 | 6 | Residential | Behind the Meter | Yes | Net Metered Residential | Sunrun Installation Services, Inc. |  | PSE&G | Accepted | 2023-11-09 | 2023-12-11 | 2024-12-11 | Solar Panels | Vikram Solar | VSMDHT.60.375.05 |  | 0.375 | 13 | 196 | 18 |  | Fixed | Roof
NJADRE1554995465 | Administratively Determined Incentive Program | BORDENTOWN | 8505 | 13 | 11.07 | Residential | Behind the Meter | No | Net Metered Residential | Infinity Solar Systems |  | PSE&G | Accepted | 2023-11-07 | 2023-12-07 | 2024-12-07 | Inverters | Enphase | IQ8Plus-72-2-US | 290 |  | 27 |  |  | 0.97 |  | Outdoor
NJADRE1554995465 | Administratively Determined Incentive Program | BORDENTOWN | 8505 | 13 | 11.07 | Residential | Behind the Meter | No | Net Metered Residential | Infinity Solar Systems |  | PSE&G | Accepted | 2023-11-07 | 2023-12-07 | 2024-12-07 | Solar Panels | SEG Solar | SEG-410-BMD-HV |  | 0.41 | 10 | 227 | 30 |  | Fixed | Roof
NJADRE1554995465 | Administratively Determined Incentive Program | BORDENTOWN | 8505 | 13 | 11.07 | Residential | Behind the Meter | No | Net Metered Residential | Infinity Solar Systems |  | PSE&G | Accepted | 2023-11-07 | 2023-12-07 | 2024-12-07 | Solar Panels | SEG Solar | SEG-410-BMD-HV |  | 0.41 | 17 | 227 | 30 |  | Fixed | Roof
NJADRE1554995470 | Administratively Determined Incentive Program | LITTLE EGG HARBOR TWP | 8087 | 18 | 8.4 | Residential | Behind the Meter | Yes | Net Metered Residential | EMT Renewables |  | AC Electric | Accepted | 2023-11-07 | 2023-12-06 | 2024-12-06 | Inverters | ENPHASE | IQ7x | 315 |  | 20 |  |  | 0.98 |  | Other | UNDER EACH PANEL
NJADRE1554995470 | Administratively Determined Incentive Program | LITTLE EGG HARBOR TWP | 8087 | 18 | 8.4 | Residential | Behind the Meter | Yes | Net Metered Residential | EMT Renewables |  | AC Electric | Accepted | 2023-11-07 | 2023-12-06 | 2024-12-06 | Solar Panels | REC ALPHA | REC 420 |  | 0.42 | 4 | 173 | 17 |  | Fixed | Roof
NJADRE1554995470 | Administratively Determined Incentive Program | LITTLE EGG HARBOR TWP | 8087 | 18 | 8.4 | Residential | Behind the Meter | Yes | Net Metered Residential | EMT Renewables |  | AC Electric | Accepted | 2023-11-07 | 2023-12-06 | 2024-12-06 | Solar Panels | REC ALPHA | REC 420 |  | 0.42 | 12 | 83 | 20 |  | Fixed | Roof
NJADRE1554995470 | Administratively Determined Incentive Program | LITTLE EGG HARBOR TWP | 8087 | 18 | 8.4 | Residential | Behind the Meter | Yes | Net Metered Residential | EMT Renewables |  | AC Electric | Accepted | 2023-11-07 | 2023-12-06 | 2024-12-06 | Solar Panels | REC ALPHA | REC 420 |  | 0.42 | 4 | 353 | 17 |  | Fixed | Roof
NJADRE1554995495 | Administratively Determined Incentive Program | RAHWAY | 7065 | 10 | 8.91 | Residential | Behind the Meter | Yes | Net Metered Residential | Sunny Mac LLC |  | PSE&G | Accepted | 2023-11-07 | 2023-12-07 | 2024-12-07 | Solar Panels | Q.PEAK DUO BLK ML-G10+ 405 | HANWHA |  | 0.405 | 14 | 208 | 34 |  | Fixed | Roof
NJADRE1554995495 | Administratively Determined Incentive Program | RAHWAY | 7065 | 10 | 8.91 | Residential | Behind the Meter | Yes | Net Metered Residential | Sunny Mac LLC |  | PSE&G | Accepted | 2023-11-07 | 2023-12-07 | 2024-12-07 | Solar Panels | Q.PEAK DUO BLK ML-G10+ 405 | HANWHA |  | 0.405 | 8 | 28 | 32 |  | Fixed | Roof
NJADRE1554995495 | Administratively Determined Incentive Program | RAHWAY | 7065 | 10 | 8.91 | Residential | Behind the Meter | Yes | Net Metered Residential | Sunny Mac LLC |  | PSE&G | Accepted | 2023-11-07 | 2023-12-07 | 2024-12-07 | Inverters | SE6000H-US | Solaredge | 6000 |  | 1 |  |  | 0.1 |  | Outdoor | next to meter
NJADRE1554995495 | Administratively Determined Incentive Program | RAHWAY | 7065 | 10 | 8.91 | Residential | Behind the Meter | Yes | Net Metered Residential | Sunny Mac LLC |  | PSE&G | Accepted | 2023-11-07 | 2023-12-07 | 2024-12-07 | Meters | SE-RGMTR-1D-240C-B | Solaredge |  |  | 1 |  |  |  | Yes | Outdoor
NJADRE1554995524 | Administratively Determined Incentive Program | JERSEY CITY | 7304 | 8 | 6.48 | Residential | Behind the Meter | Yes | Net Metered Residential | Pro Custom Solar dba Momentum Solar |  | PSE&G | Accepted | 2023-11-07 | 2023-12-07 | 2024-12-07 | Solar Panels | Â Q. PEAK DUO BLK-G10+405 | hawnha |  | 0.405 | 2 | 227 | 22 |  | Fixed | Roof
NJADRE1554995524 | Administratively Determined Incentive Program | JERSEY CITY | 7304 | 8 | 6.48 | Residential | Behind the Meter | Yes | Net Metered Residential | Pro Custom Solar dba Momentum Solar |  | PSE&G | Accepted | 2023-11-07 | 2023-12-07 | 2024-12-07 | Solar Panels | Â Q. PEAK DUO BLK-G10+405 | hawnha |  | 0.405 | 14 | 47 | 22 |  | Fixed | Roof
NJADRE1554995524 | Administratively Determined Incentive Program | JERSEY CITY | 7304 | 8 | 6.48 | Residential | Behind the Meter | Yes | Net Metered Residential | Pro Custom Solar dba Momentum Solar |  | PSE&G | Accepted | 2023-11-07 | 2023-12-07 | 2024-12-07 | Inverters | IQ8PLUS-72-2-US | enphase | 290 |  | 16 |  |  | 0.97 |  | Outdoor
NJADRE1554995554 | Administratively Determined Incentive Program | EGG HARBOR CITY | 8215 | 19 | 12.56 | Residential | Behind the Meter | Yes | Net Metered Residential | Skyline Solar LLC |  | AC Electric | Accepted | 2023-11-07 | 2023-12-07 | 2024-12-07 | Solar Panels | Q CELLS | Q.PEAK DUO BLK ML-G10+ |  | 0.405 | 15 | 169 | 36 |  | Fixed | Roof
NJADRE1554995554 | Administratively Determined Incentive Program | EGG HARBOR CITY | 8215 | 19 | 12.56 | Residential | Behind the Meter | Yes | Net Metered Residential | Skyline Solar LLC |  | AC Electric | Accepted | 2023-11-07 | 2023-12-07 | 2024-12-07 | Solar Panels | Q CELLS | Q.PEAK DUO BLK ML-G10+ |  | 0.405 | 9 | 259 | 30 |  | Fixed | Roof
NJADRE1554995554 | Administratively Determined Incentive Program | EGG HARBOR CITY | 8215 | 19 | 12.56 | Residential | Behind the Meter | Yes | Net Metered Residential | Skyline Solar LLC |  | AC Electric | Accepted | 2023-11-07 | 2023-12-07 | 2024-12-07 | Solar Panels | Q CELLS | Q.PEAK DUO BLK ML-G10+ |  | 0.405 | 7 | 79 | 30 |  | Fixed | Roof
NJADRE1554995554 | Administratively Determined Incentive Program | EGG HARBOR CITY | 8215 | 19 | 12.56 | Residential | Behind the Meter | Yes | Net Metered Residential | Skyline Solar LLC |  | AC Electric | Accepted | 2023-11-07 | 2023-12-07 | 2024-12-07 | Inverters | ENPHASE | IQ8PLUS -72-2-US | 290 |  | 31 |  |  | 0.976 |  | Outdoor
NJADRE1554995556 | Administratively Determined Incentive Program | NUTLEY | 7110 | 9 | 8.2 | Residential | Behind the Meter | No | Net Metered Residential | Infinity Solar Systems |  | PSE&G | Accepted | 2023-11-07 | 2023-12-11 | 2024-12-11 | Inverters | Enphase | IQ8Plus-72-2-US | 290 |  | 20 |  |  | 0.97 |  | Outdoor
NJADRE1554995556 | Administratively Determined Incentive Program | NUTLEY | 7110 | 9 | 8.2 | Residential | Behind the Meter | No | Net Metered Residential | Infinity Solar Systems |  | PSE&G | Accepted | 2023-11-07 | 2023-12-11 | 2024-12-11 | Solar Panels | SEG Solar | SEG-410-BMD-HV |  | 0.41 | 18 | 194 | 20 |  | Fixed | Roof
NJADRE1554995556 | Administratively Determined Incentive Program | NUTLEY | 7110 | 9 | 8.2 | Residential | Behind the Meter | No | Net Metered Residential | Infinity Solar Systems |  | PSE&G | Accepted | 2023-11-07 | 2023-12-11 | 2024-12-11 | Solar Panels | SEG Solar | SEG-410-BMD-HV |  | 0.41 | 2 | 194 | 9 |  | Fixed | Roof
NJADRE1554995557 | Administratively Determined Incentive Program | CHESILHURST | 8089 | 14 | 11.2 | Residential | Behind the Meter | No | Net Metered Residential | Seapoint Solar Energy LLC |  | AC Electric | Accepted | 2023-11-08 | 2023-12-11 | 2024-12-11 | Solar Panels | Canadian Solar | CS6R-400MS-HL |  | 0.4 | 28 | 196 | 20 |  | Fixed | Roof
NJADRE1554995557 | Administratively Determined Incentive Program | CHESILHURST | 8089 | 14 | 11.2 | Residential | Behind the Meter | No | Net Metered Residential | Seapoint Solar Energy LLC |  | AC Electric | Accepted | 2023-11-08 | 2023-12-11 | 2024-12-11 | Inverters | Enphase 1Q8PLUS | IQ8PLUS-72-2-US | 290 |  | 28 |  |  | 0.97 |  | Other
NJADRE1554995558 | Administratively Determined Incentive Program | JERSEY CITY | 7304 | 8 | 4.86 | Residential | Behind the Meter | Yes | Net Metered Residential | Pro Custom Solar dba Momentum Solar |  | PSE&G | Accepted | 2023-11-07 | 2023-12-07 | 2024-12-07 | Inverters | IQ8PLUS-72-2-US | enphase | 290 |  | 12 |  |  | 0.97 |  | Outdoor
NJADRE1554995558 | Administratively Determined Incentive Program | JERSEY CITY | 7304 | 8 | 4.86 | Residential | Behind the Meter | Yes | Net Metered Residential | Pro Custom Solar dba Momentum Solar |  | PSE&G | Accepted | 2023-11-07 | 2023-12-07 | 2024-12-07 | Solar Panels | Â Q. PEAK DUO BLK-G10+405 | hawnha |  | 0.405 | 12 | 227 | 22 |  | Fixed | Roof
NJADRE1554995675 | Administratively Determined Incentive Program | Cedar Brook | 8018 | 14 | 11.76 | Residential | Behind the Meter | Yes | Net Metered Residential | EMT Renewables |  | AC Electric | Accepted | 2023-11-07 | 2023-12-07 | 2024-12-07 | Inverters | ENPHASE | IQ7x | 315 |  | 28 |  |  | 0.98 |  | Other | UNDER EACH PANEL
NJADRE1554995675 | Administratively Determined Incentive Program | Cedar Brook | 8018 | 14 | 11.76 | Residential | Behind the Meter | Yes | Net Metered Residential | EMT Renewables |  | AC Electric | Accepted | 2023-11-07 | 2023-12-07 | 2024-12-07 | Solar Panels | REC ALPHA | REC 420 |  | 0.42 | 12 | 56 | 26 |  | Fixed | Roof
NJADRE1554995675 | Administratively Determined Incentive Program | Cedar Brook | 8018 | 14 | 11.76 | Residential | Behind the Meter | Yes | Net Metered Residential | EMT Renewables |  | AC Electric | Accepted | 2023-11-07 | 2023-12-07 | 2024-12-07 | Solar Panels | REC ALPHA | REC 420 |  | 0.42 | 11 | 236 | 26 |  | Fixed | Roof
NJADRE1554995675 | Administratively Determined Incentive Program | Cedar Brook | 8018 | 14 | 11.76 | Residential | Behind the Meter | Yes | Net Metered Residential | EMT Renewables |  | AC Electric | Accepted | 2023-11-07 | 2023-12-07 | 2024-12-07 | Solar Panels | REC ALPHA | REC 420 |  | 0.42 | 5 | 236 | 24 |  | Fixed | Roof
NJADRE1554995677 | Administratively Determined Incentive Program | CLIFTON | 7011 | 6 | 6.48 | Residential | Behind the Meter | No | Net Metered Residential | Powur, PBC |  | PSE&G | Accepted | 2023-11-07 | 2023-12-12 | 2024-12-12 | Solar Panels | Hanwha | Q.PEAK DUO BLK ML-G10+ (405W) |  | 0.405 | 14 | 167 | 37 |  | Fixed | Roof
NJADRE1554995677 | Administratively Determined Incentive Program | CLIFTON | 7011 | 6 | 6.48 | Residential | Behind the Meter | No | Net Metered Residential | Powur, PBC |  | PSE&G | Accepted | 2023-11-07 | 2023-12-12 | 2024-12-12 | Solar Panels | Hanwha | Q.PEAK DUO BLK ML-G10+ (405W) |  | 0.405 | 2 | 167 | 18 |  | Fixed | Roof
NJADRE1554995677 | Administratively Determined Incentive Program | CLIFTON | 7011 | 6 | 6.48 | Residential | Behind the Meter | No | Net Metered Residential | Powur, PBC |  | PSE&G | Accepted | 2023-11-07 | 2023-12-12 | 2024-12-12 | Inverters | Enphase | IQ8PLUS-72-2-US | 290 |  | 16 |  |  | 0.99 |  | Outside
NJADRE1554995677 | Administratively Determined Incentive Program | CLIFTON | 7011 | 6 | 6.48 | Residential | Behind the Meter | No | Net Metered Residential | Powur, PBC |  | PSE&G | Accepted | 2023-11-07 | 2023-12-12 | 2024-12-12 | Meters | """Enphase Integrated Production Meter Single-Phase (L- | X2-IQ-AM1-240-4 |  |  | 1 |  |  |  | Yes | Outdoor
NJADRE1554995678 | Administratively Determined Incentive Program | NUTLEY | 7110 | 9 | 7.38 | Residential | Behind the Meter | No | Net Metered Residential | Infinity Solar Systems |  | PSE&G | Accepted | 2023-11-07 | 2023-12-11 | 2024-12-11 | Inverters | Enphase | IQ8Plus-72-2-US | 290 |  | 18 |  |  | 0.97 |  | Outdoor
NJADRE1554995678 | Administratively Determined Incentive Program | NUTLEY | 7110 | 9 | 7.38 | Residential | Behind the Meter | No | Net Metered Residential | Infinity Solar Systems |  | PSE&G | Accepted | 2023-11-07 | 2023-12-11 | 2024-12-11 | Solar Panels | SEG Solar | SEG-410-BMD-HV |  | 0.41 | 18 | 14 | 20 |  | Fixed | Roof
NJADRE1554995685 | Administratively Determined Incentive Program | HOWELL | 7731 | 17 | 6.94 | Residential | Behind the Meter | No | Net Metered Residential | Power Home Remodeling |  | JCP&L | Accepted | 2023-11-07 | 2023-12-07 | 2024-12-07 | Inverters | SolarEdge | SE5000H-US | 5000 |  | 1 |  |  | 0.99 |  | Outdoor
NJADRE1554995685 | Administratively Determined Incentive Program | HOWELL | 7731 | 17 | 6.94 | Residential | Behind the Meter | No | Net Metered Residential | Power Home Remodeling |  | JCP&L | Accepted | 2023-11-07 | 2023-12-07 | 2024-12-07 | Meters | SoalrEdge | Revenue Grade Data Ansi C12.20 |  |  | 1 |  |  |  | Yes | Outdoor
NJADRE1554995685 | Administratively Determined Incentive Program | HOWELL | 7731 | 17 | 6.94 | Residential | Behind the Meter | No | Net Metered Residential | Power Home Remodeling |  | JCP&L | Accepted | 2023-11-07 | 2023-12-07 | 2024-12-07 | Solar Panels | QCell | Q.PEAK DUO BLK-G10+ 365 |  | 0.365 | 19 | 203 | 22 |  | Fixed | Roof
NJADRE1554995689 | Administratively Determined Incentive Program | TRENTON | 8629 | 12 | 5.88 | Residential | Behind the Meter | No | Net Metered Residential | Infinity Solar Systems |  | PSE&G | Accepted | 2023-11-07 | 2023-12-11 | 2024-12-11 | Inverters | Enphase | IQ7X-96-2-US | 315 |  | 14 |  |  | 0.97 |  | Outdoor
NJADRE1554995689 | Administratively Determined Incentive Program | TRENTON | 8629 | 12 | 5.88 | Residential | Behind the Meter | No | Net Metered Residential | Infinity Solar Systems |  | PSE&G | Accepted | 2023-11-07 | 2023-12-11 | 2024-12-11 | Solar Panels | REC Solar | REC 420AA PURE-R |  | 0.42 | 14 | 40 | 16 |  | Fixed | Roof
NJADRE1554995693 | Administratively Determined Incentive Program | FLEMINGTON | 8822 | 4 | 5.18 | Residential | Behind the Meter | No | Net Metered Residential | Vision Solar LLC |  | JCP&L | Accepted | 2023-11-07 | 2023-12-07 | 2024-12-07 | Inverters | solaredge | SE3800H-USRGM | 4 |  | 1 |  |  | 0.97 |  | Outdoor | side of house
NJADRE1554995693 | Administratively Determined Incentive Program | FLEMINGTON | 8822 | 4 | 5.18 | Residential | Behind the Meter | No | Net Metered Residential | Vision Solar LLC |  | JCP&L | Accepted | 2023-11-07 | 2023-12-07 | 2024-12-07 | Solar Panels | ZXM6-NH120-370/M | ZNSHINE |  | 0.37 | 6 | 173 | 21 |  | Fixed | Roof
NJADRE1554995693 | Administratively Determined Incentive Program | FLEMINGTON | 8822 | 4 | 5.18 | Residential | Behind the Meter | No | Net Metered Residential | Vision Solar LLC |  | JCP&L | Accepted | 2023-11-07 | 2023-12-07 | 2024-12-07 | Solar Panels | 0.37 | ZXM6-NH120-370/M |  | 0.37 | 8 | 173 | 20 |  | Fixed | Roof
NJADRE1554995697 | Administratively Determined Incentive Program | HILLSIDE | 7205 | 10 | 10 | Residential | Behind the Meter | Yes | Net Metered Residential | Pro Custom Solar dba Momentum Solar |  | PSE&G | Accepted | 2023-11-07 | 2023-12-07 | 2024-12-07 | Solar Panels | Â Q. PEAK DUO BLK-G10+400 | HAWNHA |  | 0.4 | 11 | 142 | 19 |  | Fixed | Roof
NJADRE1554995697 | Administratively Determined Incentive Program | HILLSIDE | 7205 | 10 | 10 | Residential | Behind the Meter | Yes | Net Metered Residential | Pro Custom Solar dba Momentum Solar |  | PSE&G | Accepted | 2023-11-07 | 2023-12-07 | 2024-12-07 | Solar Panels | Â Q. PEAK DUO BLK-G10+400 | HANWHA |  | 0.4 | 14 | 304 | 19 |  | Fixed | Roof
NJADRE1554995697 | Administratively Determined Incentive Program | HILLSIDE | 7205 | 10 | 10 | Residential | Behind the Meter | Yes | Net Metered Residential | Pro Custom Solar dba Momentum Solar |  | PSE&G | Accepted | 2023-11-07 | 2023-12-07 | 2024-12-07 | Inverters | IQ8PLUS-72-2-US | ENPHASE | 209 |  | 25 |  |  | 0.97 |  | Outdoor
NJADRE1554995703 | Administratively Determined Incentive Program | WILLIAMSTOWN | 8094 | 15 | 7.29 | Residential | Behind the Meter | Yes | Net Metered Residential | Sunrun Installation Services, Inc. |  | AC Electric | Accepted | 2023-11-07 | 2023-12-07 | 2024-12-07 | Inverters | DELTA ELECTRONICS | E6-TL-US | 5760 |  | 1 |  |  | 0.97 |  | Outdoor | Next To Meter
NJADRE1554995703 | Administratively Determined Incentive Program | WILLIAMSTOWN | 8094 | 15 | 7.29 | Residential | Behind the Meter | Yes | Net Metered Residential | Sunrun Installation Services, Inc. |  | AC Electric | Accepted | 2023-11-07 | 2023-12-07 | 2024-12-07 | Solar Panels | HANWHA Q-CELLS | Q.PEAK DUO BLK ML-G10+ 405 |  | 0.405 | 9 | 136 | 18 |  | Fixed | Roof
NJADRE1554995703 | Administratively Determined Incentive Program | WILLIAMSTOWN | 8094 | 15 | 7.29 | Residential | Behind the Meter | Yes | Net Metered Residential | Sunrun Installation Services, Inc. |  | AC Electric | Accepted | 2023-11-07 | 2023-12-07 | 2024-12-07 | Solar Panels | HANWHA Q-CELLS | Q.PEAK DUO BLK ML-G10+ 405 |  | 0.405 | 9 | 316 | 18 |  | Fixed | Roof
NJADRE1554995705 | Administratively Determined Incentive Program | PATERSON | 7503 | 6 | 6.08 | Residential | Behind the Meter | Yes | Net Metered Residential | Trinity Solar |  | PSE&G | Accepted | 2023-11-07 | 2023-12-07 | 2024-12-07 | Inverters | Solar Edge | SE5000H-US | 5000 |  | 1 |  |  | 0.97 |  | Outside
NJADRE1554995705 | Administratively Determined Incentive Program | PATERSON | 7503 | 6 | 6.08 | Residential | Behind the Meter | Yes | Net Metered Residential | Trinity Solar |  | PSE&G | Accepted | 2023-11-07 | 2023-12-07 | 2024-12-07 | Solar Panels | HANWHA 405 (Q.PEAK DUO BLK ML-G10+ 405) | HANWHA 405 (Q.PEAK DUO BLK ML-G10+ 405) |  | 0.405 | 15 | 167 | 40 |  | Fixed | Roof
NJADRE1554995715 | Administratively Determined Incentive Program | ABSECON | 8201 | 19 | 12.56 | Residential | Behind the Meter | Yes | Net Metered Residential | EMT Renewables |  | AC Electric | Accepted | 2023-11-09 | 2023-12-11 | 2024-12-11 | Inverters | ENPHASE | IQ8+ | 290 |  | 31 |  |  | 0.98 |  | Other | UNDER EACH PANEL
NJADRE1554995715 | Administratively Determined Incentive Program | ABSECON | 8201 | 19 | 12.56 | Residential | Behind the Meter | Yes | Net Metered Residential | EMT Renewables |  | AC Electric | Accepted | 2023-11-09 | 2023-12-11 | 2024-12-11 | Solar Panels | Q CELLS | Q PEAK DUO BLK |  | 0.405 | 9 | 174 | 23 |  | Fixed | Roof
NJADRE1554995715 | Administratively Determined Incentive Program | ABSECON | 8201 | 19 | 12.56 | Residential | Behind the Meter | Yes | Net Metered Residential | EMT Renewables |  | AC Electric | Accepted | 2023-11-09 | 2023-12-11 | 2024-12-11 | Solar Panels | Q CELLS | Q PEAK DUO BLK |  | 0.405 | 4 | 354 | 23 |  | Fixed | Roof
NJADRE1554995715 | Administratively Determined Incentive Program | ABSECON | 8201 | 19 | 12.56 | Residential | Behind the Meter | Yes | Net Metered Residential | EMT Renewables |  | AC Electric | Accepted | 2023-11-09 | 2023-12-11 | 2024-12-11 | Solar Panels | Q CELLS | Q PEAK DUO BLK |  | 0.405 | 10 | 174 | 23 |  | Fixed | Roof
NJADRE1554995715 | Administratively Determined Incentive Program | ABSECON | 8201 | 19 | 12.56 | Residential | Behind the Meter | Yes | Net Metered Residential | EMT Renewables |  | AC Electric | Accepted | 2023-11-09 | 2023-12-11 | 2024-12-11 | Solar Panels | Q CELLS | Q PEAK DUO BLK |  | 0.405 | 8 | 354 | 23 |  | Fixed | Roof
NJADRE1554995751 | Administratively Determined Incentive Program | CLAYTON | 8312 | 15 | 11.34 | Residential | Behind the Meter | Yes | Net Metered Residential | Sunrun Installation Services, Inc. |  | AC Electric | Accepted | 2023-11-07 | 2023-12-07 | 2024-12-07 | Inverters | SOLAREDGE TECHNOLOGIES | SE7600H-USSN | 7600 |  | 1 |  |  | 0.99 |  | Outdoor | Next To Meter
NJADRE1554995751 | Administratively Determined Incentive Program | CLAYTON | 8312 | 15 | 11.34 | Residential | Behind the Meter | Yes | Net Metered Residential | Sunrun Installation Services, Inc. |  | AC Electric | Accepted | 2023-11-07 | 2023-12-07 | 2024-12-07 | Solar Panels | HANWHA Q-CELLS | Q.PEAK DUO BLK ML-G10+ 405 |  | 0.405 | 10 | 245 | 26 |  | Fixed | Roof
NJADRE1554995751 | Administratively Determined Incentive Program | CLAYTON | 8312 | 15 | 11.34 | Residential | Behind the Meter | Yes | Net Metered Residential | Sunrun Installation Services, Inc. |  | AC Electric | Accepted | 2023-11-07 | 2023-12-07 | 2024-12-07 | Solar Panels | HANWHA Q-CELLS | Q.PEAK DUO BLK ML-G10+ 405 |  | 0.405 | 18 | 64 | 26 |  | Fixed | Roof
NJADRE1554995752 | Administratively Determined Incentive Program | HILLSBOROUGH TWP | 8844 | 5 | 7.29 | Residential | Behind the Meter | No | Net Metered Residential | Tesla Energy Operations Inc |  | PSE&G | Accepted | 2023-11-07 | 2023-12-07 | 2024-12-07 | Inverters | Tesla Inc | 1538000-45-A | 7600 |  | 1 |  |  | 0.98 |  | Outside
NJADRE1554995752 | Administratively Determined Incentive Program | HILLSBOROUGH TWP | 8844 | 5 | 7.29 | Residential | Behind the Meter | No | Net Metered Residential | Tesla Energy Operations Inc |  | PSE&G | Accepted | 2023-11-07 | 2023-12-07 | 2024-12-07 | Solar Panels | Hanwha | Q.PEAK DUO BLK ML-G10+/TS 405 |  | 0.405 | 11 | 183 | 30 |  | Fixed | Roof
NJADRE1554995752 | Administratively Determined Incentive Program | HILLSBOROUGH TWP | 8844 | 5 | 7.29 | Residential | Behind the Meter | No | Net Metered Residential | Tesla Energy Operations Inc |  | PSE&G | Accepted | 2023-11-07 | 2023-12-07 | 2024-12-07 | Solar Panels | Hanwha | Q.PEAK DUO BLK ML-G10+/TS 405 |  | 0.405 | 7 | 3 | 30 |  | Fixed | Roof
NJADRE1554995760 | Administratively Determined Incentive Program | SOMERSET | 8873 | 5 | 9.13 | Residential | Behind the Meter | No | Net Metered Residential | Power Home Remodeling |  | PSE&G | Accepted | 2023-11-07 | 2023-12-07 | 2024-12-07 | Inverters | SolarEdge | SE6000H-US | 6000 |  | 1 |  |  | 0.99 |  | Outdoor
NJADRE1554995760 | Administratively Determined Incentive Program | SOMERSET | 8873 | 5 | 9.13 | Residential | Behind the Meter | No | Net Metered Residential | Power Home Remodeling |  | PSE&G | Accepted | 2023-11-07 | 2023-12-07 | 2024-12-07 | Meters | SolarEdge | Revenue Grade Ansi C12.20 |  |  | 1 |  |  |  | Yes | Outdoor
NJADRE1554995760 | Administratively Determined Incentive Program | SOMERSET | 8873 | 5 | 9.13 | Residential | Behind the Meter | No | Net Metered Residential | Power Home Remodeling |  | PSE&G | Accepted | 2023-11-07 | 2023-12-07 | 2024-12-07 | Solar Panels | QCell | Q.PEAK DUO BLK-G10+ 365 |  | 0.365 | 16 | 145 | 22 |  | Fixed | Roof
NJADRE1554995760 | Administratively Determined Incentive Program | SOMERSET | 8873 | 5 | 9.13 | Residential | Behind the Meter | No | Net Metered Residential | Power Home Remodeling |  | PSE&G | Accepted | 2023-11-07 | 2023-12-07 | 2024-12-07 | Solar Panels | QCell | Q.PEAK DUO BLK-G10+ 365 |  | 0.365 | 9 | 145 | 22 |  | Fixed | Roof
NJADRE1554995797 | Administratively Determined Incentive Program | WILLIAMSTOWN | 8094 | 15 | 5.27 | Residential | Behind the Meter | Yes | Net Metered Residential | Sunrun Installation Services, Inc. |  | AC Electric | Accepted | 2023-11-07 | 2023-12-07 | 2024-12-07 | Inverters | SOLAREDGE TECHNOLOGIES | SE3800H-USMN | 3800 |  | 1 |  |  | 0.99 |  | Outdoor | Next To Meter
NJADRE1554995797 | Administratively Determined Incentive Program | WILLIAMSTOWN | 8094 | 15 | 5.27 | Residential | Behind the Meter | Yes | Net Metered Residential | Sunrun Installation Services, Inc. |  | AC Electric | Accepted | 2023-11-07 | 2023-12-07 | 2024-12-07 | Solar Panels | HANWHA Q-CELLS | Q.PEAK DUO BLK ML-G10+ 405 |  | 0.405 | 5 | 210 | 36 |  | Fixed | Roof
NJADRE1554995797 | Administratively Determined Incentive Program | WILLIAMSTOWN | 8094 | 15 | 5.27 | Residential | Behind the Meter | Yes | Net Metered Residential | Sunrun Installation Services, Inc. |  | AC Electric | Accepted | 2023-11-07 | 2023-12-07 | 2024-12-07 | Solar Panels | HANWHA Q-CELLS | Q.PEAK DUO BLK ML-G10+ 405 |  | 0.405 | 8 | 209 | 36 |  | Fixed | Roof
NJADRE1554995802 | Administratively Determined Incentive Program | Delanco Twp | 8075 | 13 | 7.7 | Residential | Behind the Meter | No | Net Metered Residential | EMT Renewables |  | PSE&G | Accepted | 2023-11-07 | 2023-12-07 | 2024-12-07 | Inverters | ENPHASE | IQ8+ | 290 |  | 18 |  |  | 0.98 |  | Other | UNDER EACH PANEL
NJADRE1554995802 | Administratively Determined Incentive Program | Delanco Twp | 8075 | 13 | 7.7 | Residential | Behind the Meter | No | Net Metered Residential | EMT Renewables |  | PSE&G | Accepted | 2023-11-07 | 2023-12-07 | 2024-12-07 | Solar Panels | Q CELLS | Q PEAK DUO BLK |  | 0.405 | 6 | 130 | 34 |  | Fixed | Roof
NJADRE1554995802 | Administratively Determined Incentive Program | Delanco Twp | 8075 | 13 | 7.7 | Residential | Behind the Meter | No | Net Metered Residential | EMT Renewables |  | PSE&G | Accepted | 2023-11-07 | 2023-12-07 | 2024-12-07 | Solar Panels | Q CELLS | Q PEAK DUO BLK |  | 0.405 | 13 | 220 | 31 |  | Fixed | Roof
NJADRE1554995909 | Administratively Determined Incentive Program | MILLVILLE | 8332 | 20 | 8 | Residential | Behind the Meter | Yes | Net Metered Residential | Posigen Developer. LLC |  | AC Electric | Accepted | 2023-11-07 | 2023-12-14 | 2024-12-14 | Solar Panels | Silfab | SIL-400 HC+ |  | 0.4 | 20 | 203 | 12 |  | Fixed | Roof
NJADRE1554995909 | Administratively Determined Incentive Program | MILLVILLE | 8332 | 20 | 8 | Residential | Behind the Meter | Yes | Net Metered Residential | Posigen Developer. LLC |  | AC Electric | Accepted | 2023-11-07 | 2023-12-14 | 2024-12-14 | Inverters | SolarEdge | SE6000H-US | 6000 |  | 1 |  |  | 0.99 |  | Outside | within ten feet of meter
NJADRE1555002446 | Administratively Determined Incentive Program | LODI | 7644 | 7 | 6.4 | Residential | Behind the Meter | Yes | Net Metered Residential | Suntuity Solar LLC |  | PSE&G | Accepted | 2023-11-08 | 2023-12-07 | 2024-12-07 | Inverters | ENPHASE | IQ8PLUS-72-2-US | 290 |  | 16 |  |  | 0.97 |  | Outdoor | Behind the PV module
NJADRE1555002446 | Administratively Determined Incentive Program | LODI | 7644 | 7 | 6.4 | Residential | Behind the Meter | Yes | Net Metered Residential | Suntuity Solar LLC |  | PSE&G | Accepted | 2023-11-08 | 2023-12-07 | 2024-12-07 | Solar Panels | CANADIANSOLAR | CS6R-400MS-HL |  | 0.4 | 10 | 217 | 31 |  | Fixed | Roof
NJADRE1555002446 | Administratively Determined Incentive Program | LODI | 7644 | 7 | 6.4 | Residential | Behind the Meter | Yes | Net Metered Residential | Suntuity Solar LLC |  | PSE&G | Accepted | 2023-11-08 | 2023-12-07 | 2024-12-07 | Solar Panels | CANADIANSOLAR | CS6R-400MS-HL |  | 0.4 | 3 | 217 | 31 |  | Fixed | Roof
NJADRE1555002446 | Administratively Determined Incentive Program | LODI | 7644 | 7 | 6.4 | Residential | Behind the Meter | Yes | Net Metered Residential | Suntuity Solar LLC |  | PSE&G | Accepted | 2023-11-08 | 2023-12-07 | 2024-12-07 | Solar Panels | CANADIANSOLAR | CS6R-400MS-HL |  | 0.4 | 3 | 127 | 31 |  | Fixed | Roof
NJADRE1555002449 | Administratively Determined Incentive Program | BARRINGTON | 8007 | 14 | 10.4 | Residential | Behind the Meter | Yes | Net Metered Residential | Suntuity Solar LLC |  | PSE&G | Accepted | 2023-11-08 | 2023-12-07 | 2024-12-07 | Inverters | (26) ENPHASE | IQ8PLUS-72-2-US | 290 |  | 26 |  |  | 0.97 |  | Outdoor | Behind the PV modules
NJADRE1555002449 | Administratively Determined Incentive Program | BARRINGTON | 8007 | 14 | 10.4 | Residential | Behind the Meter | Yes | Net Metered Residential | Suntuity Solar LLC |  | PSE&G | Accepted | 2023-11-08 | 2023-12-07 | 2024-12-07 | Solar Panels | (26) CANADIAN SOLAR | CS6R-400MS-HL |  | 0.4 | 16 | 147 | 27 |  | Fixed | Roof
NJADRE1555002449 | Administratively Determined Incentive Program | BARRINGTON | 8007 | 14 | 10.4 | Residential | Behind the Meter | Yes | Net Metered Residential | Suntuity Solar LLC |  | PSE&G | Accepted | 2023-11-08 | 2023-12-07 | 2024-12-07 | Solar Panels | (26) CANADIAN SOLAR | CS6R-400MS-HL |  | 0.4 | 4 | 327 | 27 |  | Fixed | Roof
NJADRE1555002449 | Administratively Determined Incentive Program | BARRINGTON | 8007 | 14 | 10.4 | Residential | Behind the Meter | Yes | Net Metered Residential | Suntuity Solar LLC |  | PSE&G | Accepted | 2023-11-08 | 2023-12-07 | 2024-12-07 | Solar Panels | (26) CANADIAN SOLAR | CS6R-400MS-HL |  | 0.4 | 6 | 147 | 14 |  | Fixed | Roof
NJADRE1555002455 | Administratively Determined Incentive Program | MILLVILLE | 8332 | 20 | 4.05 | Residential | Behind the Meter | Yes | Net Metered Residential | Sunny Mac LLC |  | AC Electric | Accepted | 2023-11-08 | 2023-12-11 | 2024-12-11 | Solar Panels | Q.PEAK DUO BLK ML-G10+ 405 | HANWHA |  | 0.405 | 5 | 86 | 53 |  | Fixed | Roof
NJADRE1555002455 | Administratively Determined Incentive Program | MILLVILLE | 8332 | 20 | 4.05 | Residential | Behind the Meter | Yes | Net Metered Residential | Sunny Mac LLC |  | AC Electric | Accepted | 2023-11-08 | 2023-12-11 | 2024-12-11 | Solar Panels | Q.PEAK DUO BLK ML-G10+ 405 | HANWHA |  | 0.405 | 5 | 266 | 53 |  | Fixed | Roof
NJADRE1555002455 | Administratively Determined Incentive Program | MILLVILLE | 8332 | 20 | 4.05 | Residential | Behind the Meter | Yes | Net Metered Residential | Sunny Mac LLC |  | AC Electric | Accepted | 2023-11-08 | 2023-12-11 | 2024-12-11 | Inverters | SE3000H-US | Solaredge | 3000 |  | 1 |  |  | 0.1 |  | Outdoor | next to meter
NJADRE1555002455 | Administratively Determined Incentive Program | MILLVILLE | 8332 | 20 | 4.05 | Residential | Behind the Meter | Yes | Net Metered Residential | Sunny Mac LLC |  | AC Electric | Accepted | 2023-11-08 | 2023-12-11 | 2024-12-11 | Meters | SE-RGMTR-1D-240C-B | Solaredge |  |  | 1 |  |  |  | Yes | Outdoor
NJADRE1555002460 | Administratively Determined Incentive Program | NEWARK | 7106 | 9 | 7.6 | Residential | Behind the Meter | Yes | Small Net-Metered Non-Residential located on Rooftop, Carport, Canopy and Floating Solar | Suntuity Solar LLC |  | PSE&G | Accepted | 2023-11-08 | 2023-12-07 | 2024-12-07 | Inverters | ENPHASE | IQ8PLUS-72-2-US | 290 |  | 19 |  |  | 0.97 |  | Outdoor | Behind the PV modules
NJADRE1555002460 | Administratively Determined Incentive Program | NEWARK | 7106 | 9 | 7.6 | Residential | Behind the Meter | Yes | Small Net-Metered Non-Residential located on Rooftop, Carport, Canopy and Floating Solar | Suntuity Solar LLC |  | PSE&G | Accepted | 2023-11-08 | 2023-12-07 | 2024-12-07 | Solar Panels | CANADIANSOLAR | CS6R-400MS-HL |  | 0.4 | 19 | 294 | 5 |  | Fixed | Roof
NJADRE1555002479 | Administratively Determined Incentive Program | NEWARK | 7106 | 9 | 3.2 | Residential | Behind the Meter | Yes | Net Metered Residential | Suntuity Solar LLC |  | PSE&G | Accepted | 2023-11-08 | 2023-12-07 | 2024-12-07 | Inverters | ENPHASE | IQ8PLUS-72-2-US | 290 |  | 8 |  |  | 0.97 |  | Outdoor | Behind the PV modules
NJADRE1555002479 | Administratively Determined Incentive Program | NEWARK | 7106 | 9 | 3.2 | Residential | Behind the Meter | Yes | Net Metered Residential | Suntuity Solar LLC |  | PSE&G | Accepted | 2023-11-08 | 2023-12-07 | 2024-12-07 | Solar Panels | CANADIANSOLAR | CS6R-400MS-HL |  | 0.4 | 8 | 294 | 5 |  | Fixed | Roof
NJADRE1555002488 | Administratively Determined Incentive Program | DUMONT | 7628 | 7 | 9.32 | Residential | Behind the Meter | No | Net Metered Residential | EMT Renewables |  | PSE&G | Accepted | 2023-11-08 | 2023-12-07 | 2024-12-07 | Inverters | ENPHASE | IQ8+ | 290 |  | 23 |  |  | 0.62 |  | Other | UNDER EACH PANEL
NJADRE1555002488 | Administratively Determined Incentive Program | DUMONT | 7628 | 7 | 9.32 | Residential | Behind the Meter | No | Net Metered Residential | EMT Renewables |  | PSE&G | Accepted | 2023-11-08 | 2023-12-07 | 2024-12-07 | Solar Panels | Q CELLS | Q PEAK DUO BLK |  | 0.405 | 10 | 275 | 25 |  | Fixed | Roof
NJADRE1555002488 | Administratively Determined Incentive Program | DUMONT | 7628 | 7 | 9.32 | Residential | Behind the Meter | No | Net Metered Residential | EMT Renewables |  | PSE&G | Accepted | 2023-11-08 | 2023-12-07 | 2024-12-07 | Solar Panels | Q CELLS | Q PEAK DUO BLK |  | 0.405 | 10 | 95 | 25 |  | Fixed | Roof
NJADRE1555002488 | Administratively Determined Incentive Program | DUMONT | 7628 | 7 | 9.32 | Residential | Behind the Meter | No | Net Metered Residential | EMT Renewables |  | PSE&G | Accepted | 2023-11-08 | 2023-12-07 | 2024-12-07 | Solar Panels | Q CELLS | Q PEAK DUO BLK |  | 0.405 | 3 | 5 | 25 |  | Fixed | Roof
NJADRE1555002492 | Administratively Determined Incentive Program | SICKLERVILLE | 8081 | 14 | 8.1 | Residential | Behind the Meter | Yes | Net Metered Residential | SunnyMac LLC |  | AC Electric | Accepted | 2023-11-08 | 2023-12-07 | 2024-12-07 | Solar Panels | Q.PEAK DUO BLK ML-G10+ 405 | HANWHA |  | 0.405 | 11 | 129 | 35 |  | Fixed | Roof
NJADRE1555002492 | Administratively Determined Incentive Program | SICKLERVILLE | 8081 | 14 | 8.1 | Residential | Behind the Meter | Yes | Net Metered Residential | SunnyMac LLC |  | AC Electric | Accepted | 2023-11-08 | 2023-12-07 | 2024-12-07 | Solar Panels | Q.PEAK DUO BLK ML-G10+ 405 | HANWHA |  | 0.405 | 9 | 309 | 35 |  | Fixed | Roof
NJADRE1555002492 | Administratively Determined Incentive Program | SICKLERVILLE | 8081 | 14 | 8.1 | Residential | Behind the Meter | Yes | Net Metered Residential | SunnyMac LLC |  | AC Electric | Accepted | 2023-11-08 | 2023-12-07 | 2024-12-07 | Inverters | SE6000H-US | SOLAREDGE | 6000 |  | 1 |  |  | 0.1 |  | Outdoor | next to meter
NJADRE1555002492 | Administratively Determined Incentive Program | SICKLERVILLE | 8081 | 14 | 8.1 | Residential | Behind the Meter | Yes | Net Metered Residential | SunnyMac LLC |  | AC Electric | Accepted | 2023-11-08 | 2023-12-07 | 2024-12-07 | Meters | SE-RGMTR-1D-240C-B | Solaredge |  |  | 1 |  |  |  | Yes | Outdoor
NJADRE1555002498 | Administratively Determined Incentive Program | LAKE HIAWATHA | 7034 | 3 | 11.2 | Residential | Behind the Meter | Yes | Net Metered Residential | Suntuity Solar LLC |  | JCP&L | Accepted | 2023-11-08 | 2023-12-07 | 2024-12-07 | Inverters | ENPHASE | IQ8PLUS-72-2-US | 290 |  | 28 |  |  | 0.97 |  | Outdoor | Behind the PV module
NJADRE1555002498 | Administratively Determined Incentive Program | LAKE HIAWATHA | 7034 | 3 | 11.2 | Residential | Behind the Meter | Yes | Net Metered Residential | Suntuity Solar LLC |  | JCP&L | Accepted | 2023-11-08 | 2023-12-07 | 2024-12-07 | Solar Panels | CANADIAN SOLAR | CS6R-400MS-HL |  | 0.4 | 9 | 89 | 17 |  | Fixed | Roof
NJADRE1555002498 | Administratively Determined Incentive Program | LAKE HIAWATHA | 7034 | 3 | 11.2 | Residential | Behind the Meter | Yes | Net Metered Residential | Suntuity Solar LLC |  | JCP&L | Accepted | 2023-11-08 | 2023-12-07 | 2024-12-07 | Solar Panels | CANADIAN SOLAR | CS6R-400MS-HL |  | 0.4 | 9 | 269 | 17 |  | Fixed | Roof
NJADRE1555002498 | Administratively Determined Incentive Program | LAKE HIAWATHA | 7034 | 3 | 11.2 | Residential | Behind the Meter | Yes | Net Metered Residential | Suntuity Solar LLC |  | JCP&L | Accepted | 2023-11-08 | 2023-12-07 | 2024-12-07 | Solar Panels | CANADIAN SOLAR | CS6R-400MS-HL |  | 0.4 | 5 | 179 | 21 |  | Fixed | Roof
NJADRE1555002498 | Administratively Determined Incentive Program | LAKE HIAWATHA | 7034 | 3 | 11.2 | Residential | Behind the Meter | Yes | Net Metered Residential | Suntuity Solar LLC |  | JCP&L | Accepted | 2023-11-08 | 2023-12-07 | 2024-12-07 | Solar Panels | CANADIAN SOLAR | CS6R-400MS-HL |  | 0.4 | 5 | 179 | 34 |  | Fixed | Roof
NJADRE1555002515 | Administratively Determined Incentive Program | NEW BRUNSWICK | 8901 | 11 | 6.21 | Residential | Behind the Meter | No | Net Metered Residential | Power Home Remodeling |  | PSE&G | Accepted | 2023-11-08 | 2023-12-07 | 2024-12-07 | Inverters | SolarEdge | SE5000H-US | 5000 |  | 1 |  |  | 0.99 |  | Outdoor
NJADRE1555002515 | Administratively Determined Incentive Program | NEW BRUNSWICK | 8901 | 11 | 6.21 | Residential | Behind the Meter | No | Net Metered Residential | Power Home Remodeling |  | PSE&G | Accepted | 2023-11-08 | 2023-12-07 | 2024-12-07 | Meters | SolarEdge | Revenue Grade Data Ansi C12.20 |  |  | 1 |  |  |  | Yes | Outdoor
NJADRE1555002515 | Administratively Determined Incentive Program | NEW BRUNSWICK | 8901 | 11 | 6.21 | Residential | Behind the Meter | No | Net Metered Residential | Power Home Remodeling |  | PSE&G | Accepted | 2023-11-08 | 2023-12-07 | 2024-12-07 | Solar Panels | QCell | Q.PEAK DUO BLK-G10+ 365 |  | 0.365 | 17 | 207 | 40 |  | Fixed | Roof
NJADRE1555002522 | Administratively Determined Incentive Program | SOMERDALE | 8083 | 14 | 9.72 | Residential | Behind the Meter | Yes | Net Metered Residential | EMT Renewables |  | PSE&G | Accepted | 2023-11-08 | 2023-12-07 | 2024-12-07 | Inverters | ENPHASE | IQ8+ | 290 |  | 24 |  |  | 0.98 |  | Other | UNDER EACH PANEL
NJADRE1555002522 | Administratively Determined Incentive Program | SOMERDALE | 8083 | 14 | 9.72 | Residential | Behind the Meter | Yes | Net Metered Residential | EMT Renewables |  | PSE&G | Accepted | 2023-11-08 | 2023-12-07 | 2024-12-07 | Solar Panels | Q CELLS | Q PEAK DUO BLK |  | 0.405 | 22 | 197 | 23 |  | Fixed | Roof
NJADRE1555002522 | Administratively Determined Incentive Program | SOMERDALE | 8083 | 14 | 9.72 | Residential | Behind the Meter | Yes | Net Metered Residential | EMT Renewables |  | PSE&G | Accepted | 2023-11-08 | 2023-12-07 | 2024-12-07 | Solar Panels | Q CELLS | Q PEAK DUO BLK |  | 0.405 | 2 | 287 | 21 |  | Fixed | Roof
NJADRE1555002583 | Administratively Determined Incentive Program | PLEASANTVILLE | 8232 | 19 | 4.86 | Residential | Behind the Meter | Yes | Net Metered Residential | Pro Custom Solar dba Momentum Solar |  | AC Electric | Accepted | 2023-11-08 | 2023-12-07 | 2024-12-07 | Solar Panels | Â Q. PEAK DUO BLK-G10+405 | HANWHA |  | 0.405 | 9 | 205 | 22 |  | Fixed | Roof
NJADRE1555002583 | Administratively Determined Incentive Program | PLEASANTVILLE | 8232 | 19 | 4.86 | Residential | Behind the Meter | Yes | Net Metered Residential | Pro Custom Solar dba Momentum Solar |  | AC Electric | Accepted | 2023-11-08 | 2023-12-07 | 2024-12-07 | Solar Panels | Â Q. PEAK DUO BLK-G10+405 | HAWNHA |  | 0.405 | 3 | 295 | 22 |  | Fixed | Roof
NJADRE1555002583 | Administratively Determined Incentive Program | PLEASANTVILLE | 8232 | 19 | 4.86 | Residential | Behind the Meter | Yes | Net Metered Residential | Pro Custom Solar dba Momentum Solar |  | AC Electric | Accepted | 2023-11-08 | 2023-12-07 | 2024-12-07 | Inverters | IQ8PLUS-72-2-US | ENPHASE | 290 |  | 12 |  |  | 0.97 |  | Outdoor
NJADRE1555002596 | Administratively Determined Incentive Program | NEW PROVIDENCE | 7974 | 10 | 6.08 | Residential | Behind the Meter | No | Net Metered Residential | Tesla Energy Operations Inc |  | JCP&L | Accepted | 2023-11-08 | 2023-12-12 | 2024-12-12 | Inverters | Tesla Inc | 1538000-45-A | 5000 |  | 1 |  |  | 0.98 |  | Outside
NJADRE1555002596 | Administratively Determined Incentive Program | NEW PROVIDENCE | 7974 | 10 | 6.08 | Residential | Behind the Meter | No | Net Metered Residential | Tesla Energy Operations Inc |  | JCP&L | Accepted | 2023-11-08 | 2023-12-12 | 2024-12-12 | Solar Panels | Hanwha | Q.PEAK DUO BLK ML-G10+/TS 405 |  | 0.405 | 12 | 264 | 27 |  | Fixed | Roof
NJADRE1555002596 | Administratively Determined Incentive Program | NEW PROVIDENCE | 7974 | 10 | 6.08 | Residential | Behind the Meter | No | Net Metered Residential | Tesla Energy Operations Inc |  | JCP&L | Accepted | 2023-11-08 | 2023-12-12 | 2024-12-12 | Solar Panels | Hanwha | Q.PEAK DUO BLK ML-G10+/TS 405 |  | 0.405 | 3 | 353 | 34 |  | Fixed | Roof
NJADRE1555002621 | Administratively Determined Incentive Program | HAMBURG | 7419 | 1 | 11.75 | Residential | Behind the Meter | Yes | Net Metered Residential | EMT Renewables |  | JCP&L | Accepted | 2023-11-08 | 2023-12-07 | 2024-12-07 | Inverters | ENPHASE | IQ8+ | 290 |  | 29 |  |  | 0.98 |  | Other | UNDER EACH PANEL
NJADRE1555002621 | Administratively Determined Incentive Program | HAMBURG | 7419 | 1 | 11.75 | Residential | Behind the Meter | Yes | Net Metered Residential | EMT Renewables |  | JCP&L | Accepted | 2023-11-08 | 2023-12-07 | 2024-12-07 | Solar Panels | Q CELLS | Q PEAK DUO BLK |  | 0.405 | 16 | 193 | 29 |  | Fixed | Roof
NJADRE1555002621 | Administratively Determined Incentive Program | HAMBURG | 7419 | 1 | 11.75 | Residential | Behind the Meter | Yes | Net Metered Residential | EMT Renewables |  | JCP&L | Accepted | 2023-11-08 | 2023-12-07 | 2024-12-07 | Solar Panels | Q CELLS | Q PEAK DUO BLK |  | 0.405 | 5 | 13 | 7 |  | Fixed | Roof
NJADRE1555002621 | Administratively Determined Incentive Program | HAMBURG | 7419 | 1 | 11.75 | Residential | Behind the Meter | Yes | Net Metered Residential | EMT Renewables |  | JCP&L | Accepted | 2023-11-08 | 2023-12-07 | 2024-12-07 | Solar Panels | Q CELLS | Q PEAK DUO BLK |  | 0.405 | 4 | 224 | 20 |  | Fixed | Roof
NJADRE1555002621 | Administratively Determined Incentive Program | HAMBURG | 7419 | 1 | 11.75 | Residential | Behind the Meter | Yes | Net Metered Residential | EMT Renewables |  | JCP&L | Accepted | 2023-11-08 | 2023-12-07 | 2024-12-07 | Solar Panels | Q CELLS | Q PEAK DUO BLK |  | 0.405 | 4 | 44 | 20 |  | Fixed | Roof
NJADRE1555002639 | Administratively Determined Incentive Program | OLD BRIDGE | 8857 | 11 | 10.4 | Residential | Behind the Meter | Yes | Net Metered Residential | Posigen Developer. LLC |  | JCP&L | Accepted | 2023-11-08 | 2023-12-08 | 2024-12-08 | Solar Panels | Silfab | SIL-400 HC+ |  | 0.4 | 26 | 278 | 45 |  | Fixed | Roof
NJADRE1555002639 | Administratively Determined Incentive Program | OLD BRIDGE | 8857 | 11 | 10.4 | Residential | Behind the Meter | Yes | Net Metered Residential | Posigen Developer. LLC |  | JCP&L | Accepted | 2023-11-08 | 2023-12-08 | 2024-12-08 | Inverters | SolarEdge | SE10000H-US | 10000 |  | 1 |  |  | 0.99 |  | Outside | within ten feet of meter
NJADRE1555002649 | Administratively Determined Incentive Program | CRANBURY | 8512 | 11 | 16.61 | Residential | Behind the Meter | No | Net Metered Residential | Sunwise Energy LLC |  | PSE&G | Accepted | 2023-11-08 | 2023-12-12 | 2024-12-12 | Solar Panels | Hanwha Q Cells | Q.PEAK DUO BLK ML-G10+ |  | 0.405 | 17 | 90 | 30 |  | Fixed | Roof
NJADRE1555002649 | Administratively Determined Incentive Program | CRANBURY | 8512 | 11 | 16.61 | Residential | Behind the Meter | No | Net Metered Residential | Sunwise Energy LLC |  | PSE&G | Accepted | 2023-11-08 | 2023-12-12 | 2024-12-12 | Solar Panels | Hanwha Q Cells | Q.PEAK DUO BLK ML-G10+ |  | 0.405 | 7 | 270 | 30 |  | Fixed | Roof
NJADRE1555002649 | Administratively Determined Incentive Program | CRANBURY | 8512 | 11 | 16.61 | Residential | Behind the Meter | No | Net Metered Residential | Sunwise Energy LLC |  | PSE&G | Accepted | 2023-11-08 | 2023-12-12 | 2024-12-12 | Solar Panels | Hanwha Q Cells | Q.PEAK DUO BLK ML-G10+ |  | 0.405 | 7 | 270 | 30 |  | Fixed | Roof
NJADRE1555002649 | Administratively Determined Incentive Program | CRANBURY | 8512 | 11 | 16.61 | Residential | Behind the Meter | No | Net Metered Residential | Sunwise Energy LLC |  | PSE&G | Accepted | 2023-11-08 | 2023-12-12 | 2024-12-12 | Solar Panels | Hanwha Q Cells | Q.PEAK DUO BLK ML-G10+ |  | 0.405 | 6 | 270 | 30 |  | Fixed | Roof
NJADRE1555002649 | Administratively Determined Incentive Program | CRANBURY | 8512 | 11 | 16.61 | Residential | Behind the Meter | No | Net Metered Residential | Sunwise Energy LLC |  | PSE&G | Accepted | 2023-11-08 | 2023-12-12 | 2024-12-12 | Solar Panels | Hanwha Q Cells | Q.PEAK DUO BLK ML-G10+ |  | 0.405 | 4 | 90 | 30 |  | Fixed | Roof
NJADRE1555002649 | Administratively Determined Incentive Program | CRANBURY | 8512 | 11 | 16.61 | Residential | Behind the Meter | No | Net Metered Residential | Sunwise Energy LLC |  | PSE&G | Accepted | 2023-11-08 | 2023-12-12 | 2024-12-12 | Inverters | Enphase Energy | IQ8A-72-2-US | 349 |  | 41 |  |  | 0.977 |  | Outside
NJADRE1555002650 | Administratively Determined Incentive Program | BRIDGETON | 8302 | 20 | 11.2 | Residential | Behind the Meter | Yes | Net Metered Residential | Pro Custom Solar dba Momentum Solar |  | AC Electric | Accepted | 2023-11-08 | 2023-12-13 | 2024-12-13 | Solar Panels | Â Q. PEAK DUO BLK-G10+400 | hanwha |  | 0.4 | 20 | 181 | 18 |  | Fixed | Roof
NJADRE1555002650 | Administratively Determined Incentive Program | BRIDGETON | 8302 | 20 | 11.2 | Residential | Behind the Meter | Yes | Net Metered Residential | Pro Custom Solar dba Momentum Solar |  | AC Electric | Accepted | 2023-11-08 | 2023-12-13 | 2024-12-13 | Solar Panels | Â Q. PEAK DUO BLK-G10+400 | hawnha |  | 0.4 | 8 | 1 | 10 |  | Fixed | Roof
NJADRE1555002650 | Administratively Determined Incentive Program | BRIDGETON | 8302 | 20 | 11.2 | Residential | Behind the Meter | Yes | Net Metered Residential | Pro Custom Solar dba Momentum Solar |  | AC Electric | Accepted | 2023-11-08 | 2023-12-13 | 2024-12-13 | Inverters | IQ8PLUS-72-2-US | enphase | 290 |  | 28 |  |  | 0.97 |  | Outdoor
NJADRE1555002704 | Administratively Determined Incentive Program | KEANSBURG | 7734 | 17 | 3.65 | Residential | Behind the Meter | No | Net Metered Residential | EMT Renewables |  | JCP&L | Accepted | 2023-11-08 | 2023-12-07 | 2024-12-07 | Inverters | ENPHASE | IQ8+ | 290 |  | 9 |  |  | 0.98 |  | Other | UNDER EACH PANEL
NJADRE1555002704 | Administratively Determined Incentive Program | KEANSBURG | 7734 | 17 | 3.65 | Residential | Behind the Meter | No | Net Metered Residential | EMT Renewables |  | JCP&L | Accepted | 2023-11-08 | 2023-12-07 | 2024-12-07 | Solar Panels | Q CELLS | Q PEAK DUO BLK |  | 0.405 | 9 | 308 | 28 |  | Fixed | Roof
NJADRE1555002769 | Administratively Determined Incentive Program | HAZLET | 7730 | 17 | 7.29 | Residential | Behind the Meter | No | Net Metered Residential | EMT Renewables |  | JCP&L | Accepted | 2023-11-08 | 2023-12-08 | 2024-12-08 | Inverters | ENPHASE | IQ8+ | 290 |  | 18 |  |  | 0.98 |  | Other | UNDER EACH PANEL
NJADRE1555002769 | Administratively Determined Incentive Program | HAZLET | 7730 | 17 | 7.29 | Residential | Behind the Meter | No | Net Metered Residential | EMT Renewables |  | JCP&L | Accepted | 2023-11-08 | 2023-12-08 | 2024-12-08 | Solar Panels | Q CELLS | Q PEAK DUO BLK |  | 0.405 | 14 | 211 | 20 |  | Fixed | Roof
NJADRE1555002769 | Administratively Determined Incentive Program | HAZLET | 7730 | 17 | 7.29 | Residential | Behind the Meter | No | Net Metered Residential | EMT Renewables |  | JCP&L | Accepted | 2023-11-08 | 2023-12-08 | 2024-12-08 | Solar Panels | Q CELLS | Q PEAK DUO BLK |  | 0.405 | 4 | 31 | 29 |  | Fixed | Roof
NJADRE1555002832 | Administratively Determined Incentive Program | LINDENWOLD | 8021 | 14 | 6.8 | Residential | Behind the Meter | Yes | Net Metered Residential | Pro Custom Solar dba Momentum Solar |  | AC Electric | Accepted | 2023-11-08 | 2023-12-07 | 2024-12-07 | Solar Panels | Â Q. PEAK DUO BLK-G10+400 | hawnha |  | 0.4 | 10 | 26 | 23 |  | Fixed | Roof
NJADRE1555002832 | Administratively Determined Incentive Program | LINDENWOLD | 8021 | 14 | 6.8 | Residential | Behind the Meter | Yes | Net Metered Residential | Pro Custom Solar dba Momentum Solar |  | AC Electric | Accepted | 2023-11-08 | 2023-12-07 | 2024-12-07 | Solar Panels | Â Q. PEAK DUO BLK-G10+400 | hawnha |  | 0.4 | 7 | 206 | 23 |  | Fixed | Roof
NJADRE1555002832 | Administratively Determined Incentive Program | LINDENWOLD | 8021 | 14 | 6.8 | Residential | Behind the Meter | Yes | Net Metered Residential | Pro Custom Solar dba Momentum Solar |  | AC Electric | Accepted | 2023-11-08 | 2023-12-07 | 2024-12-07 | Inverters | IQ8PLUS-72-2-US | enphase | 290 |  | 17 |  |  | 0.97 |  | Outdoor
NJADRE1555002875 | Administratively Determined Incentive Program | MAHWAH | 7430 | 7 | 6 | Residential | Behind the Meter | Yes | Net Metered Residential | Pro Custom Solar dba Momentum Solar |  | Orange Rockland Electric | Accepted | 2023-11-08 | 2023-12-08 | 2024-12-08 | Solar Panels | Â Q. PEAK DUO BLK-G10+400 | hanwha |  | 0.4 | 10 | 273 | 26 |  | Fixed | Roof
NJADRE1555002875 | Administratively Determined Incentive Program | MAHWAH | 7430 | 7 | 6 | Residential | Behind the Meter | Yes | Net Metered Residential | Pro Custom Solar dba Momentum Solar |  | Orange Rockland Electric | Accepted | 2023-11-08 | 2023-12-08 | 2024-12-08 | Solar Panels | Â Q. PEAK DUO BLK-G10+400 | hawnha |  | 0.4 | 5 | 273 | 27 |  | Fixed | Roof
NJADRE1555002875 | Administratively Determined Incentive Program | MAHWAH | 7430 | 7 | 6 | Residential | Behind the Meter | Yes | Net Metered Residential | Pro Custom Solar dba Momentum Solar |  | Orange Rockland Electric | Accepted | 2023-11-08 | 2023-12-08 | 2024-12-08 | Inverters | IQ8PLUS-72-2-US | enphase | 300 |  | 15 |  |  | 0.97 |  | Outdoor
NJADRE1555002878 | Administratively Determined Incentive Program | SOMERS POINT | 8244 | 19 | 6.08 | Residential | Behind the Meter | Yes | Net Metered Residential | Trinity Solar Inc. |  | AC Electric | Accepted | 2023-11-08 | 2023-12-07 | 2024-12-07 | Inverters | Solar Edge | SE5000H-US | 5000 |  | 1 |  |  | 0.96 |  | Outdoor
NJADRE1555002878 | Administratively Determined Incentive Program | SOMERS POINT | 8244 | 19 | 6.08 | Residential | Behind the Meter | Yes | Net Metered Residential | Trinity Solar Inc. |  | AC Electric | Accepted | 2023-11-08 | 2023-12-07 | 2024-12-07 | Solar Panels | HANWHA 405 (Q.PEAK DUO BLK ML-G10+ 405) | HANWHA 405 (Q.PEAK DUO BLK ML-G10+ 405) |  | 0.405 | 15 | 125 | 23 |  | Fixed | Roof
NJADRE1555002878 | Administratively Determined Incentive Program | SOMERS POINT | 8244 | 19 | 6.08 | Residential | Behind the Meter | Yes | Net Metered Residential | Trinity Solar Inc. |  | AC Electric | Accepted | 2023-11-08 | 2023-12-07 | 2024-12-07 | Electric Storage Battery | Tesla | Powerwall 2 |  |  | 2 |  |  |  | Lithium Ion |  | inside
NJADRE1555002909 | Administratively Determined Incentive Program | PLAINFIELD | 7060 | 10 | 4.86 | Residential | Behind the Meter | Yes | Net Metered Residential | Trinity Solar Inc. |  | PSE&G | Accepted | 2023-11-08 | 2023-12-07 | 2024-12-07 | Solar Panels | HANWHA 405 (Q.PEAK DUO BLK ML-G10+ 405) | HANWHA 405 (Q.PEAK DUO BLK ML-G10+ 405) |  | 0.405 | 6 | 175 | 34 |  | Fixed | Roof
NJADRE1555002909 | Administratively Determined Incentive Program | PLAINFIELD | 7060 | 10 | 4.86 | Residential | Behind the Meter | Yes | Net Metered Residential | Trinity Solar Inc. |  | PSE&G | Accepted | 2023-11-08 | 2023-12-07 | 2024-12-07 | Solar Panels | HANWHA 405 (Q.PEAK DUO BLK ML-G10+ 405) | HANWHA 405 (Q.PEAK DUO BLK ML-G10+ 405) |  | 0.405 | 4 | 175 | 30 |  | Fixed | Roof
NJADRE1555002909 | Administratively Determined Incentive Program | PLAINFIELD | 7060 | 10 | 4.86 | Residential | Behind the Meter | Yes | Net Metered Residential | Trinity Solar Inc. |  | PSE&G | Accepted | 2023-11-08 | 2023-12-07 | 2024-12-07 | Solar Panels | HANWHA 405 (Q.PEAK DUO BLK ML-G10+ 405) | HANWHA 405 (Q.PEAK DUO BLK ML-G10+ 405) |  | 0.405 | 2 | 265 | 34 |  | Fixed | Roof
NJADRE1555002909 | Administratively Determined Incentive Program | PLAINFIELD | 7060 | 10 | 4.86 | Residential | Behind the Meter | Yes | Net Metered Residential | Trinity Solar Inc. |  | PSE&G | Accepted | 2023-11-08 | 2023-12-07 | 2024-12-07 | Inverters | Solar Edge | SE3800H-US | 3800 |  | 1 |  |  | 0.97 |  | Outside
NJADRE1555003206 | Administratively Determined Incentive Program | NORTH BERGEN | 7047 | 8 | 4.8 | Residential | Behind the Meter | Yes | Net Metered Residential | Posigen Developer. LLC |  | PSE&G | Accepted | 2023-11-08 | 2023-12-14 | 2024-12-14 | Solar Panels | Silfab | SIL-400 HC+ |  | 0.4 | 12 | 117 | 40 |  | Fixed | Roof
NJADRE1555003206 | Administratively Determined Incentive Program | NORTH BERGEN | 7047 | 8 | 4.8 | Residential | Behind the Meter | Yes | Net Metered Residential | Posigen Developer. LLC |  | PSE&G | Accepted | 2023-11-08 | 2023-12-14 | 2024-12-14 | Inverters | SolarEdge | SE3800H-US | 3800 |  | 1 |  |  | 0.99 |  | Outside | within ten feet of meter
NJADRE1555003459 | Administratively Determined Incentive Program | WESTVILLE | 8093 | 15 | 7.14 | Residential | Behind the Meter | Yes | Net Metered Residential | EMT Renewables |  | PSE&G | Accepted | 2023-11-08 | 2023-12-07 | 2024-12-07 | Inverters | ENPHASE | IQ7x | 315 |  | 17 |  |  | 0.98 |  | Other | UNDER EACH PANEL
NJADRE1555003459 | Administratively Determined Incentive Program | WESTVILLE | 8093 | 15 | 7.14 | Residential | Behind the Meter | Yes | Net Metered Residential | EMT Renewables |  | PSE&G | Accepted | 2023-11-08 | 2023-12-07 | 2024-12-07 | Solar Panels | REC ALPHA | REC 420 |  | 0.42 | 5 | 172 | 46 |  | Fixed | Roof
NJADRE1555003459 | Administratively Determined Incentive Program | WESTVILLE | 8093 | 15 | 7.14 | Residential | Behind the Meter | Yes | Net Metered Residential | EMT Renewables |  | PSE&G | Accepted | 2023-11-08 | 2023-12-07 | 2024-12-07 | Solar Panels | REC ALPHA | REC 420 |  | 0.42 | 8 | 82 | 47 |  | Fixed | Roof
NJADRE1555003459 | Administratively Determined Incentive Program | WESTVILLE | 8093 | 15 | 7.14 | Residential | Behind the Meter | Yes | Net Metered Residential | EMT Renewables |  | PSE&G | Accepted | 2023-11-08 | 2023-12-07 | 2024-12-07 | Solar Panels | REC ALPHA | REC 420 |  | 0.42 | 2 | 171 | 20 |  | Fixed | Roof
NJADRE1555003459 | Administratively Determined Incentive Program | WESTVILLE | 8093 | 15 | 7.14 | Residential | Behind the Meter | Yes | Net Metered Residential | EMT Renewables |  | PSE&G | Accepted | 2023-11-08 | 2023-12-07 | 2024-12-07 | Solar Panels | REC ALPHA | REC 420 |  | 0.42 | 2 | 262 | 47 |  | Fixed | Roof
NJADRE1555003612 | Administratively Determined Incentive Program | MONTVALE | 7645 | 7 | 14.35 | Residential | Behind the Meter | No | Net Metered Residential | Infinity Solar Systems |  | Orange Rockland Electric | Accepted | 2023-11-08 | 2023-12-11 | 2024-12-11 | Inverters | Enphase | IQ8Plus-72-2-US | 290 |  | 35 |  |  | 0.97 |  | Outdoor
NJADRE1555003612 | Administratively Determined Incentive Program | MONTVALE | 7645 | 7 | 14.35 | Residential | Behind the Meter | No | Net Metered Residential | Infinity Solar Systems |  | Orange Rockland Electric | Accepted | 2023-11-08 | 2023-12-11 | 2024-12-11 | Solar Panels | SEG Solar | SEG-410-BMD-HV |  | 0.41 | 7 | 116 | 15 |  | Fixed | Roof
NJADRE1555003612 | Administratively Determined Incentive Program | MONTVALE | 7645 | 7 | 14.35 | Residential | Behind the Meter | No | Net Metered Residential | Infinity Solar Systems |  | Orange Rockland Electric | Accepted | 2023-11-08 | 2023-12-11 | 2024-12-11 | Solar Panels | SEG Solar | SEG-410-BMD-HV |  | 0.41 | 2 | 116 | 17 |  | Fixed | Roof
NJADRE1555003612 | Administratively Determined Incentive Program | MONTVALE | 7645 | 7 | 14.35 | Residential | Behind the Meter | No | Net Metered Residential | Infinity Solar Systems |  | Orange Rockland Electric | Accepted | 2023-11-08 | 2023-12-11 | 2024-12-11 | Solar Panels | SEG Solar | SEG-410-BMD-HV |  | 0.41 | 2 | 296 | 17 |  | Fixed | Roof
NJADRE1555003612 | Administratively Determined Incentive Program | MONTVALE | 7645 | 7 | 14.35 | Residential | Behind the Meter | No | Net Metered Residential | Infinity Solar Systems |  | Orange Rockland Electric | Accepted | 2023-11-08 | 2023-12-11 | 2024-12-11 | Solar Panels | SEG Solar | SEG-410-BMD-HV |  | 0.41 | 4 | 116 | 20 |  | Fixed | Roof
NJADRE1555003612 | Administratively Determined Incentive Program | MONTVALE | 7645 | 7 | 14.35 | Residential | Behind the Meter | No | Net Metered Residential | Infinity Solar Systems |  | Orange Rockland Electric | Accepted | 2023-11-08 | 2023-12-11 | 2024-12-11 | Solar Panels | SEG Solar | SEG-410-BMD-HV |  | 0.41 | 12 | 296 | 20 |  | Fixed | Roof
NJADRE1555003612 | Administratively Determined Incentive Program | MONTVALE | 7645 | 7 | 14.35 | Residential | Behind the Meter | No | Net Metered Residential | Infinity Solar Systems |  | Orange Rockland Electric | Accepted | 2023-11-08 | 2023-12-11 | 2024-12-11 | Solar Panels | SEG Solar | SEG-410-BMD-HV |  | 0.41 | 8 | 296 | 15 |  | Fixed | Roof
NJADRE1555003627 | Administratively Determined Incentive Program | WOODBURY | 8096 | 15 | 20.25 | Residential | Behind the Meter | Yes | Net Metered Residential | Skyline Solar LLC |  | PSE&G | Accepted | 2023-11-08 | 2023-12-08 | 2024-12-08 | Solar Panels | Q CELLS | Q.PEAK DUO BLK ML-G10+ |  | 0.405 | 32 | 265 | 31 |  | Fixed | Roof
NJADRE1555003627 | Administratively Determined Incentive Program | WOODBURY | 8096 | 15 | 20.25 | Residential | Behind the Meter | Yes | Net Metered Residential | Skyline Solar LLC |  | PSE&G | Accepted | 2023-11-08 | 2023-12-08 | 2024-12-08 | Solar Panels | Q CELLS | Q.PEAK DUO BLK ML-G10+ |  | 0.405 | 15 | 85 | 30 |  | Fixed | Roof
NJADRE1555003627 | Administratively Determined Incentive Program | WOODBURY | 8096 | 15 | 20.25 | Residential | Behind the Meter | Yes | Net Metered Residential | Skyline Solar LLC |  | PSE&G | Accepted | 2023-11-08 | 2023-12-08 | 2024-12-08 | Solar Panels | Q CELLS | Q.PEAK DUO BLK ML-G10+ |  | 0.405 | 3 | 265 | 30 |  | Fixed | Roof
NJADRE1555003627 | Administratively Determined Incentive Program | WOODBURY | 8096 | 15 | 20.25 | Residential | Behind the Meter | Yes | Net Metered Residential | Skyline Solar LLC |  | PSE&G | Accepted | 2023-11-08 | 2023-12-08 | 2024-12-08 | Inverters | ENPHASE | IQ8PLUS -72-2-US | 290 |  | 50 |  |  | 0.976 |  | Outdoor
NJADRE1555003631 | Administratively Determined Incentive Program | TEANECK | 7666 | 7 | 7.6 | Residential | Behind the Meter | Yes | Net Metered Residential | Pro Custom Solar dba Momentum Solar |  | PSE&G | Accepted | 2023-11-08 | 2023-12-08 | 2024-12-08 | Solar Panels | Â Q. PEAK DUO BLK-G10+400 | hawnha |  | 0.4 | 9 | 205 | 14 |  | Fixed | Roof
NJADRE1555003631 | Administratively Determined Incentive Program | TEANECK | 7666 | 7 | 7.6 | Residential | Behind the Meter | Yes | Net Metered Residential | Pro Custom Solar dba Momentum Solar |  | PSE&G | Accepted | 2023-11-08 | 2023-12-08 | 2024-12-08 | Solar Panels | Â Q. PEAK DUO BLK-G10+400 | hanwha |  | 0.4 | 10 | 25 | 14 |  | Fixed | Roof
NJADRE1555003631 | Administratively Determined Incentive Program | TEANECK | 7666 | 7 | 7.6 | Residential | Behind the Meter | Yes | Net Metered Residential | Pro Custom Solar dba Momentum Solar |  | PSE&G | Accepted | 2023-11-08 | 2023-12-08 | 2024-12-08 | Inverters | IQ8PLUS-72-2-US | enphase | 290 |  | 19 |  |  | 0.97 |  | Outdoor
NJADRE1555003671 | Administratively Determined Incentive Program | BRIDGETON | 8302 | 20 | 9.32 | Residential | Behind the Meter | Yes | Net Metered Residential | SunnyMac LLC |  | AC Electric | Accepted | 2023-11-08 | 2023-12-11 | 2024-12-11 | Solar Panels | Q.PEAK DUO BLK ML-G10+ 405 | HANWHA |  | 0.405 | 23 | 215 | 22 |  | Fixed | Roof
NJADRE1555003671 | Administratively Determined Incentive Program | BRIDGETON | 8302 | 20 | 9.32 | Residential | Behind the Meter | Yes | Net Metered Residential | SunnyMac LLC |  | AC Electric | Accepted | 2023-11-08 | 2023-12-11 | 2024-12-11 | Inverters | IQ8PLUS-72-2-US | ENPHASE | 290 |  | 1 |  |  | 0.1 |  | Outdoor | next to meter
NJADRE1555003709 | Administratively Determined Incentive Program | MONROEVILLE | 8343 | 16 | 24.3 | Residential | Behind the Meter | Yes | Net Metered Residential | RCL Enterprises Inc. |  | AC Electric | Accepted | 2023-11-08 | 2023-12-08 | 2024-12-08 | Inverters | Enphase | IQ8plus | 290 |  | 60 |  |  | 0.97 |  | Outdoor
NJADRE1555003709 | Administratively Determined Incentive Program | MONROEVILLE | 8343 | 16 | 24.3 | Residential | Behind the Meter | Yes | Net Metered Residential | RCL Enterprises Inc. |  | AC Electric | Accepted | 2023-11-08 | 2023-12-08 | 2024-12-08 | Solar Panels | Jinko | JKM405M |  | 0.405 | 60 | 180 | 25 |  | Fixed | Ground
NJADRE1555003741 | Administratively Determined Incentive Program | AUGUSTA | 7822 | 1 | 9.72 | Residential | Behind the Meter | Yes | Net Metered Residential | Trinity Solar |  | JCP&L | Accepted | 2023-11-08 | 2023-12-08 | 2024-12-08 | Solar Panels | HANWHA 405 (Q.PEAK DUO BLK ML-G10+ 405) | HANWHA 405 (Q.PEAK DUO BLK ML-G10+ 405) |  | 0.405 | 12 | 139 | 23 |  | Fixed | Roof
NJADRE1555003741 | Administratively Determined Incentive Program | AUGUSTA | 7822 | 1 | 9.72 | Residential | Behind the Meter | Yes | Net Metered Residential | Trinity Solar |  | JCP&L | Accepted | 2023-11-08 | 2023-12-08 | 2024-12-08 | Solar Panels | HANWHA 405 (Q.PEAK DUO BLK ML-G10+ 405) | HANWHA 405 (Q.PEAK DUO BLK ML-G10+ 405) |  | 0.405 | 10 | 139 | 23 |  | Fixed | Roof
NJADRE1555003741 | Administratively Determined Incentive Program | AUGUSTA | 7822 | 1 | 9.72 | Residential | Behind the Meter | Yes | Net Metered Residential | Trinity Solar |  | JCP&L | Accepted | 2023-11-08 | 2023-12-08 | 2024-12-08 | Solar Panels | HANWHA 405 (Q.PEAK DUO BLK ML-G10+ 405) | HANWHA 405 (Q.PEAK DUO BLK ML-G10+ 405) |  | 0.405 | 2 | 139 | 23 |  | Fixed | Roof
NJADRE1555003741 | Administratively Determined Incentive Program | AUGUSTA | 7822 | 1 | 9.72 | Residential | Behind the Meter | Yes | Net Metered Residential | Trinity Solar |  | JCP&L | Accepted | 2023-11-08 | 2023-12-08 | 2024-12-08 | Inverters | Solar Edge | SE7600H-US | 7600 |  | 1 |  |  | 0.97 |  | Outside
NJADRE1555003748 | Administratively Determined Incentive Program | WEST MILFORD | 7480 | 6 | 14.4 | Residential | Behind the Meter | No | Net Metered Residential | Maier Solar Engineering dba Solar Me |  | Orange Rockland Electric | Accepted | 2023-11-08 | 2024-01-17 | 2025-01-17 | Inverters | Enphase | IQ8+ | 290 |  | 36 |  |  | 0.96 |  | Outdoor | Next to meter
NJADRE1555003748 | Administratively Determined Incentive Program | WEST MILFORD | 7480 | 6 | 14.4 | Residential | Behind the Meter | No | Net Metered Residential | Maier Solar Engineering dba Solar Me |  | Orange Rockland Electric | Accepted | 2023-11-08 | 2024-01-17 | 2025-01-17 | Solar Panels | Phono | M6-10B-B 400W |  | 0.4 | 11 | 224 | 40 |  | Fixed | Roof
NJADRE1555003748 | Administratively Determined Incentive Program | WEST MILFORD | 7480 | 6 | 14.4 | Residential | Behind the Meter | No | Net Metered Residential | Maier Solar Engineering dba Solar Me |  | Orange Rockland Electric | Accepted | 2023-11-08 | 2024-01-17 | 2025-01-17 | Solar Panels | Phono | M6-10B-B 400W |  | 0.4 | 11 | 134 | 17 |  | Fixed | Roof
NJADRE1555003748 | Administratively Determined Incentive Program | WEST MILFORD | 7480 | 6 | 14.4 | Residential | Behind the Meter | No | Net Metered Residential | Maier Solar Engineering dba Solar Me |  | Orange Rockland Electric | Accepted | 2023-11-08 | 2024-01-17 | 2025-01-17 | Solar Panels | Phono | M6-10B-B 400W |  | 0.4 | 4 | 314 | 17 |  | Fixed | Roof
NJADRE1555003748 | Administratively Determined Incentive Program | WEST MILFORD | 7480 | 6 | 14.4 | Residential | Behind the Meter | No | Net Metered Residential | Maier Solar Engineering dba Solar Me |  | Orange Rockland Electric | Accepted | 2023-11-08 | 2024-01-17 | 2025-01-17 | Solar Panels | Phono | M6-10B-B 400W |  | 0.4 | 1 | 44 | 40 |  | Fixed | Roof
NJADRE1555003748 | Administratively Determined Incentive Program | WEST MILFORD | 7480 | 6 | 14.4 | Residential | Behind the Meter | No | Net Metered Residential | Maier Solar Engineering dba Solar Me |  | Orange Rockland Electric | Accepted | 2023-11-08 | 2024-01-17 | 2025-01-17 | Solar Panels | Phono | M6-10B-B 400W |  | 0.4 | 2 | 314 | 40 |  | Fixed | Roof
NJADRE1555003748 | Administratively Determined Incentive Program | WEST MILFORD | 7480 | 6 | 14.4 | Residential | Behind the Meter | No | Net Metered Residential | Maier Solar Engineering dba Solar Me |  | Orange Rockland Electric | Accepted | 2023-11-08 | 2024-01-17 | 2025-01-17 | Solar Panels | Phono | M6-10B-B 400W |  | 0.4 | 7 | 224 | 7 |  | Fixed | Roof
NJADRE1555003749 | Administratively Determined Incentive Program | SOMERS POINT | 8244 | 19 | 8.1 | Residential | Behind the Meter | No | Net Metered Residential | Sunwise Energy LLC |  | AC Electric | Accepted | 2023-11-08 | 2023-12-11 | 2024-12-11 | Solar Panels | HANWHA Q CELLS | Q.PEAK DUO BLK ML-G10+ |  | 0.405 | 10 | 127 | 18 |  | Fixed | Roof
NJADRE1555003749 | Administratively Determined Incentive Program | SOMERS POINT | 8244 | 19 | 8.1 | Residential | Behind the Meter | No | Net Metered Residential | Sunwise Energy LLC |  | AC Electric | Accepted | 2023-11-08 | 2023-12-11 | 2024-12-11 | Solar Panels | HANWHA Q CELLS | Q.PEAK DUO BLK ML-G10+ |  | 0.405 | 10 | 307 | 18 |  | Fixed | Roof
NJADRE1555003749 | Administratively Determined Incentive Program | SOMERS POINT | 8244 | 19 | 8.1 | Residential | Behind the Meter | No | Net Metered Residential | Sunwise Energy LLC |  | AC Electric | Accepted | 2023-11-08 | 2023-12-11 | 2024-12-11 | Inverters | ENPHASE ENERGY | IQ8A-72-2-US | 349 |  | 20 |  |  | 0.977 |  | Outside
NJADRE1555003757 | Administratively Determined Incentive Program | WYCKOFF | 7481 | 7 | 16.61 | Residential | Behind the Meter | No | Net Metered Residential | Powur, PBC |  | Orange Rockland Electric | Accepted | 2023-11-08 | 2023-12-12 | 2024-12-12 | Solar Panels | Rec Solar | REC405AA PURE |  | 0.405 | 30 | 20 | 40 |  | Fixed | Roof
NJADRE1555003757 | Administratively Determined Incentive Program | WYCKOFF | 7481 | 7 | 16.61 | Residential | Behind the Meter | No | Net Metered Residential | Powur, PBC |  | Orange Rockland Electric | Accepted | 2023-11-08 | 2023-12-12 | 2024-12-12 | Solar Panels | Rec Solar | REC405AA PURE |  | 0.405 | 11 | 20 | 14 |  | Fixed | Roof
NJADRE1555003757 | Administratively Determined Incentive Program | WYCKOFF | 7481 | 7 | 16.61 | Residential | Behind the Meter | No | Net Metered Residential | Powur, PBC |  | Orange Rockland Electric | Accepted | 2023-11-08 | 2023-12-12 | 2024-12-12 | Inverters | Enphase | IQ8PLUS-72-2-US | 290 |  | 41 |  |  | 0.99 |  | Outside
NJADRE1555003763 | Administratively Determined Incentive Program | NORTH BRUNSWICK | 8902 | 11 | 10.13 | Residential | Behind the Meter | No | Net Metered Residential | EMT Renewables |  | PSE&G | Accepted | 2023-11-08 | 2023-12-08 | 2024-12-08 | Inverters | ENPHASE | IQ8+ | 290 |  | 25 |  |  | 0.98 |  | Other | UNDER EACH PANEL
NJADRE1555003763 | Administratively Determined Incentive Program | NORTH BRUNSWICK | 8902 | 11 | 10.13 | Residential | Behind the Meter | No | Net Metered Residential | EMT Renewables |  | PSE&G | Accepted | 2023-11-08 | 2023-12-08 | 2024-12-08 | Solar Panels | Q CELLS | Q PEAK DUO BLK |  | 0.405 | 12 | 231 | 23 |  | Fixed | Roof
NJADRE1555003763 | Administratively Determined Incentive Program | NORTH BRUNSWICK | 8902 | 11 | 10.13 | Residential | Behind the Meter | No | Net Metered Residential | EMT Renewables |  | PSE&G | Accepted | 2023-11-08 | 2023-12-08 | 2024-12-08 | Solar Panels | Q CELLS | Q PEAK DUO BLK |  | 0.405 | 13 | 141 | 23 |  | Fixed | Roof
NJADRE1555003818 | Administratively Determined Incentive Program | SECAUCUS | 7094 | 8 | 4.05 | Residential | Behind the Meter | Yes | Net Metered Residential | Trinity Solar |  | PSE&G | Accepted | 2023-11-08 | 2023-12-08 | 2024-12-08 | Inverters | Solar Edge | SE3000H-US | 3000 |  | 1 |  |  | 0.96 |  | Outdoor
NJADRE1555003818 | Administratively Determined Incentive Program | SECAUCUS | 7094 | 8 | 4.05 | Residential | Behind the Meter | Yes | Net Metered Residential | Trinity Solar |  | PSE&G | Accepted | 2023-11-08 | 2023-12-08 | 2024-12-08 | Solar Panels | HANWHA 405 (Q.PEAK DUO BLK ML-G10+ 405) | HANWHA 405 (Q.PEAK DUO BLK ML-G10+ 405) |  | 0.405 | 10 | 218 | 14 |  | Fixed | Roof
NJADRE1555003824 | Administratively Determined Incentive Program | SOUTH ORANGE | 7079 | 9 | 4.51 | Residential | Behind the Meter | Yes | Net Metered Residential | Infinity Solar Systems |  | PSE&G | Accepted | 2023-11-08 | 2023-12-08 | 2024-12-08 | Inverters | Enphase | IQ8PLUS-72-2-US | 290 |  | 11 |  |  | 0.97 |  | Outdoor
NJADRE1555003824 | Administratively Determined Incentive Program | SOUTH ORANGE | 7079 | 9 | 4.51 | Residential | Behind the Meter | Yes | Net Metered Residential | Infinity Solar Systems |  | PSE&G | Accepted | 2023-11-08 | 2023-12-08 | 2024-12-08 | Solar Panels | SEG Solar | SEG-410-BMD-HV |  | 0.41 | 11 | 205 | 34 |  | Fixed | Roof
NJADRE1555003841 | Administratively Determined Incentive Program | OCEAN VIEW | 8230 | 21 | 10.53 | Residential | Behind the Meter | Yes | Net Metered Residential | EMT Renewables |  | AC Electric | Accepted | 2023-11-08 | 2023-12-08 | 2024-12-08 | Inverters | ENPHASE | IQ8+ | 290 |  | 26 |  |  | 0.98 |  | Other | UNDER EACH PANEL
NJADRE1555003841 | Administratively Determined Incentive Program | OCEAN VIEW | 8230 | 21 | 10.53 | Residential | Behind the Meter | Yes | Net Metered Residential | EMT Renewables |  | AC Electric | Accepted | 2023-11-08 | 2023-12-08 | 2024-12-08 | Solar Panels | Q CELLS | Q PEAK DUO BLK |  | 0.405 | 23 | 215 | 24 |  | Fixed | Roof
NJADRE1555003841 | Administratively Determined Incentive Program | OCEAN VIEW | 8230 | 21 | 10.53 | Residential | Behind the Meter | Yes | Net Metered Residential | EMT Renewables |  | AC Electric | Accepted | 2023-11-08 | 2023-12-08 | 2024-12-08 | Solar Panels | Q CELLS | Q PEAK DUO BLK |  | 0.405 | 3 | 125 | 24 |  | Fixed | Roof
NJADRE1555003860 | Administratively Determined Incentive Program | VINELAND | 8360 | 20 | 4.4 | Residential | Behind the Meter | No | Net Metered Residential | Power Energy Solutions |  | Vineland Muni Electric | Accepted | 2023-11-08 | 2023-12-12 | 2024-12-12 | Inverters | SE3800H-US | SOLAREDGE | 3800 |  | 1 |  |  | 0.99 |  | Outside | ROOFTOP
NJADRE1555003860 | Administratively Determined Incentive Program | VINELAND | 8360 | 20 | 4.4 | Residential | Behind the Meter | No | Net Metered Residential | Power Energy Solutions |  | Vineland Muni Electric | Accepted | 2023-11-08 | 2023-12-12 | 2024-12-12 | Solar Panels | SIL-400 HC+ | SILFAB SOLAR |  | 0.4 | 11 | 93 | 30 |  | Fixed | Roof | ROOFTOP
NJADRE1555003877 | Administratively Determined Incentive Program | IRVINGTON | 7111 | 9 | 7.7 | Residential | Behind the Meter | Yes | Net Metered Residential | Freedom Forever New Jersey LLC |  | PSE&G | Accepted | 2023-11-08 | 2023-12-18 | 2024-12-18 | Inverters | Solar Edge | SE6000H-USRGM | 6000 |  | 1 |  |  | 0.99 |  | Outdoor
NJADRE1555003877 | Administratively Determined Incentive Program | IRVINGTON | 7111 | 9 | 7.7 | Residential | Behind the Meter | Yes | Net Metered Residential | Freedom Forever New Jersey LLC |  | PSE&G | Accepted | 2023-11-08 | 2023-12-18 | 2024-12-18 | Solar Panels | Jinko Solar | JKM385M-6RL3-B |  | 0.385 | 10 | 222 | 34 |  | Fixed | Roof
NJADRE1555003877 | Administratively Determined Incentive Program | IRVINGTON | 7111 | 9 | 7.7 | Residential | Behind the Meter | Yes | Net Metered Residential | Freedom Forever New Jersey LLC |  | PSE&G | Accepted | 2023-11-08 | 2023-12-18 | 2024-12-18 | Solar Panels | Jinko Solar | JKM385M-6RL3-B |  | 0.385 | 10 | 42 | 34 |  | Fixed | Roof
NJADRE1555004058 | Administratively Determined Incentive Program | ORANGE | 7050 | 9 | 5.2 | Residential | Behind the Meter | Yes | Net Metered Residential | Pro Custom Solar dba Momentum Solar |  | PSE&G | Accepted | 2023-11-08 | 2023-12-11 | 2024-12-11 | Solar Panels | Â Q. PEAK DUO BLK-G10+400 | hawnha |  | 0.4 | 7 | 215 | 37 |  | Fixed | Roof
NJADRE1555004058 | Administratively Determined Incentive Program | ORANGE | 7050 | 9 | 5.2 | Residential | Behind the Meter | Yes | Net Metered Residential | Pro Custom Solar dba Momentum Solar |  | PSE&G | Accepted | 2023-11-08 | 2023-12-11 | 2024-12-11 | Solar Panels | Â Q. PEAK DUO BLK-G10+400 | hawnha |  | 0.4 | 6 | 35 | 37 |  | Fixed | Roof
NJADRE1555004058 | Administratively Determined Incentive Program | ORANGE | 7050 | 9 | 5.2 | Residential | Behind the Meter | Yes | Net Metered Residential | Pro Custom Solar dba Momentum Solar |  | PSE&G | Accepted | 2023-11-08 | 2023-12-11 | 2024-12-11 | Inverters | IQ8PLUS-72-2-US | enphase | 290 |  | 13 |  |  | 0.97 |  | Other
NJADRE1555004078 | Administratively Determined Incentive Program | SECAUCUS | 7094 | 8 | 3.24 | Residential | Behind the Meter | Yes | Net Metered Residential | Trinity Solar |  | PSE&G | Accepted | 2023-11-08 | 2023-12-08 | 2024-12-08 | Inverters | Solar Edge | SE3000H-US | 3000 |  | 1 |  |  | 0.96 |  | Outdoor
NJADRE1555004078 | Administratively Determined Incentive Program | SECAUCUS | 7094 | 8 | 3.24 | Residential | Behind the Meter | Yes | Net Metered Residential | Trinity Solar |  | PSE&G | Accepted | 2023-11-08 | 2023-12-08 | 2024-12-08 | Solar Panels | HANWHA 405 (Q.PEAK DUO BLK ML-G10+ 405) | HANWHA 405 (Q.PEAK DUO BLK ML-G10+ 405) |  | 0.405 | 8 | 218 | 14 |  | Fixed | Roof
NJADRE1555004086 | Administratively Determined Incentive Program | SOUTH BOUND BROOK | 8880 | 5 | 4.8 | Residential | Behind the Meter | Yes | Net Metered Residential | Pro Custom Solar dba Momentum Solar |  | PSE&G | Accepted | 2023-11-08 | 2023-12-11 | 2024-12-11 | Solar Panels | Â Q. PEAK DUO BLK-G10+400 | hanwha |  | 0.4 | 12 | 189 | 28 |  | Fixed | Roof
NJADRE1555004086 | Administratively Determined Incentive Program | SOUTH BOUND BROOK | 8880 | 5 | 4.8 | Residential | Behind the Meter | Yes | Net Metered Residential | Pro Custom Solar dba Momentum Solar |  | PSE&G | Accepted | 2023-11-08 | 2023-12-11 | 2024-12-11 | Inverters | IQ8PLUS-72-2-US | enphase | 290 |  | 12 |  |  | 0.97 |  | Outdoor
NJADRE1555004088 | Administratively Determined Incentive Program | PENNINGTON | 8534 | 12 | 6.72 | Residential | Behind the Meter | No | Net Metered Residential | EMT Renewables |  | PSE&G | Accepted | 2023-11-08 | 2023-12-08 | 2024-12-08 | Inverters | ENPHASE | IQ7x | 315 |  | 16 |  |  | 0.98 |  | Other | UNDER EACH PANEL
NJADRE1555004088 | Administratively Determined Incentive Program | PENNINGTON | 8534 | 12 | 6.72 | Residential | Behind the Meter | No | Net Metered Residential | EMT Renewables |  | PSE&G | Accepted | 2023-11-08 | 2023-12-08 | 2024-12-08 | Solar Panels | REC ALPHA | REC 420 |  | 0.42 | 8 | 109 | 24 |  | Fixed | Roof
NJADRE1555004088 | Administratively Determined Incentive Program | PENNINGTON | 8534 | 12 | 6.72 | Residential | Behind the Meter | No | Net Metered Residential | EMT Renewables |  | PSE&G | Accepted | 2023-11-08 | 2023-12-08 | 2024-12-08 | Solar Panels | REC ALPHA | REC 420 |  | 0.42 | 4 | 289 | 14 |  | Fixed | Roof
NJADRE1555004088 | Administratively Determined Incentive Program | PENNINGTON | 8534 | 12 | 6.72 | Residential | Behind the Meter | No | Net Metered Residential | EMT Renewables |  | PSE&G | Accepted | 2023-11-08 | 2023-12-08 | 2024-12-08 | Solar Panels | REC ALPHA | REC 420 |  | 0.42 | 4 | 109 | 24 |  | Fixed | Roof
NJADRE1555004093 | Administratively Determined Incentive Program | CLIFTON | 7011 | 6 | 6.89 | Residential | Behind the Meter | Yes | Net Metered Residential | Trinity Solar Inc. |  | PSE&G | Accepted | 2023-11-08 | 2023-12-11 | 2024-12-11 | Solar Panels | HANWHA 405 (Q.PEAK DUO BLK ML-G10+ 405) | HANWHA 405 (Q.PEAK DUO BLK ML-G10+ 405) |  | 0.405 | 3 | 76 | 34 |  | Fixed | Roof
NJADRE1555004093 | Administratively Determined Incentive Program | CLIFTON | 7011 | 6 | 6.89 | Residential | Behind the Meter | Yes | Net Metered Residential | Trinity Solar Inc. |  | PSE&G | Accepted | 2023-11-08 | 2023-12-11 | 2024-12-11 | Solar Panels | HANWHA 405 (Q.PEAK DUO BLK ML-G10+ 405) | HANWHA 405 (Q.PEAK DUO BLK ML-G10+ 405) |  | 0.405 | 3 | 256 | 34 |  | Fixed | Roof
NJADRE1555004093 | Administratively Determined Incentive Program | CLIFTON | 7011 | 6 | 6.89 | Residential | Behind the Meter | Yes | Net Metered Residential | Trinity Solar Inc. |  | PSE&G | Accepted | 2023-11-08 | 2023-12-11 | 2024-12-11 | Solar Panels | HANWHA 405 (Q.PEAK DUO BLK ML-G10+ 405) | HANWHA 405 (Q.PEAK DUO BLK ML-G10+ 405) |  | 0.405 | 7 | 166 | 34 |  | Fixed | Roof
NJADRE1555004093 | Administratively Determined Incentive Program | CLIFTON | 7011 | 6 | 6.89 | Residential | Behind the Meter | Yes | Net Metered Residential | Trinity Solar Inc. |  | PSE&G | Accepted | 2023-11-08 | 2023-12-11 | 2024-12-11 | Solar Panels | HANWHA 405 (Q.PEAK DUO BLK ML-G10+ 405) | HANWHA 405 (Q.PEAK DUO BLK ML-G10+ 405) |  | 0.405 | 4 | 256 | 27 |  | Fixed | Roof
NJADRE1555004093 | Administratively Determined Incentive Program | CLIFTON | 7011 | 6 | 6.89 | Residential | Behind the Meter | Yes | Net Metered Residential | Trinity Solar Inc. |  | PSE&G | Accepted | 2023-11-08 | 2023-12-11 | 2024-12-11 | Inverters | Solar Edge | SE6000H-US | 6000 |  | 1 |  |  | 0.97 |  | Outside
NJADRE1555004153 | Administratively Determined Incentive Program | PERTH AMBOY | 8861 | 11 | 3.6 | Residential | Behind the Meter | Yes | Net Metered Residential | Pro Custom Solar dba Momentum Solar |  | PSE&G | Accepted | 2023-11-08 | 2023-12-11 | 2024-12-11 | Solar Panels | Â Q. PEAK DUO BLK-G10+400 | HANWHA |  | 0.4 | 6 | 205 | 21 |  | Fixed | Roof
NJADRE1555004153 | Administratively Determined Incentive Program | PERTH AMBOY | 8861 | 11 | 3.6 | Residential | Behind the Meter | Yes | Net Metered Residential | Pro Custom Solar dba Momentum Solar |  | PSE&G | Accepted | 2023-11-08 | 2023-12-11 | 2024-12-11 | Solar Panels | Â Q. PEAK DUO BLK-G10+400 | HANWHA |  | 0.4 | 3 | 25 | 21 |  | Fixed | Roof
NJADRE1555004153 | Administratively Determined Incentive Program | PERTH AMBOY | 8861 | 11 | 3.6 | Residential | Behind the Meter | Yes | Net Metered Residential | Pro Custom Solar dba Momentum Solar |  | PSE&G | Accepted | 2023-11-08 | 2023-12-11 | 2024-12-11 | Inverters | IQ8PLUS-72-2-US | ENPHASE | 290 |  | 9 |  |  | 0.97 |  | Outdoor
NJADRE1555004160 | Administratively Determined Incentive Program | DOVER | 7801 | 3 | 4.2 | Residential | Behind the Meter | No | Net Metered Residential | EMT Renewables |  | JCP&L | Accepted | 2023-11-08 | 2023-12-11 | 2024-12-11 | Inverters | ENPHASE | IQ7x | 315 |  | 10 |  |  | 0.98 |  | Other | UNDER EACH PANEL
NJADRE1555004160 | Administratively Determined Incentive Program | DOVER | 7801 | 3 | 4.2 | Residential | Behind the Meter | No | Net Metered Residential | EMT Renewables |  | JCP&L | Accepted | 2023-11-08 | 2023-12-11 | 2024-12-11 | Solar Panels | REC ALPHA | REC 420 |  | 0.42 | 10 | 140 | 46 |  | Fixed | Roof
NJADRE1555004216 | Administratively Determined Incentive Program | MARLBORO | 7746 | 17 | 9.24 | Residential | Behind the Meter | No | Net Metered Residential | Seabright Solar |  | JCP&L | Accepted | 2023-11-08 | 2023-12-11 | 2024-12-11 | Solar Panels | Sunpower | SPR-U-440 |  | 0.44 | 21 | 96 | 26 |  | Fixed | Roof
NJADRE1555004216 | Administratively Determined Incentive Program | MARLBORO | 7746 | 17 | 9.24 | Residential | Behind the Meter | No | Net Metered Residential | Seabright Solar |  | JCP&L | Accepted | 2023-11-08 | 2023-12-11 | 2024-12-11 | Inverters | Enphase | IQ 7HS | 384 |  | 21 |  |  | 0.99 |  | Outside | Roof
NJADRE1555004216 | Administratively Determined Incentive Program | MARLBORO | 7746 | 17 | 9.24 | Residential | Behind the Meter | No | Net Metered Residential | Seabright Solar |  | JCP&L | Accepted | 2023-11-08 | 2023-12-11 | 2024-12-11 | Meters | Sunpower | PVS |  |  | 1 |  |  |  | Yes | Indoor
NJADRE1555004237 | Administratively Determined Incentive Program | KEARNY | 7032 | 8 | 4.8 | Residential | Behind the Meter | Yes | Net Metered Residential | Posigen Developer. LLC |  | PSE&G | Accepted | 2023-11-08 | 2023-12-14 | 2024-12-14 | Solar Panels | Silfab | SIL-400 HC+ |  | 0.4 | 12 | 114 | 0 |  | Fixed | Roof
NJADRE1555004237 | Administratively Determined Incentive Program | KEARNY | 7032 | 8 | 4.8 | Residential | Behind the Meter | Yes | Net Metered Residential | Posigen Developer. LLC |  | PSE&G | Accepted | 2023-11-08 | 2023-12-14 | 2024-12-14 | Inverters | SolarEdge | SE3800H-US | 3800 |  | 1 |  |  | 0.99 |  | Outside | within ten feet of meter
NJADRE1555004241 | Administratively Determined Incentive Program | ERMA | 8204 | 21 | 2.76 | Residential | Behind the Meter | No | Net Metered Residential | GAF Energy |  | AC Electric | Accepted | 2023-11-08 | 2023-12-11 | 2024-12-11 | Inverters | GAF Energy | M4-TL-US | 4000 |  | 1 |  |  | 0.975 |  | Outdoor
NJADRE1555004241 | Administratively Determined Incentive Program | ERMA | 8204 | 21 | 2.76 | Residential | Behind the Meter | No | Net Metered Residential | GAF Energy |  | AC Electric | Accepted | 2023-11-08 | 2023-12-11 | 2024-12-11 | Solar Panels | GAF Energy | TLS-1 |  | 0.046 | 24 | 302 | 34 |  | Fixed | Roof
NJADRE1555004241 | Administratively Determined Incentive Program | ERMA | 8204 | 21 | 2.76 | Residential | Behind the Meter | No | Net Metered Residential | GAF Energy |  | AC Electric | Accepted | 2023-11-08 | 2023-12-11 | 2024-12-11 | Solar Panels | GAF Energy | TLS-1 |  | 0.046 | 18 | 212 | 23 |  | Fixed | Roof
NJADRE1555004241 | Administratively Determined Incentive Program | ERMA | 8204 | 21 | 2.76 | Residential | Behind the Meter | No | Net Metered Residential | GAF Energy |  | AC Electric | Accepted | 2023-11-08 | 2023-12-11 | 2024-12-11 | Solar Panels | GAF Energy | TLS-1 |  | 0.046 | 18 | 32 | 23 |  | Fixed | Roof
NJADRE1555004359 | Administratively Determined Incentive Program | MANALAPAN | 7726 | 17 | 13.6 | Residential | Behind the Meter | Yes | Net Metered Residential | Posigen Developer, LLC |  | JCP&L | Accepted | 2023-11-08 | 2023-12-14 | 2024-12-14 | Solar Panels | Silfab | SIL-400 HC+ |  | 0.4 | 34 | 207 | 34 |  | Fixed | Roof
NJADRE1555004359 | Administratively Determined Incentive Program | MANALAPAN | 7726 | 17 | 13.6 | Residential | Behind the Meter | Yes | Net Metered Residential | Posigen Developer, LLC |  | JCP&L | Accepted | 2023-11-08 | 2023-12-14 | 2024-12-14 | Inverters | SolarEdge | SE10000H-US | 10000 |  | 1 |  |  | 0.99 |  | Outside | within ten feet of meter
NJADRE1555010665 | Administratively Determined Incentive Program | WEST DEPTFORD | 8086 | 15 | 8 | Residential | Behind the Meter | Yes | Net Metered Residential | Suntuity Solar LLC |  | PSE&G | Accepted | 2023-11-09 | 2023-12-12 | 2024-12-12 | Inverters | ENPHASE | IQ8PLUS-72-2-US | 290 |  | 20 |  |  | 0.97 |  | Outdoor | behind the pv module
NJADRE1555010665 | Administratively Determined Incentive Program | WEST DEPTFORD | 8086 | 15 | 8 | Residential | Behind the Meter | Yes | Net Metered Residential | Suntuity Solar LLC |  | PSE&G | Accepted | 2023-11-09 | 2023-12-12 | 2024-12-12 | Solar Panels | CANADIAN SOLAR | CS6R-400MS-HL |  | 0.4 | 6 | 71 | 23 |  | Fixed | Roof
NJADRE1555010665 | Administratively Determined Incentive Program | WEST DEPTFORD | 8086 | 15 | 8 | Residential | Behind the Meter | Yes | Net Metered Residential | Suntuity Solar LLC |  | PSE&G | Accepted | 2023-11-09 | 2023-12-12 | 2024-12-12 | Solar Panels | CANADIAN SOLAR | CS6R-400MS-HL |  | 0.4 | 14 | 251 | 23 |  | Fixed | Roof
NJADRE1555010667 | Administratively Determined Incentive Program | MILLVILLE | 8332 | 20 | 7.6 | Residential | Behind the Meter | Yes | Net Metered Residential | Suntuity Solar LLC |  | AC Electric | Accepted | 2023-11-09 | 2023-12-11 | 2024-12-11 | Inverters | ENPHASE | IQ8PLUS-72-2-US | 290 |  | 19 |  |  | 0.97 |  | Outdoor | Behind the PV Module
NJADRE1555010667 | Administratively Determined Incentive Program | MILLVILLE | 8332 | 20 | 7.6 | Residential | Behind the Meter | Yes | Net Metered Residential | Suntuity Solar LLC |  | AC Electric | Accepted | 2023-11-09 | 2023-12-11 | 2024-12-11 | Solar Panels | CANADIAN SOLAR | CS6R-400MS-HL |  | 0.4 | 4 | 266 | 37 |  | Fixed | Roof
NJADRE1555010667 | Administratively Determined Incentive Program | MILLVILLE | 8332 | 20 | 7.6 | Residential | Behind the Meter | Yes | Net Metered Residential | Suntuity Solar LLC |  | AC Electric | Accepted | 2023-11-09 | 2023-12-11 | 2024-12-11 | Solar Panels | CANADIAN SOLAR | CS6R-400MS-HL |  | 0.4 | 13 | 86 | 37 |  | Fixed | Roof
NJADRE1555010667 | Administratively Determined Incentive Program | MILLVILLE | 8332 | 20 | 7.6 | Residential | Behind the Meter | Yes | Net Metered Residential | Suntuity Solar LLC |  | AC Electric | Accepted | 2023-11-09 | 2023-12-11 | 2024-12-11 | Solar Panels | CANADIAN SOLAR | CS6R-400MS-HL |  | 0.4 | 2 | 176 | 19 |  | Fixed | Roof
NJADRE1555010680 | Administratively Determined Incentive Program | TRENTON | 8619 | 12 | 10.53 | Residential | Behind the Meter | Yes | Net Metered Residential | Sunrun Installation Services, Inc. |  | PSE&G | Accepted | 2023-11-09 | 2023-12-11 | 2024-12-11 | Inverters | SolarEdge Technologies | SE7600H-USSN | 7600 |  | 1 |  |  | 0.96 |  | Outdoor | Next To Meter
NJADRE1555010680 | Administratively Determined Incentive Program | TRENTON | 8619 | 12 | 10.53 | Residential | Behind the Meter | Yes | Net Metered Residential | Sunrun Installation Services, Inc. |  | PSE&G | Accepted | 2023-11-09 | 2023-12-11 | 2024-12-11 | Solar Panels | Hanwha Q Cells | Q.PEAK DUO BLK ML-G10+ 405 |  | 0.405 | 5 | 90 | 12 |  | Fixed | Roof
NJADRE1555010680 | Administratively Determined Incentive Program | TRENTON | 8619 | 12 | 10.53 | Residential | Behind the Meter | Yes | Net Metered Residential | Sunrun Installation Services, Inc. |  | PSE&G | Accepted | 2023-11-09 | 2023-12-11 | 2024-12-11 | Solar Panels | Hanwha Q Cells | Q.PEAK DUO BLK ML-G10+ 405 |  | 0.405 | 6 | 90 | 12 |  | Fixed | Roof
NJADRE1555010680 | Administratively Determined Incentive Program | TRENTON | 8619 | 12 | 10.53 | Residential | Behind the Meter | Yes | Net Metered Residential | Sunrun Installation Services, Inc. |  | PSE&G | Accepted | 2023-11-09 | 2023-12-11 | 2024-12-11 | Solar Panels | Hanwha Q Cells | Q.PEAK DUO BLK ML-G10+ 405 |  | 0.405 | 9 | 270 | 21 |  | Fixed | Roof
NJADRE1555010680 | Administratively Determined Incentive Program | TRENTON | 8619 | 12 | 10.53 | Residential | Behind the Meter | Yes | Net Metered Residential | Sunrun Installation Services, Inc. |  | PSE&G | Accepted | 2023-11-09 | 2023-12-11 | 2024-12-11 | Solar Panels | Hanwha Q Cells | Q.PEAK DUO BLK ML-G10+ 405 |  | 0.405 | 6 | 270 | 21 |  | Fixed | Roof
NJADRE1555010686 | Administratively Determined Incentive Program | NEWARK | 7106 | 9 | 6 | Residential | Behind the Meter | Yes | Net Metered Residential | Suntuity Solar LLC |  | PSE&G | Accepted | 2023-11-09 | 2023-12-11 | 2024-12-11 | Inverters | ENPHASE | IQ8PLUS-72-2-US | 290 |  | 15 |  |  | 0.97 |  | Outdoor | Behind the pv module
NJADRE1555010686 | Administratively Determined Incentive Program | NEWARK | 7106 | 9 | 6 | Residential | Behind the Meter | Yes | Net Metered Residential | Suntuity Solar LLC |  | PSE&G | Accepted | 2023-11-09 | 2023-12-11 | 2024-12-11 | Solar Panels | CANADIANSOLAR | CS6R-400MS-HL |  | 0.4 | 15 | 294 | 5 |  | Fixed | Roof
NJADRE1555010696 | Administratively Determined Incentive Program | HADDON HEIGHTS | 8035 | 14 | 6 | Residential | Behind the Meter | Yes | Net Metered Residential | Suntuity Solar LLC |  | PSE&G | Accepted | 2023-11-09 | 2023-12-11 | 2024-12-11 | Inverters | (15) ENPHASE | IQ8PLUS-72-2-US | 290 |  | 15 |  |  | 0.97 |  | Outdoor | Behind the PV modules
NJADRE1555010696 | Administratively Determined Incentive Program | HADDON HEIGHTS | 8035 | 14 | 6 | Residential | Behind the Meter | Yes | Net Metered Residential | Suntuity Solar LLC |  | PSE&G | Accepted | 2023-11-09 | 2023-12-11 | 2024-12-11 | Solar Panels | (15) CANADIANSOLAR | CS6R-400MS-HL |  | 0.4 | 7 | 341 | 40 |  | Fixed | Roof
NJADRE1555010696 | Administratively Determined Incentive Program | HADDON HEIGHTS | 8035 | 14 | 6 | Residential | Behind the Meter | Yes | Net Metered Residential | Suntuity Solar LLC |  | PSE&G | Accepted | 2023-11-09 | 2023-12-11 | 2024-12-11 | Solar Panels | (15) CANADIANSOLAR | CS6R-400MS-HL |  | 0.4 | 8 | 161 | 13 |  | Fixed | Roof
NJADRE1555010703 | Administratively Determined Incentive Program | MILLVILLE | 8332 | 20 | 6 | Residential | Behind the Meter | Yes | Net Metered Residential | Suntuity Solar LLC |  | AC Electric | Accepted | 2023-11-09 | 2023-12-11 | 2024-12-11 | Inverters | (15) ENPHASE | IQ8PLUS-72-2-US | 290 |  | 15 |  |  | 0.97 |  | Outdoor | Behind the PV Modules
NJADRE1555010703 | Administratively Determined Incentive Program | MILLVILLE | 8332 | 20 | 6 | Residential | Behind the Meter | Yes | Net Metered Residential | Suntuity Solar LLC |  | AC Electric | Accepted | 2023-11-09 | 2023-12-11 | 2024-12-11 | Solar Panels | (15) CANADIANSOLAR | CS6R-400MS-HL |  | 0.4 | 4 | 300 | 19 |  | Fixed | Roof
NJADRE1555010703 | Administratively Determined Incentive Program | MILLVILLE | 8332 | 20 | 6 | Residential | Behind the Meter | Yes | Net Metered Residential | Suntuity Solar LLC |  | AC Electric | Accepted | 2023-11-09 | 2023-12-11 | 2024-12-11 | Solar Panels | (15) CANADIANSOLAR | CS6R-400MS-HL |  | 0.4 | 11 | 120 | 19 |  | Fixed | Roof
NJADRE1555010769 | Administratively Determined Incentive Program | SOUTH PLAINFIELD | 7080 | 11 | 6.08 | Residential | Behind the Meter | Yes | Net Metered Residential | Sunny Mac LLC |  | PSE&G | Accepted | 2023-11-09 | 2023-12-13 | 2024-12-13 | Solar Panels | Q.PEAK DUO BLK ML-G10+ 405 | HANWHA |  | 0.405 | 10 | 248 | 19 |  | Fixed | Roof
NJADRE1555010769 | Administratively Determined Incentive Program | SOUTH PLAINFIELD | 7080 | 11 | 6.08 | Residential | Behind the Meter | Yes | Net Metered Residential | Sunny Mac LLC |  | PSE&G | Accepted | 2023-11-09 | 2023-12-13 | 2024-12-13 | Solar Panels | Q.PEAK DUO BLK ML-G10+ 405 | HANWHA |  | 0.405 | 5 | 68 | 19 |  | Fixed | Roof
NJADRE1555010769 | Administratively Determined Incentive Program | SOUTH PLAINFIELD | 7080 | 11 | 6.08 | Residential | Behind the Meter | Yes | Net Metered Residential | Sunny Mac LLC |  | PSE&G | Accepted | 2023-11-09 | 2023-12-13 | 2024-12-13 | Inverters | SE5000H-US | Solaredge | 5000 |  | 1 |  |  | 0.1 |  | Outdoor | next to meter
NJADRE1555010769 | Administratively Determined Incentive Program | SOUTH PLAINFIELD | 7080 | 11 | 6.08 | Residential | Behind the Meter | Yes | Net Metered Residential | Sunny Mac LLC |  | PSE&G | Accepted | 2023-11-09 | 2023-12-13 | 2024-12-13 | Meters | SE-RGMTR-1D-240C-B | Solaredge |  |  | 1 |  |  |  | Yes | Outdoor
NJADRE1555010805 | Administratively Determined Incentive Program | MONROE TOWNSHIP | 8831 | 11 | 4.46 | Residential | Behind the Meter | No | Net Metered Residential | Tesla Energy Operations Inc |  | JCP&L | Accepted | 2023-11-09 | 2023-12-11 | 2024-12-11 | Inverters | Tesla | 1707000-25-G | 11500 |  | 1 |  |  | 0.97 |  | Outside
NJADRE1555010805 | Administratively Determined Incentive Program | MONROE TOWNSHIP | 8831 | 11 | 4.46 | Residential | Behind the Meter | No | Net Metered Residential | Tesla Energy Operations Inc |  | JCP&L | Accepted | 2023-11-09 | 2023-12-11 | 2024-12-11 | Solar Panels | Hanwha | Q.PEAK DUO BLK ML-G10+/TS 405 |  | 0.405 | 11 | 146 | 34 |  | Fixed | Roof
NJADRE1555010805 | Administratively Determined Incentive Program | MONROE TOWNSHIP | 8831 | 11 | 4.46 | Residential | Behind the Meter | No | Net Metered Residential | Tesla Energy Operations Inc |  | JCP&L | Accepted | 2023-11-09 | 2023-12-11 | 2024-12-11 | Electric Storage Battery | Tesla | Powerwall3 |  |  | 1 |  |  |  | Lithium Ion |  | Outside
NJADRE1555010899 | Administratively Determined Incentive Program | WEST ORANGE | 7052 | 9 | 5.67 | Residential | Behind the Meter | Yes | Net Metered Residential | Pro Custom Solar dba Momentum Solar |  | PSE&G | Accepted | 2023-11-09 | 2023-12-11 | 2024-12-11 | Solar Panels | HANWHA | Q. PEAK DUO BLK ML-G10+405 |  | 0.405 | 10 | 293 | 4 |  | Fixed | Roof
NJADRE1555010899 | Administratively Determined Incentive Program | WEST ORANGE | 7052 | 9 | 5.67 | Residential | Behind the Meter | Yes | Net Metered Residential | Pro Custom Solar dba Momentum Solar |  | PSE&G | Accepted | 2023-11-09 | 2023-12-11 | 2024-12-11 | Solar Panels | HANWHA | Q. PEAK DUO BLK ML-G10+405 |  | 0.405 | 4 | 203 | 45 |  | Fixed | Roof
NJADRE1555010899 | Administratively Determined Incentive Program | WEST ORANGE | 7052 | 9 | 5.67 | Residential | Behind the Meter | Yes | Net Metered Residential | Pro Custom Solar dba Momentum Solar |  | PSE&G | Accepted | 2023-11-09 | 2023-12-11 | 2024-12-11 | Inverters | ENPHASE | IQ8PLUS-72-2-US | 290 |  | 14 |  |  | 0.97 |  | Outdoor
NJADRE1555010904 | Administratively Determined Incentive Program | FORT LEE | 7024 | 7 | 11.75 | Residential | Behind the Meter | No | Net Metered Residential | Tesla Energy Operations Inc |  | PSE&G | Accepted | 2023-11-09 | 2023-12-11 | 2024-12-11 | Inverters | Tesla | 1850000-00-C | 7600 |  | 1 |  |  | 0.98 |  | Outside
NJADRE1555010904 | Administratively Determined Incentive Program | FORT LEE | 7024 | 7 | 11.75 | Residential | Behind the Meter | No | Net Metered Residential | Tesla Energy Operations Inc |  | PSE&G | Accepted | 2023-11-09 | 2023-12-11 | 2024-12-11 | Inverters | Tesla Inc | 1538000-45-A | 3800 |  | 1 |  |  | 0.98 |  | Outside
NJADRE1555010904 | Administratively Determined Incentive Program | FORT LEE | 7024 | 7 | 11.75 | Residential | Behind the Meter | No | Net Metered Residential | Tesla Energy Operations Inc |  | PSE&G | Accepted | 2023-11-09 | 2023-12-11 | 2024-12-11 | Solar Panels | Hanwha | Q.PEAK DUO BLK ML-G10+/TS 405 |  | 0.405 | 3 | 215 | 23 |  | Fixed | Roof
NJADRE1555010904 | Administratively Determined Incentive Program | FORT LEE | 7024 | 7 | 11.75 | Residential | Behind the Meter | No | Net Metered Residential | Tesla Energy Operations Inc |  | PSE&G | Accepted | 2023-11-09 | 2023-12-11 | 2024-12-11 | Solar Panels | Hanwha | Q.PEAK DUO BLK ML-G10+/TS 405 |  | 0.405 | 10 | 126 | 23 |  | Fixed | Roof
NJADRE1555010904 | Administratively Determined Incentive Program | FORT LEE | 7024 | 7 | 11.75 | Residential | Behind the Meter | No | Net Metered Residential | Tesla Energy Operations Inc |  | PSE&G | Accepted | 2023-11-09 | 2023-12-11 | 2024-12-11 | Solar Panels | Hanwha | Q.PEAK DUO BLK ML-G10+/TS 405 |  | 0.405 | 14 | 306 | 23 |  | Fixed | Roof
NJADRE1555010904 | Administratively Determined Incentive Program | FORT LEE | 7024 | 7 | 11.75 | Residential | Behind the Meter | No | Net Metered Residential | Tesla Energy Operations Inc |  | PSE&G | Accepted | 2023-11-09 | 2023-12-11 | 2024-12-11 | Solar Panels | Hanwha | Q.PEAK DUO BLK ML-G10+/TS 405 |  | 0.405 | 2 | 35 | 23 |  | Fixed | Roof
NJADRE1555010904 | Administratively Determined Incentive Program | FORT LEE | 7024 | 7 | 11.75 | Residential | Behind the Meter | No | Net Metered Residential | Tesla Energy Operations Inc |  | PSE&G | Accepted | 2023-11-09 | 2023-12-11 | 2024-12-11 | Electric Storage Battery | Tesla | AC Powerwall 2.0 |  |  | 1 |  |  |  | Lithium Ion |  | Outside
NJADRE1555010909 | Administratively Determined Incentive Program | EAST RUTHERFORD | 7073 | 7 | 4.46 | Residential | Behind the Meter | No | Net Metered Residential | Tesla Energy Operations Inc |  | PSE&G | Accepted | 2023-11-09 | 2023-12-11 | 2024-12-11 | Inverters | Tesla | 1538000-45-A | 3800 |  | 1 |  |  | 0.98 |  | Outside
NJADRE1555010909 | Administratively Determined Incentive Program | EAST RUTHERFORD | 7073 | 7 | 4.46 | Residential | Behind the Meter | No | Net Metered Residential | Tesla Energy Operations Inc |  | PSE&G | Accepted | 2023-11-09 | 2023-12-11 | 2024-12-11 | Solar Panels | Hanwha | # Q.PEAK DUO BLK ML-G10+/TS 405 |  | 0.405 | 3 | 126 | 41 |  | Fixed | Roof
NJADRE1555010909 | Administratively Determined Incentive Program | EAST RUTHERFORD | 7073 | 7 | 4.46 | Residential | Behind the Meter | No | Net Metered Residential | Tesla Energy Operations Inc |  | PSE&G | Accepted | 2023-11-09 | 2023-12-11 | 2024-12-11 | Solar Panels | Hanwha | # Q.PEAK DUO BLK ML-G10+/TS 405 |  | 0.405 | 8 | 307 | 41 |  | Fixed | Roof
NJADRE1555010918 | Administratively Determined Incentive Program | CHATHAM | 7928 | 3 | 15.39 | Residential | Behind the Meter | Yes | Net Metered Residential | SunnyMac LLC |  | JCP&L | Accepted | 2023-11-09 | 2023-12-19 | 2024-12-19 | Solar Panels | Q.PEAK DUO BLK ML-G10+ 405 | HANWHA |  | 0.405 | 21 | 307 | 40 |  | Fixed | Roof
NJADRE1555010918 | Administratively Determined Incentive Program | CHATHAM | 7928 | 3 | 15.39 | Residential | Behind the Meter | Yes | Net Metered Residential | SunnyMac LLC |  | JCP&L | Accepted | 2023-11-09 | 2023-12-19 | 2024-12-19 | Solar Panels | Q.PEAK DUO BLK ML-G10+ 405 | HANWHA |  | 0.405 | 4 | 37 | 20 |  | Fixed | Roof
NJADRE1555010918 | Administratively Determined Incentive Program | CHATHAM | 7928 | 3 | 15.39 | Residential | Behind the Meter | Yes | Net Metered Residential | SunnyMac LLC |  | JCP&L | Accepted | 2023-11-09 | 2023-12-19 | 2024-12-19 | Solar Panels | Q.PEAK DUO BLK ML-G10+ 405 | HANWHA |  | 0.405 | 8 | 307 | 9 |  | Fixed | Roof
NJADRE1555010918 | Administratively Determined Incentive Program | CHATHAM | 7928 | 3 | 15.39 | Residential | Behind the Meter | Yes | Net Metered Residential | SunnyMac LLC |  | JCP&L | Accepted | 2023-11-09 | 2023-12-19 | 2024-12-19 | Solar Panels | Q.PEAK DUO BLK ML-G10+ 405 | HANWHA |  | 0.405 | 5 | 307 | 18 |  | Fixed | Roof
NJADRE1555010918 | Administratively Determined Incentive Program | CHATHAM | 7928 | 3 | 15.39 | Residential | Behind the Meter | Yes | Net Metered Residential | SunnyMac LLC |  | JCP&L | Accepted | 2023-11-09 | 2023-12-19 | 2024-12-19 | Inverters | SE10000H-US | Solaredge | 10000 |  | 1 |  |  | 0.1 |  | Outdoor | next to meter
NJADRE1555010978 | Administratively Determined Incentive Program | UNION | 7083 | 10 | 5.4 | Residential | Behind the Meter | No | Net Metered Residential | Spectacular Solar |  | PSE&G | Accepted | 2023-11-29 | 2024-01-02 | 2025-01-02 | Inverters | JC300M-24/ABH | Renesola | 279 |  | 18 |  |  | 0.97 |  | Outdoor
NJADRE1555010978 | Administratively Determined Incentive Program | UNION | 7083 | 10 | 5.4 | Residential | Behind the Meter | No | Net Metered Residential | Spectacular Solar |  | PSE&G | Accepted | 2023-11-29 | 2024-01-02 | 2025-01-02 | Meters | Enphase Energy | PSEG |  |  | 1 |  |  |  | No | Outdoor
NJADRE1555010978 | Administratively Determined Incentive Program | UNION | 7083 | 10 | 5.4 | Residential | Behind the Meter | No | Net Metered Residential | Spectacular Solar |  | PSE&G | Accepted | 2023-11-29 | 2024-01-02 | 2025-01-02 | Solar Panels | RENESOLA | JC300M-24/ABH |  | 0.3 | 6 | 297 | 27 |  | Fixed | Roof
NJADRE1555010978 | Administratively Determined Incentive Program | UNION | 7083 | 10 | 5.4 | Residential | Behind the Meter | No | Net Metered Residential | Spectacular Solar |  | PSE&G | Accepted | 2023-11-29 | 2024-01-02 | 2025-01-02 | Solar Panels | RENESOLA | JC300M-24/ABH |  | 0.3 | 1 | 297 | 27 |  | Fixed | Roof
NJADRE1555010978 | Administratively Determined Incentive Program | UNION | 7083 | 10 | 5.4 | Residential | Behind the Meter | No | Net Metered Residential | Spectacular Solar |  | PSE&G | Accepted | 2023-11-29 | 2024-01-02 | 2025-01-02 | Solar Panels | RENESOLA | JC300M-24/ABH |  | 0.3 | 3 | 117 | 27 |  | Fixed | Roof
NJADRE1555010978 | Administratively Determined Incentive Program | UNION | 7083 | 10 | 5.4 | Residential | Behind the Meter | No | Net Metered Residential | Spectacular Solar |  | PSE&G | Accepted | 2023-11-29 | 2024-01-02 | 2025-01-02 | Solar Panels | RENESOLA | JC300M-24/ABH |  | 0.3 | 8 | 27 | 24 |  | Fixed | Roof
NJADRE1555010982 | Administratively Determined Incentive Program | FLEMINGTON | 8822 | 4 | 5.27 | Residential | Behind the Meter | Yes | Net Metered Residential | Sunny Mac LLC |  | JCP&L | Accepted | 2023-11-09 | 2023-12-11 | 2024-12-11 | Solar Panels | Q.PEAK DUO BLK ML-G10+ 405 | HANWHA |  | 0.405 | 10 | 148 | 20 |  | Fixed | Roof
NJADRE1555010982 | Administratively Determined Incentive Program | FLEMINGTON | 8822 | 4 | 5.27 | Residential | Behind the Meter | Yes | Net Metered Residential | Sunny Mac LLC |  | JCP&L | Accepted | 2023-11-09 | 2023-12-11 | 2024-12-11 | Solar Panels | Q.PEAK DUO BLK ML-G10+ 405 | HANWHA |  | 0.405 | 3 | 158 | 18 |  | Fixed | Roof
NJADRE1555010982 | Administratively Determined Incentive Program | FLEMINGTON | 8822 | 4 | 5.27 | Residential | Behind the Meter | Yes | Net Metered Residential | Sunny Mac LLC |  | JCP&L | Accepted | 2023-11-09 | 2023-12-11 | 2024-12-11 | Inverters | SE5000H-US | Solaredge | 5000 |  | 1 |  |  | 0.1 |  | Outdoor | next to meter
NJADRE1555010984 | Administratively Determined Incentive Program | LINDEN | 7036 | 10 | 10.22 | Residential | Behind the Meter | Yes | Net Metered Residential | Pro Custom Solar dba Momentum Solar |  | PSE&G | Accepted | 2023-11-09 | 2023-12-20 | 2024-12-20 | Solar Panels | Â Q. PEAK DUO BLK-G10+365 | HAWNHA |  | 0.365 | 12 | 308 | 21 |  | Fixed | Roof
NJADRE1555010984 | Administratively Determined Incentive Program | LINDEN | 7036 | 10 | 10.22 | Residential | Behind the Meter | Yes | Net Metered Residential | Pro Custom Solar dba Momentum Solar |  | PSE&G | Accepted | 2023-11-09 | 2023-12-20 | 2024-12-20 | Solar Panels | Â Q. PEAK DUO BLK-G10+365 | HAWNHA |  | 0.365 | 13 | 128 | 21 |  | Fixed | Roof
NJADRE1555010984 | Administratively Determined Incentive Program | LINDEN | 7036 | 10 | 10.22 | Residential | Behind the Meter | Yes | Net Metered Residential | Pro Custom Solar dba Momentum Solar |  | PSE&G | Accepted | 2023-11-09 | 2023-12-20 | 2024-12-20 | Solar Panels | Â Q. PEAK DUO BLK-G10+365 | HANWHA |  | 0.365 | 3 | 218 | 21 |  | Fixed | Roof
NJADRE1555010984 | Administratively Determined Incentive Program | LINDEN | 7036 | 10 | 10.22 | Residential | Behind the Meter | Yes | Net Metered Residential | Pro Custom Solar dba Momentum Solar |  | PSE&G | Accepted | 2023-11-09 | 2023-12-20 | 2024-12-20 | Inverters | IQ8PLUS-72-2-US | ENPHASE | 290 |  | 28 |  |  | 0.97 |  | Outdoor
NJADRE1555010988 | Administratively Determined Incentive Program | EAST BRUNSWICK | 8816 | 11 | 9.72 | Residential | Behind the Meter | No | Net Metered Residential | Tesla Energy Operations Inc |  | PSE&G | Accepted | 2023-11-09 | 2023-12-11 | 2024-12-11 | Inverters | Tesla | 1538000-45-A | 5700 |  | 1 |  |  | 0.98 |  | Outside
NJADRE1555010988 | Administratively Determined Incentive Program | EAST BRUNSWICK | 8816 | 11 | 9.72 | Residential | Behind the Meter | No | Net Metered Residential | Tesla Energy Operations Inc |  | PSE&G | Accepted | 2023-11-09 | 2023-12-11 | 2024-12-11 | Inverters | Tesla | 1538000-45-A | 3800 |  | 1 |  |  | 0.98 |  | Outside
NJADRE1555010988 | Administratively Determined Incentive Program | EAST BRUNSWICK | 8816 | 11 | 9.72 | Residential | Behind the Meter | No | Net Metered Residential | Tesla Energy Operations Inc |  | PSE&G | Accepted | 2023-11-09 | 2023-12-11 | 2024-12-11 | Solar Panels | Hanwha | # Q.PEAK DUO BLK ML-G10+/TS 405 |  | 0.405 | 6 | 183 | 24 |  | Fixed | Roof
NJADRE1555010988 | Administratively Determined Incentive Program | EAST BRUNSWICK | 8816 | 11 | 9.72 | Residential | Behind the Meter | No | Net Metered Residential | Tesla Energy Operations Inc |  | PSE&G | Accepted | 2023-11-09 | 2023-12-11 | 2024-12-11 | Solar Panels | Hanwha | Q.PEAK DUO BLK ML-G10+/TS 405 |  | 0.405 | 3 | 183 | 20 |  | Fixed | Roof
NJADRE1555010988 | Administratively Determined Incentive Program | EAST BRUNSWICK | 8816 | 11 | 9.72 | Residential | Behind the Meter | No | Net Metered Residential | Tesla Energy Operations Inc |  | PSE&G | Accepted | 2023-11-09 | 2023-12-11 | 2024-12-11 | Solar Panels | Hanwha | Â # Q.PEAK DUO BLK ML-G10+/TS 405 |  | 0.405 | 7 | 3 | 24 |  | Fixed | Roof
NJADRE1555010988 | Administratively Determined Incentive Program | EAST BRUNSWICK | 8816 | 11 | 9.72 | Residential | Behind the Meter | No | Net Metered Residential | Tesla Energy Operations Inc |  | PSE&G | Accepted | 2023-11-09 | 2023-12-11 | 2024-12-11 | Solar Panels | Hanwha | Â # Q.PEAK DUO BLK ML-G10+/TS 405 |  | 0.405 | 8 | 228 | 26 |  | Fixed | Roof
NJADRE1555010997 | Administratively Determined Incentive Program | NEWARK | 7108 | 9 | 2.4 | Residential | Behind the Meter | Yes | Net Metered Residential | Pro Custom Solar dba Momentum Solar |  | PSE&G | Accepted | 2023-11-09 | 2023-12-11 | 2024-12-11 | Solar Panels | HANWHA | Q. PEAK DUO BLK ML-G10+400 |  | 0.4 | 6 | 107 | 3 |  | Fixed | Roof
NJADRE1555010997 | Administratively Determined Incentive Program | NEWARK | 7108 | 9 | 2.4 | Residential | Behind the Meter | Yes | Net Metered Residential | Pro Custom Solar dba Momentum Solar |  | PSE&G | Accepted | 2023-11-09 | 2023-12-11 | 2024-12-11 | Inverters | ENPHASE | IQ8PLUS-72-2-US | 290 |  | 6 |  |  | 0.97 |  | Outdoor
NJADRE1555011018 | Administratively Determined Incentive Program | TRENTON | 8610 | 12 | 19.44 | Residential | Behind the Meter | No | Net Metered Residential | Tesla Energy Operations Inc |  | PSE&G | Accepted | 2023-11-09 | 2023-12-11 | 2024-12-11 | Inverters | Tesla Inc | 1538000-45-A | 7600 |  | 2 |  |  | 0.98 |  | Outside
NJADRE1555011018 | Administratively Determined Incentive Program | TRENTON | 8610 | 12 | 19.44 | Residential | Behind the Meter | No | Net Metered Residential | Tesla Energy Operations Inc |  | PSE&G | Accepted | 2023-11-09 | 2023-12-11 | 2024-12-11 | Solar Panels | Hanwha | Q.PEAK DUO BLK ML-G10+/TS 405 |  | 0.405 | 9 | 95 | 28 |  | Fixed | Roof
NJADRE1555011018 | Administratively Determined Incentive Program | TRENTON | 8610 | 12 | 19.44 | Residential | Behind the Meter | No | Net Metered Residential | Tesla Energy Operations Inc |  | PSE&G | Accepted | 2023-11-09 | 2023-12-11 | 2024-12-11 | Solar Panels | Hanwha | Q.PEAK DUO BLK ML-G10+/TS 405 |  | 0.405 | 12 | 275 | 28 |  | Fixed | Roof
NJADRE1555011018 | Administratively Determined Incentive Program | TRENTON | 8610 | 12 | 19.44 | Residential | Behind the Meter | No | Net Metered Residential | Tesla Energy Operations Inc |  | PSE&G | Accepted | 2023-11-09 | 2023-12-11 | 2024-12-11 | Solar Panels | Hanwha | Q.PEAK DUO BLK ML-G10+/TS 405 |  | 0.405 | 21 | 95 | 28 |  | Fixed | Roof
NJADRE1555011018 | Administratively Determined Incentive Program | TRENTON | 8610 | 12 | 19.44 | Residential | Behind the Meter | No | Net Metered Residential | Tesla Energy Operations Inc |  | PSE&G | Accepted | 2023-11-09 | 2023-12-11 | 2024-12-11 | Solar Panels | Hanwha | Q.PEAK DUO BLK ML-G10+/TS 405 |  | 0.405 | 6 | 5 | 32 |  | Fixed | Roof
NJADRE1555011026 | Administratively Determined Incentive Program | PERTH AMBOY | 8861 | 11 | 3.56 | Residential | Behind the Meter | No | Net Metered Residential | Bright Planet Solar |  | PSE&G | Accepted | 2023-11-09 | 2023-12-11 | 2024-12-11 | Inverters | Solar Edge | SE3000H-USRGM | 3000 |  | 1 |  |  | 0.98 |  | Outdoor | OUTSIDE
NJADRE1555011026 | Administratively Determined Incentive Program | PERTH AMBOY | 8861 | 11 | 3.56 | Residential | Behind the Meter | No | Net Metered Residential | Bright Planet Solar |  | PSE&G | Accepted | 2023-11-09 | 2023-12-11 | 2024-12-11 | Solar Panels | Canadian Solar | CS3N-395MS |  | 0.395 | 9 | 204 | 9 |  | Fixed | Roof
NJADRE1555011038 | Administratively Determined Incentive Program | NEWARK | 7108 | 9 | 3.6 | Residential | Behind the Meter | Yes | Net Metered Residential | Pro Custom Solar dba Momentum Solar |  | PSE&G | Accepted | 2023-11-09 | 2023-12-11 | 2024-12-11 | Solar Panels | HANWHA | Q. PEAK DUO BLK ML-G10+400 |  | 0.4 | 9 | 107 | 3 |  | Fixed | Roof
NJADRE1555011038 | Administratively Determined Incentive Program | NEWARK | 7108 | 9 | 3.6 | Residential | Behind the Meter | Yes | Net Metered Residential | Pro Custom Solar dba Momentum Solar |  | PSE&G | Accepted | 2023-11-09 | 2023-12-11 | 2024-12-11 | Inverters | ENPHASE | IQ8PLUS-72-2-US | 290 |  | 9 |  |  | 0.97 |  | Outdoor
NJADRE1555011040 | Administratively Determined Incentive Program | BLACKWOOD | 8012 | 14 | 8 | Residential | Behind the Meter | Yes | Net Metered Residential | Posigen Developer. LLC |  | PSE&G | Accepted | 2023-11-09 | 2023-12-14 | 2024-12-14 | Solar Panels | Silfab | SIL-400 HC+ |  | 0.4 | 20 | 130 | 23 |  | Fixed | Roof
NJADRE1555011040 | Administratively Determined Incentive Program | BLACKWOOD | 8012 | 14 | 8 | Residential | Behind the Meter | Yes | Net Metered Residential | Posigen Developer. LLC |  | PSE&G | Accepted | 2023-11-09 | 2023-12-14 | 2024-12-14 | Inverters | SolarEdge | SE6000H-US | 6000 |  | 1 |  |  | 0.99 |  | Outside | within ten feet of meter
NJADRE1555011046 | Administratively Determined Incentive Program | EAST BRUNSWICK | 8816 | 11 | 14.58 | Residential | Behind the Meter | Yes | Net Metered Residential | Pro Custom Solar dba Momentum Solar |  | JCP&L | Accepted | 2023-11-09 | 2023-12-11 | 2024-12-11 | Solar Panels | Â Q. PEAK DUO BLK-G10+405 | hawnha |  | 0.405 | 8 | 157 | 18 |  | Fixed | Roof
NJADRE1555011046 | Administratively Determined Incentive Program | EAST BRUNSWICK | 8816 | 11 | 14.58 | Residential | Behind the Meter | Yes | Net Metered Residential | Pro Custom Solar dba Momentum Solar |  | JCP&L | Accepted | 2023-11-09 | 2023-12-11 | 2024-12-11 | Solar Panels | Â Q. PEAK DUO BLK-G10+405 | hawnha |  | 0.405 | 6 | 247 | 18 |  | Fixed | Roof
NJADRE1555011046 | Administratively Determined Incentive Program | EAST BRUNSWICK | 8816 | 11 | 14.58 | Residential | Behind the Meter | Yes | Net Metered Residential | Pro Custom Solar dba Momentum Solar |  | JCP&L | Accepted | 2023-11-09 | 2023-12-11 | 2024-12-11 | Solar Panels | Â Q. PEAK DUO BLK-G10+405 | hawnha |  | 0.405 | 3 | 157 | 18 |  | Fixed | Roof
NJADRE1555011046 | Administratively Determined Incentive Program | EAST BRUNSWICK | 8816 | 11 | 14.58 | Residential | Behind the Meter | Yes | Net Metered Residential | Pro Custom Solar dba Momentum Solar |  | JCP&L | Accepted | 2023-11-09 | 2023-12-11 | 2024-12-11 | Solar Panels | Â Q. PEAK DUO BLK-G10+405 | hawnha |  | 0.405 | 2 | 337 | 18 |  | Fixed | Roof
NJADRE1555011046 | Administratively Determined Incentive Program | EAST BRUNSWICK | 8816 | 11 | 14.58 | Residential | Behind the Meter | Yes | Net Metered Residential | Pro Custom Solar dba Momentum Solar |  | JCP&L | Accepted | 2023-11-09 | 2023-12-11 | 2024-12-11 | Solar Panels | Â Q. PEAK DUO BLK-G10+405 | hawnha |  | 0.405 | 4 | 157 | 18 |  | Fixed | Roof
NJADRE1555011046 | Administratively Determined Incentive Program | EAST BRUNSWICK | 8816 | 11 | 14.58 | Residential | Behind the Meter | Yes | Net Metered Residential | Pro Custom Solar dba Momentum Solar |  | JCP&L | Accepted | 2023-11-09 | 2023-12-11 | 2024-12-11 | Solar Panels | Â Q. PEAK DUO BLK-G10+405 | hawnha |  | 0.405 | 4 | 247 | 19 |  | Fixed | Roof
NJADRE1555011046 | Administratively Determined Incentive Program | EAST BRUNSWICK | 8816 | 11 | 14.58 | Residential | Behind the Meter | Yes | Net Metered Residential | Pro Custom Solar dba Momentum Solar |  | JCP&L | Accepted | 2023-11-09 | 2023-12-11 | 2024-12-11 | Solar Panels | Â Q. PEAK DUO BLK-G10+405 | hawnha |  | 0.405 | 9 | 67 | 18 |  | Fixed | Roof
NJADRE1555011046 | Administratively Determined Incentive Program | EAST BRUNSWICK | 8816 | 11 | 14.58 | Residential | Behind the Meter | Yes | Net Metered Residential | Pro Custom Solar dba Momentum Solar |  | JCP&L | Accepted | 2023-11-09 | 2023-12-11 | 2024-12-11 | Inverters | IQ8PLUS-72-2-US | enphase | 290 |  | 36 |  |  | 0.97 |  | Outdoor
NJADRE1555011708 | Administratively Determined Incentive Program | MANALAPAN | 7726 | 17 | 18.23 | Residential | Behind the Meter | Yes | Net Metered Residential | Sunny Mac LLC |  | JCP&L | Accepted | 2023-11-09 | 2023-12-11 | 2024-12-11 | Solar Panels | Q.PEAK DUO BLK ML-G10+ 405 | HANWHA |  | 0.405 | 24 | 86 | 22 |  | Fixed | Roof
NJADRE1555011708 | Administratively Determined Incentive Program | MANALAPAN | 7726 | 17 | 18.23 | Residential | Behind the Meter | Yes | Net Metered Residential | Sunny Mac LLC |  | JCP&L | Accepted | 2023-11-09 | 2023-12-11 | 2024-12-11 | Solar Panels | Q.PEAK DUO BLK ML-G10+ 405 | HANWHA |  | 0.405 | 21 | 266 | 22 |  | Fixed | Roof
NJADRE1555011708 | Administratively Determined Incentive Program | MANALAPAN | 7726 | 17 | 18.23 | Residential | Behind the Meter | Yes | Net Metered Residential | Sunny Mac LLC |  | JCP&L | Accepted | 2023-11-09 | 2023-12-11 | 2024-12-11 | Inverters | SE7600H-US | Solaredge | 7600 |  | 1 |  |  | 0.1 |  | Outdoor | next to meter
NJADRE1555011711 | Administratively Determined Incentive Program | GARFIELD | 7026 | 7 | 6.08 | Residential | Behind the Meter | Yes | Net Metered Residential | Pro Custom Solar dba Momentum Solar |  | PSE&G | Accepted | 2023-11-09 | 2023-12-12 | 2024-12-12 | Solar Panels | HANWHA | Q. PEAK DUO BLK ML-G10+405 |  | 0.405 | 6 | 253 | 23 |  | Fixed | Roof
NJADRE1555011711 | Administratively Determined Incentive Program | GARFIELD | 7026 | 7 | 6.08 | Residential | Behind the Meter | Yes | Net Metered Residential | Pro Custom Solar dba Momentum Solar |  | PSE&G | Accepted | 2023-11-09 | 2023-12-12 | 2024-12-12 | Solar Panels | HANWHA | Q. PEAK DUO BLK ML-G10+405 |  | 0.405 | 3 | 163 | 23 |  | Fixed | Roof
NJADRE1555011711 | Administratively Determined Incentive Program | GARFIELD | 7026 | 7 | 6.08 | Residential | Behind the Meter | Yes | Net Metered Residential | Pro Custom Solar dba Momentum Solar |  | PSE&G | Accepted | 2023-11-09 | 2023-12-12 | 2024-12-12 | Solar Panels | HANWHA | Q. PEAK DUO BLK ML-G10+405 |  | 0.405 | 3 | 343 | 23 |  | Fixed | Roof
NJADRE1555011711 | Administratively Determined Incentive Program | GARFIELD | 7026 | 7 | 6.08 | Residential | Behind the Meter | Yes | Net Metered Residential | Pro Custom Solar dba Momentum Solar |  | PSE&G | Accepted | 2023-11-09 | 2023-12-12 | 2024-12-12 | Solar Panels | HANWHA | Q. PEAK DUO BLK ML-G10+405 |  | 0.405 | 3 | 73 | 23 |  | Fixed | Roof
NJADRE1555011711 | Administratively Determined Incentive Program | GARFIELD | 7026 | 7 | 6.08 | Residential | Behind the Meter | Yes | Net Metered Residential | Pro Custom Solar dba Momentum Solar |  | PSE&G | Accepted | 2023-11-09 | 2023-12-12 | 2024-12-12 | Inverters | ENPHASE | IQ8PLUS-72-2-US | 290 |  | 15 |  |  | 0.97 |  | Outdoor
NJADRE1555011724 | Administratively Determined Incentive Program | PASSAIC | 7055 | 6 | 10.8 | Residential | Behind the Meter | Yes | Net Metered Residential | Pro Custom Solar dba Momentum Solar |  | PSE&G | Accepted | 2023-11-09 | 2023-12-11 | 2024-12-11 | Solar Panels | Â Q. PEAK DUO BLK-G10+400 | HAWNHA |  | 0.4 | 10 | 43 | 23 |  | Fixed | Roof
NJADRE1555011724 | Administratively Determined Incentive Program | PASSAIC | 7055 | 6 | 10.8 | Residential | Behind the Meter | Yes | Net Metered Residential | Pro Custom Solar dba Momentum Solar |  | PSE&G | Accepted | 2023-11-09 | 2023-12-11 | 2024-12-11 | Solar Panels | Â Q. PEAK DUO BLK-G10+400 | HANWHA |  | 0.4 | 5 | 313 | 23 |  | Fixed | Roof
NJADRE1555011724 | Administratively Determined Incentive Program | PASSAIC | 7055 | 6 | 10.8 | Residential | Behind the Meter | Yes | Net Metered Residential | Pro Custom Solar dba Momentum Solar |  | PSE&G | Accepted | 2023-11-09 | 2023-12-11 | 2024-12-11 | Solar Panels | Â Q. PEAK DUO BLK-G10+400 | hawnha |  | 0.4 | 9 | 223 | 23 |  | Fixed | Roof
NJADRE1555011724 | Administratively Determined Incentive Program | PASSAIC | 7055 | 6 | 10.8 | Residential | Behind the Meter | Yes | Net Metered Residential | Pro Custom Solar dba Momentum Solar |  | PSE&G | Accepted | 2023-11-09 | 2023-12-11 | 2024-12-11 | Inverters | IQ8PLUS-72-2-US | enphase | 290 |  | 27 |  |  | 0.97 |  | Outdoor
NJADRE1555011724 | Administratively Determined Incentive Program | PASSAIC | 7055 | 6 | 10.8 | Residential | Behind the Meter | Yes | Net Metered Residential | Pro Custom Solar dba Momentum Solar |  | PSE&G | Accepted | 2023-11-09 | 2023-12-11 | 2024-12-11 | Solar Panels | Â Q. PEAK DUO BLK-G10+400 | hawnha |  | 0.4 | 3 | 133 | 23 |  | Fixed | Roof
NJADRE1555011741 | Administratively Determined Incentive Program | HACKENSACK | 7601 | 7 | 8.63 | Residential | Behind the Meter | Yes | Net Metered Residential | Sunrun Installation Services, Inc. |  | PSE&G | Accepted | 2023-11-09 | 2023-12-21 | 2024-12-21 | Inverters | SOLAREDGE TECHNOLOGIES | SE6000H-USSN | 6000 |  | 1 |  |  | 0.992 |  | Outdoor | next to meter
NJADRE1555011741 | Administratively Determined Incentive Program | HACKENSACK | 7601 | 7 | 8.63 | Residential | Behind the Meter | Yes | Net Metered Residential | Sunrun Installation Services, Inc. |  | PSE&G | Accepted | 2023-11-09 | 2023-12-21 | 2024-12-21 | Solar Panels | LONGI GREEN ENERGY TECHNOLOGY CO LTD | LR4-60HPH-375M |  | 0.375 | 11 | 308 | 34 |  | Fixed | Roof
NJADRE1555011741 | Administratively Determined Incentive Program | HACKENSACK | 7601 | 7 | 8.63 | Residential | Behind the Meter | Yes | Net Metered Residential | Sunrun Installation Services, Inc. |  | PSE&G | Accepted | 2023-11-09 | 2023-12-21 | 2024-12-21 | Solar Panels | LONGI GREEN ENERGY TECHNOLOGY CO LTD | LR4-60HPH-375M |  | 0.375 | 2 | 308 | 23 |  | Fixed | Roof
NJADRE1555011741 | Administratively Determined Incentive Program | HACKENSACK | 7601 | 7 | 8.63 | Residential | Behind the Meter | Yes | Net Metered Residential | Sunrun Installation Services, Inc. |  | PSE&G | Accepted | 2023-11-09 | 2023-12-21 | 2024-12-21 | Solar Panels | LONGI GREEN ENERGY TECHNOLOGY CO LTD | LR4-60HPH-375M |  | 0.375 | 10 | 128 | 34 |  | Fixed | Roof
NJADRE1555011820 | Administratively Determined Incentive Program | BRIDGETON | 8302 | 20 | 10.78 | Residential | Behind the Meter | Yes | Net Metered Residential | All Season Solar |  | AC Electric | Accepted | 2023-11-09 | 2023-12-12 | 2024-12-12 | Inverters | Enphase | IQ8 Plus | 290 |  | 28 |  |  | 0.97 |  | Outdoor
NJADRE1555011820 | Administratively Determined Incentive Program | BRIDGETON | 8302 | 20 | 10.78 | Residential | Behind the Meter | Yes | Net Metered Residential | All Season Solar |  | AC Electric | Accepted | 2023-11-09 | 2023-12-12 | 2024-12-12 | Solar Panels | Trina | TSMDE09.05 |  | 0.385 | 14 | 265 | 11 |  | Fixed | Roof
NJADRE1555011820 | Administratively Determined Incentive Program | BRIDGETON | 8302 | 20 | 10.78 | Residential | Behind the Meter | Yes | Net Metered Residential | All Season Solar |  | AC Electric | Accepted | 2023-11-09 | 2023-12-12 | 2024-12-12 | Solar Panels | Trina | TSMDE09.05 |  | 0.385 | 6 | 85 | 35 |  | Fixed | Roof
NJADRE1555011820 | Administratively Determined Incentive Program | BRIDGETON | 8302 | 20 | 10.78 | Residential | Behind the Meter | Yes | Net Metered Residential | All Season Solar |  | AC Electric | Accepted | 2023-11-09 | 2023-12-12 | 2024-12-12 | Solar Panels | Trina | TSMDE09.05 |  | 0.385 | 2 | 175 | 40 |  | Fixed | Roof
NJADRE1555011820 | Administratively Determined Incentive Program | BRIDGETON | 8302 | 20 | 10.78 | Residential | Behind the Meter | Yes | Net Metered Residential | All Season Solar |  | AC Electric | Accepted | 2023-11-09 | 2023-12-12 | 2024-12-12 | Solar Panels | Trina | TSMDE09.05 |  | 0.385 | 6 | 85 | 12 |  | Fixed | Roof
NJADRE1555011840 | Administratively Determined Incentive Program | PLEASANTVILLE | 8232 | 19 | 8.1 | Residential | Behind the Meter | Yes | Net Metered Residential | Sunrun Installation Services, Inc. |  | AC Electric | Accepted | 2023-11-09 | 2023-12-21 | 2024-12-21 | Inverters | SolarEdge Technologies | SE6000H-USSN | 6000 |  | 1 |  |  | 0.96 |  | Outdoor | next to meter
NJADRE1555011840 | Administratively Determined Incentive Program | PLEASANTVILLE | 8232 | 19 | 8.1 | Residential | Behind the Meter | Yes | Net Metered Residential | Sunrun Installation Services, Inc. |  | AC Electric | Accepted | 2023-11-09 | 2023-12-21 | 2024-12-21 | Solar Panels | Hanwha Q Cells | Q.PEAK DUO BLK ML-G10+ 405 |  | 0.405 | 20 | 28 | 23 |  | Fixed | Roof
NJADRE1555011841 | Administratively Determined Incentive Program | CHESTER | 7930 | 3 | 29.16 | Residential | Behind the Meter | No | Net Metered Residential | Venture Solar |  | JCP&L | Accepted | 2023-11-09 | 2023-12-13 | 2024-12-13 | Inverters | EnPhase | IQ8PLUS-72-2-US (240V) | 290 |  | 72 |  |  | 0.98 |  | Outdoor | Roof
NJADRE1555011841 | Administratively Determined Incentive Program | CHESTER | 7930 | 3 | 29.16 | Residential | Behind the Meter | No | Net Metered Residential | Venture Solar |  | JCP&L | Accepted | 2023-11-09 | 2023-12-13 | 2024-12-13 | Solar Panels | Hanwha | Q.PEAK DUO BLK ML-G10+ 405 |  | 0.405 | 12 | 138 | 39 |  | Fixed | Roof
NJADRE1555011841 | Administratively Determined Incentive Program | CHESTER | 7930 | 3 | 29.16 | Residential | Behind the Meter | No | Net Metered Residential | Venture Solar |  | JCP&L | Accepted | 2023-11-09 | 2023-12-13 | 2024-12-13 | Solar Panels | Hanwha | Q.PEAK DUO BLK ML-G10+ 405 |  | 0.405 | 38 | 228 | 39 |  | Fixed | Roof
NJADRE1555011841 | Administratively Determined Incentive Program | CHESTER | 7930 | 3 | 29.16 | Residential | Behind the Meter | No | Net Metered Residential | Venture Solar |  | JCP&L | Accepted | 2023-11-09 | 2023-12-13 | 2024-12-13 | Solar Panels | Hanwha | Q.PEAK DUO BLK ML-G10+ 405 |  | 0.405 | 22 | 229 | 23 |  | Fixed | Roof
NJADRE1555011868 | Administratively Determined Incentive Program | EAST BRUNSWICK | 8816 | 11 | 12.15 | Residential | Behind the Meter | Yes | Net Metered Residential | Sunny Mac LLC |  | PSE&G | Accepted | 2023-11-09 | 2023-12-13 | 2024-12-13 | Solar Panels | Q.PEAK DUO BLK ML-G10+ 405 | HANWHA |  | 0.405 | 6 | 250 | 22 |  | Fixed | Roof
NJADRE1555011868 | Administratively Determined Incentive Program | EAST BRUNSWICK | 8816 | 11 | 12.15 | Residential | Behind the Meter | Yes | Net Metered Residential | Sunny Mac LLC |  | PSE&G | Accepted | 2023-11-09 | 2023-12-13 | 2024-12-13 | Solar Panels | Q.PEAK DUO BLK ML-G10+ 405 | HANWHA |  | 0.405 | 11 | 160 | 22 |  | Fixed | Roof
NJADRE1555011868 | Administratively Determined Incentive Program | EAST BRUNSWICK | 8816 | 11 | 12.15 | Residential | Behind the Meter | Yes | Net Metered Residential | Sunny Mac LLC |  | PSE&G | Accepted | 2023-11-09 | 2023-12-13 | 2024-12-13 | Solar Panels | Q.PEAK DUO BLK ML-G10+ 405 | HANWHA |  | 0.405 | 7 | 70 | 22 |  | Fixed | Roof
NJADRE1555011868 | Administratively Determined Incentive Program | EAST BRUNSWICK | 8816 | 11 | 12.15 | Residential | Behind the Meter | Yes | Net Metered Residential | Sunny Mac LLC |  | PSE&G | Accepted | 2023-11-09 | 2023-12-13 | 2024-12-13 | Solar Panels | Q.PEAK DUO BLK ML-G10+ 405 | HANWHA |  | 0.405 | 6 | 70 | 22 |  | Fixed | Roof
NJADRE1555011868 | Administratively Determined Incentive Program | EAST BRUNSWICK | 8816 | 11 | 12.15 | Residential | Behind the Meter | Yes | Net Metered Residential | Sunny Mac LLC |  | PSE&G | Accepted | 2023-11-09 | 2023-12-13 | 2024-12-13 | Inverters | SE10000H-US | Solaredge | 10000 |  | 1 |  |  | 0.1 |  | Outdoor | next to meter
NJADRE1555011868 | Administratively Determined Incentive Program | EAST BRUNSWICK | 8816 | 11 | 12.15 | Residential | Behind the Meter | Yes | Net Metered Residential | Sunny Mac LLC |  | PSE&G | Accepted | 2023-11-09 | 2023-12-13 | 2024-12-13 | Meters | SE-RGMTR-1D-240C-B | Solaredge |  |  | 1 |  |  |  | Yes | Outdoor
NJADRE1555011871 | Administratively Determined Incentive Program | CHESTERFIELD TWP | 8515 | 13 | 6.48 | Residential | Behind the Meter | No | Net Metered Residential | Tesla Energy Operations Inc |  | PSE&G | Accepted | 2023-11-09 | 2023-12-12 | 2024-12-12 | Inverters | Tesla Inc | 1538000-45-A | 5700 |  | 1 |  |  | 0.98 |  | Outside
NJADRE1555011871 | Administratively Determined Incentive Program | CHESTERFIELD TWP | 8515 | 13 | 6.48 | Residential | Behind the Meter | No | Net Metered Residential | Tesla Energy Operations Inc |  | PSE&G | Accepted | 2023-11-09 | 2023-12-12 | 2024-12-12 | Solar Panels | Hanwha | Q.PEAK DUO BLK ML-G10+/TS 405 |  | 0.405 | 16 | 351 | 30 |  | Fixed | Roof
NJADRE1555011905 | Administratively Determined Incentive Program | BRICK | 8724 | 18 | 6.94 | Residential | Behind the Meter | No | Net Metered Residential | Power Home Remodeling |  | JCP&L | Accepted | 2023-11-09 | 2023-12-12 | 2024-12-12 | Inverters | SolarEdge | SE5000H-US | 5000 |  | 1 |  |  | 0.99 |  | Outdoor
NJADRE1555011905 | Administratively Determined Incentive Program | BRICK | 8724 | 18 | 6.94 | Residential | Behind the Meter | No | Net Metered Residential | Power Home Remodeling |  | JCP&L | Accepted | 2023-11-09 | 2023-12-12 | 2024-12-12 | Meters | SolarEdge | Revenue Grade Data Ansi C12.20 |  |  | 1 |  |  |  | Yes
NJADRE1555011905 | Administratively Determined Incentive Program | BRICK | 8724 | 18 | 6.94 | Residential | Behind the Meter | No | Net Metered Residential | Power Home Remodeling |  | JCP&L | Accepted | 2023-11-09 | 2023-12-12 | 2024-12-12 | Solar Panels | QCell | Q.PEAK DUO BLK-G10+ |  | 0.365 | 15 | 139 | 25 |  | Fixed | Roof
NJADRE1555011905 | Administratively Determined Incentive Program | BRICK | 8724 | 18 | 6.94 | Residential | Behind the Meter | No | Net Metered Residential | Power Home Remodeling |  | JCP&L | Accepted | 2023-11-09 | 2023-12-12 | 2024-12-12 | Solar Panels | QCell | Q.PEAK DUO BLK-G10+ |  | 0.365 | 4 | 139 | 30 |  | Fixed | Roof
NJADRE1555011938 | Administratively Determined Incentive Program | FLEMINGTON | 8822 | 4 | 6.08 | Residential | Behind the Meter | Yes | Net Metered Residential | SunnyMac LLC |  | JCP&L | Accepted | 2023-11-09 | 2023-12-12 | 2024-12-12 | Solar Panels | Q.PEAK DUO BLK ML-G10+ 405 | HANWHA |  | 0.405 | 15 | 165 | 22 |  | Fixed | Roof
NJADRE1555011938 | Administratively Determined Incentive Program | FLEMINGTON | 8822 | 4 | 6.08 | Residential | Behind the Meter | Yes | Net Metered Residential | SunnyMac LLC |  | JCP&L | Accepted | 2023-11-09 | 2023-12-12 | 2024-12-12 | Inverters | SE5000H-US | Solaredge | 5000 |  | 1 |  |  | 0.1 |  | Outdoor | next to meter
NJADRE1555011938 | Administratively Determined Incentive Program | FLEMINGTON | 8822 | 4 | 6.08 | Residential | Behind the Meter | Yes | Net Metered Residential | SunnyMac LLC |  | JCP&L | Accepted | 2023-11-09 | 2023-12-12 | 2024-12-12 | Meters | SE-RGMTR-1D-240C-B | Solaredge |  |  | 1 |  |  |  | Yes | Outdoor
NJADRE1555011960 | Administratively Determined Incentive Program | PLEASANTVILLE | 8232 | 19 | 13.37 | Residential | Behind the Meter | Yes | Net Metered Residential | Pro Custom Solar dba Momentum Solar |  | AC Electric | Accepted | 2023-11-09 | 2023-12-12 | 2024-12-12 | Solar Panels | Â Q. PEAK DUO BLK-G10+405 | hanwha |  | 0.405 | 20 | 195 | 21 |  | Fixed | Roof
NJADRE1555011960 | Administratively Determined Incentive Program | PLEASANTVILLE | 8232 | 19 | 13.37 | Residential | Behind the Meter | Yes | Net Metered Residential | Pro Custom Solar dba Momentum Solar |  | AC Electric | Accepted | 2023-11-09 | 2023-12-12 | 2024-12-12 | Solar Panels | Â Q. PEAK DUO BLK-G10+405 | hawnha |  | 0.405 | 13 | 15 | 21 |  | Fixed | Roof
NJADRE1555011960 | Administratively Determined Incentive Program | PLEASANTVILLE | 8232 | 19 | 13.37 | Residential | Behind the Meter | Yes | Net Metered Residential | Pro Custom Solar dba Momentum Solar |  | AC Electric | Accepted | 2023-11-09 | 2023-12-12 | 2024-12-12 | Inverters | IQ8PLUS-72-2-US | enphase | 290 |  | 33 |  |  | 0.97 |  | Outdoor
NJADRE1555011965 | Administratively Determined Incentive Program | PENNS GROVE | 8069 | 16 | 3.24 | Residential | Behind the Meter | Yes | Net Metered Residential | Trinity Solar |  | AC Electric | Accepted | 2023-11-09 | 2023-12-12 | 2024-12-12 | Inverters | Solar edge | SE3000H-US | 3 |  | 1 |  |  | 0.97 |  | Outdoor
NJADRE1555011965 | Administratively Determined Incentive Program | PENNS GROVE | 8069 | 16 | 3.24 | Residential | Behind the Meter | Yes | Net Metered Residential | Trinity Solar |  | AC Electric | Accepted | 2023-11-09 | 2023-12-12 | 2024-12-12 | Solar Panels | HANWHA 405 (Q.PEAK DUO BLK ML-G10+ 405) | HANWHA 405 (Q.PEAK DUO BLK ML-G10+ 405) |  | 0.405 | 8 | 137 | 40 |  | Fixed | Roof
NJADRE1555011976 | Administratively Determined Incentive Program | OLD BRIDGE | 8857 | 11 | 6.48 | Residential | Behind the Meter | Yes | Net Metered Residential | Sunny Mac LLC |  | JCP&L | Accepted | 2023-11-09 | 2023-12-13 | 2024-12-13 | Solar Panels | Q.PEAK DUO BLK ML-G10+ 405 | HANWHA |  | 0.405 | 10 | 4 | 11 |  | Fixed | Roof
NJADRE1555011976 | Administratively Determined Incentive Program | OLD BRIDGE | 8857 | 11 | 6.48 | Residential | Behind the Meter | Yes | Net Metered Residential | Sunny Mac LLC |  | JCP&L | Accepted | 2023-11-09 | 2023-12-13 | 2024-12-13 | Solar Panels | Q.PEAK DUO BLK ML-G10+ 405 | HANWHA |  | 0.405 | 3 | 184 | 21 |  | Fixed | Roof
NJADRE1555011976 | Administratively Determined Incentive Program | OLD BRIDGE | 8857 | 11 | 6.48 | Residential | Behind the Meter | Yes | Net Metered Residential | Sunny Mac LLC |  | JCP&L | Accepted | 2023-11-09 | 2023-12-13 | 2024-12-13 | Solar Panels | Q.PEAK DUO BLK ML-G10+ 405 | HANWHA |  | 0.405 | 3 | 4 | 21 |  | Fixed | Roof
NJADRE1555011976 | Administratively Determined Incentive Program | OLD BRIDGE | 8857 | 11 | 6.48 | Residential | Behind the Meter | Yes | Net Metered Residential | Sunny Mac LLC |  | JCP&L | Accepted | 2023-11-09 | 2023-12-13 | 2024-12-13 | Inverters | SE5000H-US | Solaredge | 5000 |  | 1 |  |  | 0.1 |  | Outdoor | next to meter
NJADRE1555011976 | Administratively Determined Incentive Program | OLD BRIDGE | 8857 | 11 | 6.48 | Residential | Behind the Meter | Yes | Net Metered Residential | Sunny Mac LLC |  | JCP&L | Accepted | 2023-11-09 | 2023-12-13 | 2024-12-13 | Meters | SE-RGMTR-1D-240C-B | Solaredge |  |  | 1 |  |  |  | Yes | Outdoor
NJADRE1555012005 | Administratively Determined Incentive Program | WEST ORANGE | 7052 | 9 | 2.43 | Residential | Behind the Meter | Yes | Net Metered Residential | Pro Custom Solar dba Momentum Solar |  | PSE&G | Accepted | 2023-11-09 | 2023-12-12 | 2024-12-12 | Inverters | IQ8PLUS-72-2-US | ENPHASE | 290 |  | 6 |  |  | 0.97 |  | Outdoor
NJADRE1555012005 | Administratively Determined Incentive Program | WEST ORANGE | 7052 | 9 | 2.43 | Residential | Behind the Meter | Yes | Net Metered Residential | Pro Custom Solar dba Momentum Solar |  | PSE&G | Accepted | 2023-11-09 | 2023-12-12 | 2024-12-12 | Solar Panels | Â Q. PEAK DUO BLK-G10+405 | HAWNHA |  | 0.405 | 6 | 293 | 4 |  | Fixed | Roof
NJADRE1555012504 | Administratively Determined Incentive Program | Monroe Township | 8831 | 11 | 10.94 | Residential | Behind the Meter | No | Net Metered Residential | Tesla Energy Operations Inc |  | JCP&L | Accepted | 2023-11-09 | 2023-12-12 | 2024-12-12 | Inverters | Tesla | 1707000-20-G | 11500 |  | 1 |  |  | 0.97 |  | Outside
NJADRE1555012504 | Administratively Determined Incentive Program | Monroe Township | 8831 | 11 | 10.94 | Residential | Behind the Meter | No | Net Metered Residential | Tesla Energy Operations Inc |  | JCP&L | Accepted | 2023-11-09 | 2023-12-12 | 2024-12-12 | Solar Panels | Hanwha | Q.PEAK DUO BLK ML-G10+/TS 405 |  | 0.405 | 15 | 187 | 27 |  | Fixed | Roof
NJADRE1555012504 | Administratively Determined Incentive Program | Monroe Township | 8831 | 11 | 10.94 | Residential | Behind the Meter | No | Net Metered Residential | Tesla Energy Operations Inc |  | JCP&L | Accepted | 2023-11-09 | 2023-12-12 | 2024-12-12 | Solar Panels | Hanwha | Q.PEAK DUO BLK ML-G10+/TS 405 |  | 0.405 | 2 | 7 | 27 |  | Fixed | Roof
NJADRE1555012504 | Administratively Determined Incentive Program | Monroe Township | 8831 | 11 | 10.94 | Residential | Behind the Meter | No | Net Metered Residential | Tesla Energy Operations Inc |  | JCP&L | Accepted | 2023-11-09 | 2023-12-12 | 2024-12-12 | Solar Panels | Hanwha | Q.PEAK DUO BLK ML-G10+/TS 405 |  | 0.405 | 10 | 187 | 27 |  | Fixed | Roof
NJADRE1555012504 | Administratively Determined Incentive Program | Monroe Township | 8831 | 11 | 10.94 | Residential | Behind the Meter | No | Net Metered Residential | Tesla Energy Operations Inc |  | JCP&L | Accepted | 2023-11-09 | 2023-12-12 | 2024-12-12 | Electric Storage Battery | Tesla | Powerwall3 |  |  | 1 |  |  |  | Lithium Ion |  | Outside
NJADRE1555012563 | Administratively Determined Incentive Program | WILLINGBORO | 8046 | 13 | 3.24 | Residential | Behind the Meter | Yes | Net Metered Residential | Sunrun Installation Services, Inc. |  | PSE&G | Accepted | 2023-11-09 | 2023-12-12 | 2024-12-12 | Inverters | SOLAREDGE TECHNOLOGIES | SE3800H-USMN | 3800 |  | 1 |  |  | 0.992 |  | Outdoor | next to meter
NJADRE1555012563 | Administratively Determined Incentive Program | WILLINGBORO | 8046 | 13 | 3.24 | Residential | Behind the Meter | Yes | Net Metered Residential | Sunrun Installation Services, Inc. |  | PSE&G | Accepted | 2023-11-09 | 2023-12-12 | 2024-12-12 | Solar Panels | HANWHA Q-CELLS | Q.PEAK DUO BLK ML-G10+ 405 |  | 0.405 | 8 | 213 | 28 |  | Fixed | Roof
NJADRE1555012598 | Administratively Determined Incentive Program | CHERRY HILL | 8034 | 14 | 7.29 | Residential | Behind the Meter | Yes | Net Metered Residential | Sunrun Installation Services, Inc. |  | PSE&G | Accepted | 2023-11-09 | 2023-12-12 | 2024-12-12 | Inverters | SOLAREDGE TECHNOLOGIES | SE6000H-USSN | 6000 |  | 1 |  |  | 0.992 |  | Outdoor | next to meter
NJADRE1555012598 | Administratively Determined Incentive Program | CHERRY HILL | 8034 | 14 | 7.29 | Residential | Behind the Meter | Yes | Net Metered Residential | Sunrun Installation Services, Inc. |  | PSE&G | Accepted | 2023-11-09 | 2023-12-12 | 2024-12-12 | Solar Panels | HANWHA Q-CELLS | Q.PEAK DUO BLK ML-G10+ 405 |  | 0.405 | 18 | 222 | 23 |  | Fixed | Roof
NJADRE1555012628 | Administratively Determined Incentive Program | BRIDGETON | 8302 | 20 | 19.2 | Residential | Behind the Meter | Yes | Net Metered Residential | Seabright Solar |  | AC Electric | Accepted | 2023-11-13 | 2023-12-13 | 2024-12-13 | Solar Panels | Sunpower | SPR-U-400 |  | 0.4 | 48 | 175 | 2 |  | Fixed | Roof
NJADRE1555012628 | Administratively Determined Incentive Program | BRIDGETON | 8302 | 20 | 19.2 | Residential | Behind the Meter | Yes | Net Metered Residential | Seabright Solar |  | AC Electric | Accepted | 2023-11-13 | 2023-12-13 | 2024-12-13 | Inverters | Enphase | IQ 7HS | 384 |  | 48 |  |  | 0.99 |  | Outside | Roof
NJADRE1555012856 | Administratively Determined Incentive Program | WILLINGBORO | 8046 | 13 | 4.4 | Residential | Behind the Meter | No | Net Metered Residential | Elysium Solar Management Group LLC. |  | PSE&G | Accepted | 2023-11-09 | 2023-12-12 | 2024-12-12 | Inverters | APS SYSTEMS | DS3-S | 3840 |  | 6 |  |  | 0.97 |  | Other | Roof
NJADRE1555012856 | Administratively Determined Incentive Program | WILLINGBORO | 8046 | 13 | 4.4 | Residential | Behind the Meter | No | Net Metered Residential | Elysium Solar Management Group LLC. |  | PSE&G | Accepted | 2023-11-09 | 2023-12-12 | 2024-12-12 | Meters | Hialeah | CL 200 |  |  | 1 |  |  |  | Yes | Outdoor
NJADRE1555012856 | Administratively Determined Incentive Program | WILLINGBORO | 8046 | 13 | 4.4 | Residential | Behind the Meter | No | Net Metered Residential | Elysium Solar Management Group LLC. |  | PSE&G | Accepted | 2023-11-09 | 2023-12-12 | 2024-12-12 | Solar Panels | Silfab | SIL-400 |  | 0.4 | 11 | 153 | 30 |  | Fixed | Roof
NJADRE1555016464 | Administratively Determined Incentive Program | ELIZABETH | 7201 | 10 | 4.4 | Residential | Behind the Meter | Yes | Net Metered Residential | Suntuity Solar LLC |  | PSE&G | Accepted | 2023-11-10 | 2023-12-12 | 2024-12-12 | Inverters | (11) ENPHASE | IQ8PLUS-72-2-US | 290 |  | 11 |  |  | 0.97 |  | Outdoor | Behind the PV modules
NJADRE1555016464 | Administratively Determined Incentive Program | ELIZABETH | 7201 | 10 | 4.4 | Residential | Behind the Meter | Yes | Net Metered Residential | Suntuity Solar LLC |  | PSE&G | Accepted | 2023-11-10 | 2023-12-12 | 2024-12-12 | Solar Panels | (11) CANADIANSOLAR | CS6R-400MS-HL |  | 0.4 | 11 | 293 | 23 |  | Fixed | Roof
NJADRE1555016486 | Administratively Determined Incentive Program | LINWOOD | 8221 | 19 | 28.7 | Non Profit | Behind the Meter | Yes | Small Net-Metered Non-Residential located on Rooftop, Carport, Canopy and Floating Solar | Ocean Solar |  | AC Electric | Accepted | 2023-11-10 | 2023-12-12 | 2024-12-12 | Inverters | Solar Edge | SE 14.4US | 14400 |  | 2 |  |  | 0.99 |  | Outdoor
NJADRE1555016486 | Administratively Determined Incentive Program | LINWOOD | 8221 | 19 | 28.7 | Non Profit | Behind the Meter | Yes | Small Net-Metered Non-Residential located on Rooftop, Carport, Canopy and Floating Solar | Ocean Solar |  | AC Electric | Accepted | 2023-11-10 | 2023-12-12 | 2024-12-12 | Solar Panels | Silfab | SiL 410 BG |  | 0.41 | 12 | 116 | 30 |  | Fixed | Roof | roof
NJADRE1555016486 | Administratively Determined Incentive Program | LINWOOD | 8221 | 19 | 28.7 | Non Profit | Behind the Meter | Yes | Small Net-Metered Non-Residential located on Rooftop, Carport, Canopy and Floating Solar | Ocean Solar |  | AC Electric | Accepted | 2023-11-10 | 2023-12-12 | 2024-12-12 | Solar Panels | Silfab | SIL 410 BG |  | 0.41 | 14 | 116 | 30 |  | Fixed | Roof
NJADRE1555016486 | Administratively Determined Incentive Program | LINWOOD | 8221 | 19 | 28.7 | Non Profit | Behind the Meter | Yes | Small Net-Metered Non-Residential located on Rooftop, Carport, Canopy and Floating Solar | Ocean Solar |  | AC Electric | Accepted | 2023-11-10 | 2023-12-12 | 2024-12-12 | Solar Panels | Silfab | SIL 410 BG |  | 0.41 | 44 | 206 | 30 |  | Fixed | Roof
NJADRE1555016536 | Administratively Determined Incentive Program | TEANECK | 7666 | 7 | 7.7 | Residential | Behind the Meter | No | Net Metered Residential | Tesla Energy Operations Inc |  | PSE&G | Accepted | 2023-11-10 | 2023-12-12 | 2024-12-12 | Inverters | Tesla | 1707000-20-G | 11500 |  | 1 |  |  | 0.97 |  | Outside
NJADRE1555016536 | Administratively Determined Incentive Program | TEANECK | 7666 | 7 | 7.7 | Residential | Behind the Meter | No | Net Metered Residential | Tesla Energy Operations Inc |  | PSE&G | Accepted | 2023-11-10 | 2023-12-12 | 2024-12-12 | Solar Panels | Hanwha | Q.PEAK DUO BLK ML-G10+/TS 405 |  | 0.405 | 19 | 295 | 25 |  | Fixed | Roof
NJADRE1555016536 | Administratively Determined Incentive Program | TEANECK | 7666 | 7 | 7.7 | Residential | Behind the Meter | No | Net Metered Residential | Tesla Energy Operations Inc |  | PSE&G | Accepted | 2023-11-10 | 2023-12-12 | 2024-12-12 | Electric Storage Battery | Tesla | Powerwall 3 |  |  | 1 |  |  |  | Lithium Ion |  | Outside
NJADRE1555016545 | Administratively Determined Incentive Program | WOODSTOWN | 8098 | 16 | 11.48 | Residential | Behind the Meter | No | Net Metered Residential | Sun Up Zero Down |  | AC Electric | Accepted | 2023-11-10 | 2023-12-13 | 2024-12-13 | Inverters | Enphase | IQ8PLUS-72-2-US | 290 |  | 28 |  |  | 0.976 |  | Outdoor
NJADRE1555016545 | Administratively Determined Incentive Program | WOODSTOWN | 8098 | 16 | 11.48 | Residential | Behind the Meter | No | Net Metered Residential | Sun Up Zero Down |  | AC Electric | Accepted | 2023-11-10 | 2023-12-13 | 2024-12-13 | Meters | Enphase | TBD |  |  | 1 |  |  |  | Yes
NJADRE1555016545 | Administratively Determined Incentive Program | WOODSTOWN | 8098 | 16 | 11.48 | Residential | Behind the Meter | No | Net Metered Residential | Sun Up Zero Down |  | AC Electric | Accepted | 2023-11-10 | 2023-12-13 | 2024-12-13 | Solar Panels | Trina | TSM-410-NE09RC.05 Vertex S+ |  | 0.41 | 28 | 174 | 34 |  | Fixed | Roof
NJADRE1555016597 | Administratively Determined Incentive Program | ROCKAWAY | 7866 | 3 | 17.42 | Residential | Behind the Meter | Yes | Net Metered Residential | Pro Custom Solar dba Momentum Solar |  | JCP&L | Accepted | 2023-11-13 | 2023-12-13 | 2024-12-13 | Inverters | ENPHASE | IQ8PLUS-72-2-US | 290 |  | 43 |  |  | 0.97 |  | Outdoor
NJADRE1555016597 | Administratively Determined Incentive Program | ROCKAWAY | 7866 | 3 | 17.42 | Residential | Behind the Meter | Yes | Net Metered Residential | Pro Custom Solar dba Momentum Solar |  | JCP&L | Accepted | 2023-11-13 | 2023-12-13 | 2024-12-13 | Solar Panels | HANWHA | Q. PEAK DUO BLK ML-G10+405 |  | 0.405 | 6 | 235 | 19 |  | Fixed | Roof
NJADRE1555016597 | Administratively Determined Incentive Program | ROCKAWAY | 7866 | 3 | 17.42 | Residential | Behind the Meter | Yes | Net Metered Residential | Pro Custom Solar dba Momentum Solar |  | JCP&L | Accepted | 2023-11-13 | 2023-12-13 | 2024-12-13 | Solar Panels | HANWHA | Q. PEAK DUO BLK ML-G10+405 |  | 0.405 | 5 | 55 | 19 |  | Fixed | Roof
NJADRE1555016597 | Administratively Determined Incentive Program | ROCKAWAY | 7866 | 3 | 17.42 | Residential | Behind the Meter | Yes | Net Metered Residential | Pro Custom Solar dba Momentum Solar |  | JCP&L | Accepted | 2023-11-13 | 2023-12-13 | 2024-12-13 | Solar Panels | HANWHA | Q. PEAK DUO BLK ML-G10+405 |  | 0.405 | 3 | 325 | 19 |  | Fixed | Roof
NJADRE1555016597 | Administratively Determined Incentive Program | ROCKAWAY | 7866 | 3 | 17.42 | Residential | Behind the Meter | Yes | Net Metered Residential | Pro Custom Solar dba Momentum Solar |  | JCP&L | Accepted | 2023-11-13 | 2023-12-13 | 2024-12-13 | Solar Panels | HANWHA | Q. PEAK DUO BLK ML-G10+405 |  | 0.405 | 14 | 55 | 18 |  | Fixed | Roof
NJADRE1555016597 | Administratively Determined Incentive Program | ROCKAWAY | 7866 | 3 | 17.42 | Residential | Behind the Meter | Yes | Net Metered Residential | Pro Custom Solar dba Momentum Solar |  | JCP&L | Accepted | 2023-11-13 | 2023-12-13 | 2024-12-13 | Solar Panels | HANWHA | Q. PEAK DUO BLK ML-G10+405 |  | 0.405 | 12 | 235 | 19 |  | Fixed | Roof
NJADRE1555016597 | Administratively Determined Incentive Program | ROCKAWAY | 7866 | 3 | 17.42 | Residential | Behind the Meter | Yes | Net Metered Residential | Pro Custom Solar dba Momentum Solar |  | JCP&L | Accepted | 2023-11-13 | 2023-12-13 | 2024-12-13 | Solar Panels | HANWHA | Q. PEAK DUO BLK ML-G10+405 |  | 0.405 | 3 | 145 | 19 |  | Fixed | Roof
NJADRE1555016618 | Administratively Determined Incentive Program | NEWARK | 7107 | 9 | 4.1 | Residential | Behind the Meter | Yes | Net Metered Residential | Posigen Developer. LLC |  | PSE&G | Accepted | 2023-11-10 | 2023-12-15 | 2024-12-15 | Solar Panels | Canadian Solar | CS3N-410MS |  | 0.41 | 10 | 292 | 27 |  | Fixed | Roof
NJADRE1555016618 | Administratively Determined Incentive Program | NEWARK | 7107 | 9 | 4.1 | Residential | Behind the Meter | Yes | Net Metered Residential | Posigen Developer. LLC |  | PSE&G | Accepted | 2023-11-10 | 2023-12-15 | 2024-12-15 | Inverters | SolarEdge | SE3800H-US | 3800 |  | 1 |  |  | 0.99 |  | Outside | within ten feet of meter
NJADRE1555016631 | Administratively Determined Incentive Program | PARAMUS | 7652 | 7 | 10.8 | Residential | Behind the Meter | Yes | Net Metered Residential | Pro Custom Solar dba Momentum Solar |  | PSE&G | Accepted | 2023-11-10 | 2023-12-12 | 2024-12-12 | Solar Panels | HANWHA | Q. PEAK DUO BLK ML-G10+400 |  | 0.4 | 7 | 200 | 25 |  | Fixed | Roof
NJADRE1555016631 | Administratively Determined Incentive Program | PARAMUS | 7652 | 7 | 10.8 | Residential | Behind the Meter | Yes | Net Metered Residential | Pro Custom Solar dba Momentum Solar |  | PSE&G | Accepted | 2023-11-10 | 2023-12-12 | 2024-12-12 | Solar Panels | HANWHA | Q. PEAK DUO BLK ML-G10+400 |  | 0.4 | 3 | 110 | 24 |  | Fixed | Roof
NJADRE1555016631 | Administratively Determined Incentive Program | PARAMUS | 7652 | 7 | 10.8 | Residential | Behind the Meter | Yes | Net Metered Residential | Pro Custom Solar dba Momentum Solar |  | PSE&G | Accepted | 2023-11-10 | 2023-12-12 | 2024-12-12 | Solar Panels | HANWHA | Q. PEAK DUO BLK ML-G10+400 |  | 0.4 | 3 | 290 | 25 |  | Fixed | Roof
NJADRE1555016631 | Administratively Determined Incentive Program | PARAMUS | 7652 | 7 | 10.8 | Residential | Behind the Meter | Yes | Net Metered Residential | Pro Custom Solar dba Momentum Solar |  | PSE&G | Accepted | 2023-11-10 | 2023-12-12 | 2024-12-12 | Solar Panels | HANWHA | Q. PEAK DUO BLK ML-G10+400 |  | 0.4 | 12 | 110 | 25 |  | Fixed | Roof
NJADRE1555016631 | Administratively Determined Incentive Program | PARAMUS | 7652 | 7 | 10.8 | Residential | Behind the Meter | Yes | Net Metered Residential | Pro Custom Solar dba Momentum Solar |  | PSE&G | Accepted | 2023-11-10 | 2023-12-12 | 2024-12-12 | Solar Panels | HANWHA | Q. PEAK DUO BLK ML-G10+400 |  | 0.4 | 2 | 290 | 13 |  | Fixed | Roof
NJADRE1555016631 | Administratively Determined Incentive Program | PARAMUS | 7652 | 7 | 10.8 | Residential | Behind the Meter | Yes | Net Metered Residential | Pro Custom Solar dba Momentum Solar |  | PSE&G | Accepted | 2023-11-10 | 2023-12-12 | 2024-12-12 | Inverters | ENPHASE | IQ8PLUS-72-2-US | 290 |  | 27 |  |  | 0.97 |  | Outdoor
NJADRE1555016636 | Administratively Determined Incentive Program | MORGANVILLE | 7751 | 17 | 12.15 | Residential | Behind the Meter | Yes | Net Metered Residential | Pro Custom Solar dba Momentum Solar |  | JCP&L | Accepted | 2023-11-10 | 2023-12-12 | 2024-12-12 | Solar Panels | Â Q. PEAK DUO BLK-G10+405 | hawnha |  | 0.405 | 9 | 51 | 28 |  | Fixed | Roof
NJADRE1555016636 | Administratively Determined Incentive Program | MORGANVILLE | 7751 | 17 | 12.15 | Residential | Behind the Meter | Yes | Net Metered Residential | Pro Custom Solar dba Momentum Solar |  | JCP&L | Accepted | 2023-11-10 | 2023-12-12 | 2024-12-12 | Solar Panels | Â Q. PEAK DUO BLK-G10+405 | hawnha |  | 0.405 | 9 | 321 | 28 |  | Fixed | Roof
NJADRE1555016636 | Administratively Determined Incentive Program | MORGANVILLE | 7751 | 17 | 12.15 | Residential | Behind the Meter | Yes | Net Metered Residential | Pro Custom Solar dba Momentum Solar |  | JCP&L | Accepted | 2023-11-10 | 2023-12-12 | 2024-12-12 | Solar Panels | Â Q. PEAK DUO BLK-G10+405 | hanwha |  | 0.405 | 12 | 141 | 28 |  | Fixed | Roof
NJADRE1555016636 | Administratively Determined Incentive Program | MORGANVILLE | 7751 | 17 | 12.15 | Residential | Behind the Meter | Yes | Net Metered Residential | Pro Custom Solar dba Momentum Solar |  | JCP&L | Accepted | 2023-11-10 | 2023-12-12 | 2024-12-12 | Inverters | IQ8PLUS-72-2-US | enphase | 290 |  | 30 |  |  | 0.97 |  | Outdoor
NJADRE1555016660 | Administratively Determined Incentive Program | CARTERET | 7008 | 11 | 7.7 | Residential | Behind the Meter | Yes | Net Metered Residential | Sunrun Installation Services, Inc. |  | PSE&G | Accepted | 2023-11-10 | 2023-12-12 | 2024-12-12 | Inverters | SOLAREDGE TECHNOLOGIES | SE6000H-USSN | 6000 |  | 1 |  |  | 0.99 |  | Outdoor | next to meter
NJADRE1555016660 | Administratively Determined Incentive Program | CARTERET | 7008 | 11 | 7.7 | Residential | Behind the Meter | Yes | Net Metered Residential | Sunrun Installation Services, Inc. |  | PSE&G | Accepted | 2023-11-10 | 2023-12-12 | 2024-12-12 | Solar Panels | Hanwha Q Cells | Q.PEAK DUO BLK ML-G10+ 405 |  | 0.405 | 7 | 25 | 16 |  | Fixed | Roof
NJADRE1555016660 | Administratively Determined Incentive Program | CARTERET | 7008 | 11 | 7.7 | Residential | Behind the Meter | Yes | Net Metered Residential | Sunrun Installation Services, Inc. |  | PSE&G | Accepted | 2023-11-10 | 2023-12-12 | 2024-12-12 | Solar Panels | Hanwha Q Cells | Q.PEAK DUO BLK ML-G10+ 405 |  | 0.405 | 12 | 205 | 17 |  | Fixed | Roof
NJADRE1555016673 | Administratively Determined Incentive Program | ROSELLE | 7203 | 10 | 8.91 | Residential | Behind the Meter | Yes | Net Metered Residential | SunnyMac LLC |  | PSE&G | Accepted | 2023-11-10 | 2023-12-19 | 2024-12-19 | Solar Panels | Q.PEAK DUO BLK ML-G10+ 405 | HANWHA |  | 0.405 | 6 | 170 | 21 |  | Fixed | Roof
NJADRE1555016673 | Administratively Determined Incentive Program | ROSELLE | 7203 | 10 | 8.91 | Residential | Behind the Meter | Yes | Net Metered Residential | SunnyMac LLC |  | PSE&G | Accepted | 2023-11-10 | 2023-12-19 | 2024-12-19 | Solar Panels | Q.PEAK DUO BLK ML-G10+ 405 | HANWHA |  | 0.405 | 8 | 350 | 21 |  | Fixed | Roof
NJADRE1555016673 | Administratively Determined Incentive Program | ROSELLE | 7203 | 10 | 8.91 | Residential | Behind the Meter | Yes | Net Metered Residential | SunnyMac LLC |  | PSE&G | Accepted | 2023-11-10 | 2023-12-19 | 2024-12-19 | Solar Panels | Q.PEAK DUO BLK ML-G10+ 405 | HANWHA |  | 0.405 | 4 | 80 | 21 |  | Fixed | Roof
NJADRE1555016673 | Administratively Determined Incentive Program | ROSELLE | 7203 | 10 | 8.91 | Residential | Behind the Meter | Yes | Net Metered Residential | SunnyMac LLC |  | PSE&G | Accepted | 2023-11-10 | 2023-12-19 | 2024-12-19 | Solar Panels | Q.PEAK DUO BLK ML-G10+ 405 | HANWHA |  | 0.405 | 4 | 260 | 21 |  | Fixed | Roof
NJADRE1555016673 | Administratively Determined Incentive Program | ROSELLE | 7203 | 10 | 8.91 | Residential | Behind the Meter | Yes | Net Metered Residential | SunnyMac LLC |  | PSE&G | Accepted | 2023-11-10 | 2023-12-19 | 2024-12-19 | Inverters | SE6000H-US | Solaredge | 6000 |  | 1 |  |  | 0.1 |  | Outdoor | next to meter
NJADRE1555016673 | Administratively Determined Incentive Program | ROSELLE | 7203 | 10 | 8.91 | Residential | Behind the Meter | Yes | Net Metered Residential | SunnyMac LLC |  | PSE&G | Accepted | 2023-11-10 | 2023-12-19 | 2024-12-19 | Meters | SE-RGMTR-1D-240C-B | Solaredge |  |  | 1 |  |  |  | Yes | Outdoor
NJADRE1555016692 | Administratively Determined Incentive Program | NEWARK | 7107 | 9 | 4.1 | Residential | Behind the Meter | Yes | Net Metered Residential | Posigen Developer. LLC |  | PSE&G | Accepted | 2023-11-10 | 2023-12-15 | 2024-12-15 | Solar Panels | Canadian Solar | CS3N-410MS |  | 0.41 | 10 | 112 | 28 |  | Fixed | Roof
NJADRE1555016692 | Administratively Determined Incentive Program | NEWARK | 7107 | 9 | 4.1 | Residential | Behind the Meter | Yes | Net Metered Residential | Posigen Developer. LLC |  | PSE&G | Accepted | 2023-11-10 | 2023-12-15 | 2024-12-15 | Inverters | SolarEdge | SE3800H-US | 3800 |  | 1 |  |  | 0.99 |  | Outside | within ten feet of meter
NJADRE1555016717 | Administratively Determined Incentive Program | HO HO KUS | 7423 | 7 | 6.89 | Residential | Behind the Meter | Yes | Net Metered Residential | Trinity Solar |  | PSE&G | Accepted | 2023-11-10 | 2023-12-12 | 2024-12-12 | Inverters | solar edge | SE6000H-US | 6000 |  | 1 |  |  | 0.97 |  | Outside
NJADRE1555016717 | Administratively Determined Incentive Program | HO HO KUS | 7423 | 7 | 6.89 | Residential | Behind the Meter | Yes | Net Metered Residential | Trinity Solar |  | PSE&G | Accepted | 2023-11-10 | 2023-12-12 | 2024-12-12 | Solar Panels | HANWHA 405 ( Q.PEAK DUO BLK ML-G10+405) | HANWHA 405 ( Q.PEAK DUO BLK ML-G10+405) |  | 0.405 | 7 | 237 | 23 |  | Fixed | Roof
NJADRE1555016717 | Administratively Determined Incentive Program | HO HO KUS | 7423 | 7 | 6.89 | Residential | Behind the Meter | Yes | Net Metered Residential | Trinity Solar |  | PSE&G | Accepted | 2023-11-10 | 2023-12-12 | 2024-12-12 | Solar Panels | HANWHA 405 ( Q.PEAK DUO BLK ML-G10+405) | HANWHA 405 ( Q.PEAK DUO BLK ML-G10+405) |  | 0.405 | 10 | 57 | 14 |  | Fixed | Roof
NJADRE1555016735 | Administratively Determined Incentive Program | KENILWORTH | 7033 | 10 | 8 | Residential | Behind the Meter | Yes | Net Metered Residential | Pro Custom Solar dba Momentum Solar |  | PSE&G | Accepted | 2023-11-10 | 2023-12-12 | 2024-12-12 | Solar Panels | HANWHA | Q. PEAK DUO BLK ML-G10+400 |  | 0.4 | 13 | 172 | 24 |  | Fixed | Roof
NJADRE1555016735 | Administratively Determined Incentive Program | KENILWORTH | 7033 | 10 | 8 | Residential | Behind the Meter | Yes | Net Metered Residential | Pro Custom Solar dba Momentum Solar |  | PSE&G | Accepted | 2023-11-10 | 2023-12-12 | 2024-12-12 | Solar Panels | hanwha | Q. PEAK DUO BLK ML-G10+400 |  | 0.4 | 4 | 82 | 22 |  | Fixed | Roof
NJADRE1555016735 | Administratively Determined Incentive Program | KENILWORTH | 7033 | 10 | 8 | Residential | Behind the Meter | Yes | Net Metered Residential | Pro Custom Solar dba Momentum Solar |  | PSE&G | Accepted | 2023-11-10 | 2023-12-12 | 2024-12-12 | Solar Panels | HANWHA | Q. PEAK DUO BLK ML-G10+400 |  | 0.4 | 3 | 262 | 22 |  | Fixed | Roof
NJADRE1555016735 | Administratively Determined Incentive Program | KENILWORTH | 7033 | 10 | 8 | Residential | Behind the Meter | Yes | Net Metered Residential | Pro Custom Solar dba Momentum Solar |  | PSE&G | Accepted | 2023-11-10 | 2023-12-12 | 2024-12-12 | Inverters | ENPHASE | IQ8PLUS-72-2-US | 290 |  | 20 |  |  | 0.97 |  | Outdoor
NJADRE1555016790 | Administratively Determined Incentive Program | ROSELAND | 7068 | 9 | 17.42 | Residential | Behind the Meter | No | Net Metered Residential | Whitman Construction, LLC |  | PSE&G | Accepted | 2023-11-20 | 2023-12-20 | 2024-12-20 | Solar Panels | hanwha | q cell 405 |  | 0.405 | 25 | 90 | 23 |  | Fixed | Roof
NJADRE1555016790 | Administratively Determined Incentive Program | ROSELAND | 7068 | 9 | 17.42 | Residential | Behind the Meter | No | Net Metered Residential | Whitman Construction, LLC |  | PSE&G | Accepted | 2023-11-20 | 2023-12-20 | 2024-12-20 | Solar Panels | hanwha | q cell 405 |  | 0.405 | 14 | 270 | 23 |  | Fixed | Roof
NJADRE1555016790 | Administratively Determined Incentive Program | ROSELAND | 7068 | 9 | 17.42 | Residential | Behind the Meter | No | Net Metered Residential | Whitman Construction, LLC |  | PSE&G | Accepted | 2023-11-20 | 2023-12-20 | 2024-12-20 | Solar Panels | hanwha | q cell 405 |  | 0.405 | 4 | 270 | 43 |  | Fixed | Roof
NJADRE1555016790 | Administratively Determined Incentive Program | ROSELAND | 7068 | 9 | 17.42 | Residential | Behind the Meter | No | Net Metered Residential | Whitman Construction, LLC |  | PSE&G | Accepted | 2023-11-20 | 2023-12-20 | 2024-12-20 | Inverters | enphase | iq8plus-72-2-us | 290 |  | 43 |  |  | 0.975 |  | Outdoor
NJADRE1555016797 | Administratively Determined Incentive Program | MANAHAWKIN | 8050 | 18 | 7.29 | Residential | Behind the Meter | No | Net Metered Residential | PlugPV, LLC |  | AC Electric | Accepted | 2023-11-10 | 2023-12-15 | 2024-12-15 | Inverters | SOLAREDGE | SE6000H-US | 6000 |  | 1 |  |  | 0.98 |  | Outside
NJADRE1555016797 | Administratively Determined Incentive Program | MANAHAWKIN | 8050 | 18 | 7.29 | Residential | Behind the Meter | No | Net Metered Residential | PlugPV, LLC |  | AC Electric | Accepted | 2023-11-10 | 2023-12-15 | 2024-12-15 | Solar Panels | REC SOLAR | REC405AA PURE BLACK SERIES |  | 0.405 | 9 | 128 | 20 |  | Fixed | Roof
NJADRE1555016797 | Administratively Determined Incentive Program | MANAHAWKIN | 8050 | 18 | 7.29 | Residential | Behind the Meter | No | Net Metered Residential | PlugPV, LLC |  | AC Electric | Accepted | 2023-11-10 | 2023-12-15 | 2024-12-15 | Solar Panels | REC SOLAR | REC405AA PURE BLACK SERIES |  | 0.405 | 7 | 308 | 15 |  | Fixed | Roof
NJADRE1555016797 | Administratively Determined Incentive Program | MANAHAWKIN | 8050 | 18 | 7.29 | Residential | Behind the Meter | No | Net Metered Residential | PlugPV, LLC |  | AC Electric | Accepted | 2023-11-10 | 2023-12-15 | 2024-12-15 | Solar Panels | REC SOLAR | REC405AA PURE BLACK SERIES |  | 0.405 | 2 | 308 | 26 |  | Fixed | Roof
NJADRE1555016866 | Administratively Determined Incentive Program | JERSEY CITY | 7307 | 8 | 8 | Residential | Behind the Meter | Yes | Net Metered Residential | Posigen Developer, LLC |  | PSE&G | Accepted | 2023-11-10 | 2023-12-19 | 2024-12-19 | Solar Panels | Silfab | SIL-400 HC+ |  | 0.4 | 20 | 118 | 47 |  | Fixed | Roof
NJADRE1555016866 | Administratively Determined Incentive Program | JERSEY CITY | 7307 | 8 | 8 | Residential | Behind the Meter | Yes | Net Metered Residential | Posigen Developer, LLC |  | PSE&G | Accepted | 2023-11-10 | 2023-12-19 | 2024-12-19 | Inverters | SolarEdge | SE7600H-US | 7600 |  | 1 |  |  | 0.99 |  | Outside | within ten feet of meter
NJADRE1555016873 | Administratively Determined Incentive Program | NEWFOUNDLAND | 7435 | 6 | 8.51 | Residential | Behind the Meter | No | Net Metered Residential | Tesla Energy Operations Inc |  | JCP&L | Accepted | 2023-11-10 | 2023-12-12 | 2024-12-12 | Inverters | Tesla | 1707000-20-G | 11500 |  | 1 |  |  | 0.97 |  | Outside
NJADRE1555016873 | Administratively Determined Incentive Program | NEWFOUNDLAND | 7435 | 6 | 8.51 | Residential | Behind the Meter | No | Net Metered Residential | Tesla Energy Operations Inc |  | JCP&L | Accepted | 2023-11-10 | 2023-12-12 | 2024-12-12 | Solar Panels | Hanwha | Q.PEAK DUO BLK ML-G10+/TS 405 |  | 0.405 | 16 | 225 | 21 |  | Fixed | Roof
NJADRE1555016873 | Administratively Determined Incentive Program | NEWFOUNDLAND | 7435 | 6 | 8.51 | Residential | Behind the Meter | No | Net Metered Residential | Tesla Energy Operations Inc |  | JCP&L | Accepted | 2023-11-10 | 2023-12-12 | 2024-12-12 | Solar Panels | Hanwha | Q.PEAK DUO BLK ML-G10+/TS 405 |  | 0.405 | 5 | 44 | 20 |  | Fixed | Roof
NJADRE1555016873 | Administratively Determined Incentive Program | NEWFOUNDLAND | 7435 | 6 | 8.51 | Residential | Behind the Meter | No | Net Metered Residential | Tesla Energy Operations Inc |  | JCP&L | Accepted | 2023-11-10 | 2023-12-12 | 2024-12-12 | Electric Storage Battery | Tesla | Powerwall 3 |  |  | 1 |  |  |  | Lithium Ion |  | Outside
NJADRE1555018995 | Administratively Determined Incentive Program | North Brunswick | 8850 | 11 | 170.1 | Public University | Behind the Meter | No | Small Net Metered Non-Residential Ground Mount-PUBLIC | Advanced Solar Products, Inc. |  | PSE&G | Accepted | 2023-11-10 | 2023-12-13 | 2024-12-13 | Inverters | SOLAREDGE | SE120KUS | 120000 |  | 1 |  |  | 0.98 |  | Outdoor | n/a
NJADRE1555018995 | Administratively Determined Incentive Program | North Brunswick | 8850 | 11 | 170.1 | Public University | Behind the Meter | No | Small Net Metered Non-Residential Ground Mount-PUBLIC | Advanced Solar Products, Inc. |  | PSE&G | Accepted | 2023-11-10 | 2023-12-13 | 2024-12-13 | Meters | WattsOn-Mark II | W2-MI-5A-DL | TBD |  | 1 |  |  |  | Yes | Outdoor
NJADRE1555018995 | Administratively Determined Incentive Program | North Brunswick | 8850 | 11 | 170.1 | Public University | Behind the Meter | No | Small Net Metered Non-Residential Ground Mount-PUBLIC | Advanced Solar Products, Inc. |  | PSE&G | Accepted | 2023-11-10 | 2023-12-13 | 2024-12-13 | Solar Panels | ZXM6-NHLDD144-450/M | ZNSHINE |  | 0.45 | 378 | 90/270 | 0 |  | Single Axis | Ground | n/a
NJADRE1555021026 | Administratively Determined Incentive Program | PATERSON | 7502 | 6 | 3.69 | Residential | Behind the Meter | No | Net Metered Residential | Infinity Solar Systems |  | PSE&G | Accepted | 2023-11-10 | 2023-12-13 | 2024-12-13 | Inverters | Enphase | IQ8PLUS-72-2-US | 290 |  | 9 |  |  | 0.97 |  | Outdoor
NJADRE1555021026 | Administratively Determined Incentive Program | PATERSON | 7502 | 6 | 3.69 | Residential | Behind the Meter | No | Net Metered Residential | Infinity Solar Systems |  | PSE&G | Accepted | 2023-11-10 | 2023-12-13 | 2024-12-13 | Solar Panels | SEG Solar | SEG-410-BMD-HV |  | 0.41 | 2 | 229 | 12 |  | Fixed | Roof
NJADRE1555021026 | Administratively Determined Incentive Program | PATERSON | 7502 | 6 | 3.69 | Residential | Behind the Meter | No | Net Metered Residential | Infinity Solar Systems |  | PSE&G | Accepted | 2023-11-10 | 2023-12-13 | 2024-12-13 | Solar Panels | SEG Solar | SEG-410-BMD-HV |  | 0.41 | 3 | 49 | 5 |  | Fixed | Roof
NJADRE1555021026 | Administratively Determined Incentive Program | PATERSON | 7502 | 6 | 3.69 | Residential | Behind the Meter | No | Net Metered Residential | Infinity Solar Systems |  | PSE&G | Accepted | 2023-11-10 | 2023-12-13 | 2024-12-13 | Solar Panels | SEG Solar | SEG-410-BMD-HV |  | 0.41 | 4 | 49 | 17 |  | Fixed | Roof
NJADRE1555022502 | Administratively Determined Incentive Program | LINDEN | 7036 | 10 | 11.2 | Residential | Behind the Meter | Yes | Net Metered Residential | SunPower Corporation, Systems |  | PSE&G | Accepted | 2023-11-10 | 2023-12-12 | 2024-12-12 | Solar Panels | WAAREE ENERGIES LIMITED | WSMDI-400 |  | 0.4 | 28 | 129 | 24 |  | Fixed | Roof
NJADRE1555022502 | Administratively Determined Incentive Program | LINDEN | 7036 | 10 | 11.2 | Residential | Behind the Meter | Yes | Net Metered Residential | SunPower Corporation, Systems |  | PSE&G | Accepted | 2023-11-10 | 2023-12-12 | 2024-12-12 | Inverters | Enphase | IQ7HS-66-M-US | 384 |  | 28 |  |  | 0.97 |  | Other | Under Each Panel
NJADRE1555022958 | Administratively Determined Incentive Program | OAKLAND | 7436 | 7 | 10 | Residential | Behind the Meter | No | Net Metered Residential | Power Energy Solutions |  | Orange Rockland Electric | Accepted | 2023-12-01 | 2024-01-05 | 2025-01-05 | Inverters | SE7600H-US | SOLAREDGE | 7600 |  | 1 |  |  | 0.99 |  | Outside | ROOFTOP
NJADRE1555022958 | Administratively Determined Incentive Program | OAKLAND | 7436 | 7 | 10 | Residential | Behind the Meter | No | Net Metered Residential | Power Energy Solutions |  | Orange Rockland Electric | Accepted | 2023-12-01 | 2024-01-05 | 2025-01-05 | Solar Panels | CS6R-400MS-HL HIKU6 BLACK MONO | CANNDAIN SOLAR |  | 0.4 | 12 | 125 | 20 |  | Fixed | Roof | ROOFTOP
NJADRE1555022958 | Administratively Determined Incentive Program | OAKLAND | 7436 | 7 | 10 | Residential | Behind the Meter | No | Net Metered Residential | Power Energy Solutions |  | Orange Rockland Electric | Accepted | 2023-12-01 | 2024-01-05 | 2025-01-05 | Solar Panels | CS6R-400MS-HL HIKU6 BLACK MONO | CANNDAIN SOLAR |  | 0.4 | 6 | 125 | 20 |  | Fixed | Roof | ROOFTOP
NJADRE1555022958 | Administratively Determined Incentive Program | OAKLAND | 7436 | 7 | 10 | Residential | Behind the Meter | No | Net Metered Residential | Power Energy Solutions |  | Orange Rockland Electric | Accepted | 2023-12-01 | 2024-01-05 | 2025-01-05 | Solar Panels | CS6R-400MS-HL HIKU6 BLACK MONO | CANNDAIN SOLAR |  | 0.4 | 7 | 125 | 21 |  | Fixed | Roof | ROOFTOP
NJADRE1555022987 | Administratively Determined Incentive Program | SPARTA | 7871 | 1 | 6.35 | Residential | Behind the Meter | No | Net Metered Residential | GAF Energy |  | JCP&L | Accepted | 2023-11-10 | 2023-12-12 | 2024-12-12 | Inverters | Delta | M10-4-TL-US | 10000 |  | 1 |  |  | 0.975 |  | Outdoor
NJADRE1555022987 | Administratively Determined Incentive Program | SPARTA | 7871 | 1 | 6.35 | Residential | Behind the Meter | No | Net Metered Residential | GAF Energy |  | JCP&L | Accepted | 2023-11-10 | 2023-12-12 | 2024-12-12 | Solar Panels | GAF Energy | TLS-1 |  | 0.046 | 12 | 227 | 30 |  | Fixed | Roof
NJADRE1555022987 | Administratively Determined Incentive Program | SPARTA | 7871 | 1 | 6.35 | Residential | Behind the Meter | No | Net Metered Residential | GAF Energy |  | JCP&L | Accepted | 2023-11-10 | 2023-12-12 | 2024-12-12 | Solar Panels | GAF Energy | TLS-1 |  | 0.046 | 64 | 227 | 34 |  | Fixed | Roof
NJADRE1555022987 | Administratively Determined Incentive Program | SPARTA | 7871 | 1 | 6.35 | Residential | Behind the Meter | No | Net Metered Residential | GAF Energy |  | JCP&L | Accepted | 2023-11-10 | 2023-12-12 | 2024-12-12 | Solar Panels | GAF Energy | TLS-1 |  | 0.046 | 14 | 227 | 40 |  | Fixed | Roof
NJADRE1555022987 | Administratively Determined Incentive Program | SPARTA | 7871 | 1 | 6.35 | Residential | Behind the Meter | No | Net Metered Residential | GAF Energy |  | JCP&L | Accepted | 2023-11-10 | 2023-12-12 | 2024-12-12 | Solar Panels | GAF Energy | TLS-1 |  | 0.046 | 36 | 47 | 34 |  | Fixed | Roof
NJADRE1555022987 | Administratively Determined Incentive Program | SPARTA | 7871 | 1 | 6.35 | Residential | Behind the Meter | No | Net Metered Residential | GAF Energy |  | JCP&L | Accepted | 2023-11-10 | 2023-12-12 | 2024-12-12 | Solar Panels | GAF Energy | TLS-1 |  | 0.046 | 12 | 137 | 40 |  | Fixed | Roof
NJADRE1555023052 | Administratively Determined Incentive Program | MILLVILLE | 8332 | 20 | 5.72 | Residential | Behind the Meter | Yes | Net Metered Residential | Sea Bright Solar |  | AC Electric | Accepted | 2023-11-10 | 2023-12-12 | 2024-12-12 | Solar Panels | Sunpower | SPR-M-440 |  | 0.44 | 13 | 238 | 30 |  | Fixed | Roof
NJADRE1555023052 | Administratively Determined Incentive Program | MILLVILLE | 8332 | 20 | 5.72 | Residential | Behind the Meter | Yes | Net Metered Residential | Sea Bright Solar |  | AC Electric | Accepted | 2023-11-10 | 2023-12-12 | 2024-12-12 | Inverters | Enphase | IQ 7HS | 384 |  | 13 |  |  | 0.99 |  | Outside | Roof
NJADRE1555023055 | Administratively Determined Incentive Program | HOPEWELL | 8525 | 12 | 13.6 | Residential | Behind the Meter | No | Net Metered Residential | Exact Solar |  | PSE&G | Accepted | 2023-11-17 | 2023-12-28 | 2024-12-28 | Inverters | SolarEdge | SolarEdge SE11400H-US | 11400 |  | 1 |  |  | 0.98 |  | Outdoor
NJADRE1555023055 | Administratively Determined Incentive Program | HOPEWELL | 8525 | 12 | 13.6 | Residential | Behind the Meter | No | Net Metered Residential | Exact Solar |  | PSE&G | Accepted | 2023-11-17 | 2023-12-28 | 2024-12-28 | Solar Panels | VSun | VSUN400-144BMH-DG |  | 0.4 | 24 | 257 | 19 |  | Fixed | Roof
NJADRE1555023055 | Administratively Determined Incentive Program | HOPEWELL | 8525 | 12 | 13.6 | Residential | Behind the Meter | No | Net Metered Residential | Exact Solar |  | PSE&G | Accepted | 2023-11-17 | 2023-12-28 | 2024-12-28 | Solar Panels | VSun | VSUN400-144BMH-DG |  | 0.4 | 10 | 77 | 18 |  | Fixed | Roof
NJADRE1555023082 | Administratively Determined Incentive Program | LYNDHURST | 7071 | 7 | 5.25 | Residential | Behind the Meter | Yes | Net Metered Residential | Sunrun Installation Services, Inc. |  | PSE&G | Accepted | 2023-11-10 | 2023-12-13 | 2024-12-13 | Inverters | SOLAREDGE TECHNOLOGIES | SE3800H-USSN | 3800 |  | 1 |  |  | 0.99 |  | Outdoor | next to meter
NJADRE1555023082 | Administratively Determined Incentive Program | LYNDHURST | 7071 | 7 | 5.25 | Residential | Behind the Meter | Yes | Net Metered Residential | Sunrun Installation Services, Inc. |  | PSE&G | Accepted | 2023-11-10 | 2023-12-13 | 2024-12-13 | Solar Panels | Vikram Solar | VSMDHT.60.375.05 |  | 0.375 | 2 | 308 | 32 |  | Fixed | Roof
NJADRE1555023082 | Administratively Determined Incentive Program | LYNDHURST | 7071 | 7 | 5.25 | Residential | Behind the Meter | Yes | Net Metered Residential | Sunrun Installation Services, Inc. |  | PSE&G | Accepted | 2023-11-10 | 2023-12-13 | 2024-12-13 | Solar Panels | Vikram Solar | VSMDHT.60.375.05 |  | 0.375 | 12 | 128 | 32 |  | Fixed | Roof
NJADRE1555023128 | Administratively Determined Incentive Program | VOORHEES | 8043 | 14 | 5.6 | Residential | Behind the Meter | Yes | Net Metered Residential | Pro Custom Solar dba Momentum Solar |  | AC Electric | Accepted | 2023-11-10 | 2023-12-12 | 2024-12-12 | Solar Panels | Â Q. PEAK DUO BLK-G10+400 | hawnha |  | 0.4 | 10 | 130 | 23 |  | Fixed | Roof
NJADRE1555023128 | Administratively Determined Incentive Program | VOORHEES | 8043 | 14 | 5.6 | Residential | Behind the Meter | Yes | Net Metered Residential | Pro Custom Solar dba Momentum Solar |  | AC Electric | Accepted | 2023-11-10 | 2023-12-12 | 2024-12-12 | Solar Panels | Â Q. PEAK DUO BLK-G10+400 | hanwha |  | 0.4 | 4 | 310 | 22 |  | Fixed | Roof
NJADRE1555023128 | Administratively Determined Incentive Program | VOORHEES | 8043 | 14 | 5.6 | Residential | Behind the Meter | Yes | Net Metered Residential | Pro Custom Solar dba Momentum Solar |  | AC Electric | Accepted | 2023-11-10 | 2023-12-12 | 2024-12-12 | Inverters | IQ8PLUS-72-2-US | enphase | 290 |  | 14 |  |  | 0.97 |  | Outdoor
NJADRE1555023218 | Administratively Determined Incentive Program | NEWARK | 7103 | 9 | 5.2 | Residential | Behind the Meter | No | Net Metered Residential | Fusion Solar Energy |  | PSE&G | Accepted | 2023-11-10 | 2023-12-13 | 2024-12-13 | Inverters | ENPHASE | IQ7HS-66-M-US | 384 |  | 13 |  |  | 0.94 |  | Outside
NJADRE1555023218 | Administratively Determined Incentive Program | NEWARK | 7103 | 9 | 5.2 | Residential | Behind the Meter | No | Net Metered Residential | Fusion Solar Energy |  | PSE&G | Accepted | 2023-11-10 | 2023-12-13 | 2024-12-13 | Solar Panels | WAAREE | WAAREE ARKA-400 |  | 0.4 | 13 | 197 | 9 |  | Fixed | Roof
NJADRE1555027335 | Administratively Determined Incentive Program | MILLVILLE | 8332 | 20 | 5.6 | Residential | Behind the Meter | Yes | Net Metered Residential | Suntuity Solar LLC |  | AC Electric | Accepted | 2023-11-11 | 2023-12-13 | 2024-12-13 | Inverters | ENPHASE | IQ8PLUS-72-2-US | 290 |  | 14 |  |  | 0.97 |  | Outdoor | Behind the PV modules
NJADRE1555027335 | Administratively Determined Incentive Program | MILLVILLE | 8332 | 20 | 5.6 | Residential | Behind the Meter | Yes | Net Metered Residential | Suntuity Solar LLC |  | AC Electric | Accepted | 2023-11-11 | 2023-12-13 | 2024-12-13 | Solar Panels | CANADIAN SOLAR | CS6R-400MS-HL |  | 0.4 | 14 | 233 | 27 |  | Fixed | Roof
NJADRE1555027346 | Administratively Determined Incentive Program | LINWOOD | 8221 | 19 | 7.7 | Residential | Behind the Meter | No | Net Metered Residential | RCL Solar |  | AC Electric | Accepted | 2023-11-11 | 2023-12-13 | 2024-12-13 | Solar Panels | Qcells | Q Peak Duo BLK ML-G10+ series |  | 0.405 | 13 | 205 | 24 |  | Fixed | Roof
NJADRE1555027346 | Administratively Determined Incentive Program | LINWOOD | 8221 | 19 | 7.7 | Residential | Behind the Meter | No | Net Metered Residential | RCL Solar |  | AC Electric | Accepted | 2023-11-11 | 2023-12-13 | 2024-12-13 | Solar Panels | Qcell | Q Peak Duo Blk ML G10+ series |  | 0.405 | 6 | 115 | 21 |  | Fixed | Roof
NJADRE1555027346 | Administratively Determined Incentive Program | LINWOOD | 8221 | 19 | 7.7 | Residential | Behind the Meter | No | Net Metered Residential | RCL Solar |  | AC Electric | Accepted | 2023-11-11 | 2023-12-13 | 2024-12-13 | Inverters | Enphase | Enphase IQ7+ | 240 |  | 19 |  |  | 0.97 |  | Outdoor
NJADRE1555027346 | Administratively Determined Incentive Program | LINWOOD | 8221 | 19 | 7.7 | Residential | Behind the Meter | No | Net Metered Residential | RCL Solar |  | AC Electric | Accepted | 2023-11-11 | 2023-12-13 | 2024-12-13 | Meters | enphase | envoy | tbd |  | 1 |  |  |  | Yes
NJADRE1555027353 | Administratively Determined Incentive Program | BURLINGTON | 8016 | 13 | 2.4 | Residential | Behind the Meter | Yes | Net Metered Residential | Solar Mite Solutions |  | PSE&G | Accepted | 2023-11-11 | 2023-12-13 | 2024-12-13 | Inverters | Enphase | IQ8PLUS-72-2 | 290 |  | 6 |  |  | 0.98 |  | Outdoor
NJADRE1555027353 | Administratively Determined Incentive Program | BURLINGTON | 8016 | 13 | 2.4 | Residential | Behind the Meter | Yes | Net Metered Residential | Solar Mite Solutions |  | PSE&G | Accepted | 2023-11-11 | 2023-12-13 | 2024-12-13 | Solar Panels | Canadian Solar | CS6R |  | 0.4 | 3 | 159 | 10 |  | Fixed | Roof | Array 1
NJADRE1555027353 | Administratively Determined Incentive Program | BURLINGTON | 8016 | 13 | 2.4 | Residential | Behind the Meter | Yes | Net Metered Residential | Solar Mite Solutions |  | PSE&G | Accepted | 2023-11-11 | 2023-12-13 | 2024-12-13 | Solar Panels | Canadian Solar | CS6R |  | 0.4 | 3 | 339 | 10 |  | Fixed | Roof | Array 2
NJADRE1555029199 | Administratively Determined Incentive Program | PARLIN | 8859 | 11 | 7.7 | Residential | Behind the Meter | No | Net Metered Residential | EMT Renewables |  | JCP&L | Accepted | 2023-11-13 | 2023-12-13 | 2024-12-13 | Inverters | ENPHASE | IQ8+ | 290 |  | 19 |  |  | 0.86 |  | Other | UNDER EACH PANEL
NJADRE1555029199 | Administratively Determined Incentive Program | PARLIN | 8859 | 11 | 7.7 | Residential | Behind the Meter | No | Net Metered Residential | EMT Renewables |  | JCP&L | Accepted | 2023-11-13 | 2023-12-13 | 2024-12-13 | Solar Panels | Q CELLS | Q PEAK DUO BLK |  | 0.405 | 13 | 49 | 4 |  | Fixed | Roof
NJADRE1555029199 | Administratively Determined Incentive Program | PARLIN | 8859 | 11 | 7.7 | Residential | Behind the Meter | No | Net Metered Residential | EMT Renewables |  | JCP&L | Accepted | 2023-11-13 | 2023-12-13 | 2024-12-13 | Solar Panels | Q CELLS | Q PEAK DUO BLK |  | 0.405 | 6 | 229 | 40 |  | Fixed | Roof
NJADRE1555029211 | Administratively Determined Incentive Program | ENGLEWOOD | 7631 | 7 | 7.56 | Residential | Behind the Meter | No | Net Metered Residential | EMT Renewables |  | PSE&G | Accepted | 2023-11-13 | 2023-12-13 | 2024-12-13 | Solar Panels | REC ALPHA | REC 420 |  | 0.42 | 8 | 205 | 25 |  | Fixed | Roof
NJADRE1555029211 | Administratively Determined Incentive Program | ENGLEWOOD | 7631 | 7 | 7.56 | Residential | Behind the Meter | No | Net Metered Residential | EMT Renewables |  | PSE&G | Accepted | 2023-11-13 | 2023-12-13 | 2024-12-13 | Inverters | ENPHASE | IQ7x | 315 |  | 18 |  |  | 0.98 |  | Other | UNDER EACH PANEL
NJADRE1555029211 | Administratively Determined Incentive Program | ENGLEWOOD | 7631 | 7 | 7.56 | Residential | Behind the Meter | No | Net Metered Residential | EMT Renewables |  | PSE&G | Accepted | 2023-11-13 | 2023-12-13 | 2024-12-13 | Solar Panels | REC ALPHA | REC 420 |  | 0.42 | 8 | 115 | 26 |  | Fixed | Roof
NJADRE1555029211 | Administratively Determined Incentive Program | ENGLEWOOD | 7631 | 7 | 7.56 | Residential | Behind the Meter | No | Net Metered Residential | EMT Renewables |  | PSE&G | Accepted | 2023-11-13 | 2023-12-13 | 2024-12-13 | Solar Panels | REC ALPHA | REC 420 |  | 0.42 | 2 | 25 | 25 |  | Fixed | Roof
NJADRE1555029238 | Administratively Determined Incentive Program | TOMS RIVER | 8753 | 18 | 14.28 | Residential | Behind the Meter | No | Net Metered Residential | EMT Renewables |  | JCP&L | Accepted | 2023-11-13 | 2023-12-13 | 2024-12-13 | Inverters | ENPHASE | IQ7x | 315 |  | 34 |  |  | 0.98 |  | Other | UNDER EACH PANEL
NJADRE1555029238 | Administratively Determined Incentive Program | TOMS RIVER | 8753 | 18 | 14.28 | Residential | Behind the Meter | No | Net Metered Residential | EMT Renewables |  | JCP&L | Accepted | 2023-11-13 | 2023-12-13 | 2024-12-13 | Solar Panels | REC ALPHA | REC 420 |  | 0.42 | 18 | 93 | 21 |  | Fixed | Roof
NJADRE1555029238 | Administratively Determined Incentive Program | TOMS RIVER | 8753 | 18 | 14.28 | Residential | Behind the Meter | No | Net Metered Residential | EMT Renewables |  | JCP&L | Accepted | 2023-11-13 | 2023-12-13 | 2024-12-13 | Solar Panels | REC ALPHA | REC 420 |  | 0.42 | 6 | 273 | 21 |  | Fixed | Roof
NJADRE1555029238 | Administratively Determined Incentive Program | TOMS RIVER | 8753 | 18 | 14.28 | Residential | Behind the Meter | No | Net Metered Residential | EMT Renewables |  | JCP&L | Accepted | 2023-11-13 | 2023-12-13 | 2024-12-13 | Solar Panels | REC ALPHA | REC 420 |  | 0.42 | 6 | 273 | 6 |  | Fixed | Roof
NJADRE1555029238 | Administratively Determined Incentive Program | TOMS RIVER | 8753 | 18 | 14.28 | Residential | Behind the Meter | No | Net Metered Residential | EMT Renewables |  | JCP&L | Accepted | 2023-11-13 | 2023-12-13 | 2024-12-13 | Solar Panels | REC ALPHA | REC 420 |  | 0.42 | 2 | 273 | 17 |  | Fixed | Roof
NJADRE1555029238 | Administratively Determined Incentive Program | TOMS RIVER | 8753 | 18 | 14.28 | Residential | Behind the Meter | No | Net Metered Residential | EMT Renewables |  | JCP&L | Accepted | 2023-11-13 | 2023-12-13 | 2024-12-13 | Solar Panels | REC ALPHA | REC 420 |  | 0.42 | 2 | 273 | 21 |  | Fixed | Roof
NJADRE1555029264 | Administratively Determined Incentive Program | WILLINGBORO | 8046 | 13 | 7.98 | Residential | Behind the Meter | Yes | Net Metered Residential | EMT Renewables |  | PSE&G | Accepted | 2023-11-13 | 2023-12-13 | 2024-12-13 | Inverters | ENPHASE | IQ7x | 315 |  | 19 |  |  | 0.98 |  | Other | UNDER EACH PANEL
NJADRE1555029264 | Administratively Determined Incentive Program | WILLINGBORO | 8046 | 13 | 7.98 | Residential | Behind the Meter | Yes | Net Metered Residential | EMT Renewables |  | PSE&G | Accepted | 2023-11-13 | 2023-12-13 | 2024-12-13 | Solar Panels | REC ALPHA | REC 420 |  | 0.42 | 8 | 164 | 30 |  | Fixed | Roof
NJADRE1555029264 | Administratively Determined Incentive Program | WILLINGBORO | 8046 | 13 | 7.98 | Residential | Behind the Meter | Yes | Net Metered Residential | EMT Renewables |  | PSE&G | Accepted | 2023-11-13 | 2023-12-13 | 2024-12-13 | Solar Panels | REC ALPHA | REC 420 |  | 0.42 | 8 | 254 | 19 |  | Fixed | Roof
NJADRE1555029264 | Administratively Determined Incentive Program | WILLINGBORO | 8046 | 13 | 7.98 | Residential | Behind the Meter | Yes | Net Metered Residential | EMT Renewables |  | PSE&G | Accepted | 2023-11-13 | 2023-12-13 | 2024-12-13 | Solar Panels | REC ALPHA | REC 420 |  | 0.42 | 3 | 2554 | 30 |  | Fixed | Roof
NJADRE1555029303 | Administratively Determined Incentive Program | BELLEVILLE | 7109 | 9 | 8.1 | Residential | Behind the Meter | No | Net Metered Residential | EMT Renewables |  | PSE&G | Accepted | 2023-11-13 | 2023-12-13 | 2024-12-13 | Inverters | ENPHASE | IQ8+ | 290 |  | 20 |  |  | 0.98 |  | Other | UNDER EACH PANEL
NJADRE1555029303 | Administratively Determined Incentive Program | BELLEVILLE | 7109 | 9 | 8.1 | Residential | Behind the Meter | No | Net Metered Residential | EMT Renewables |  | PSE&G | Accepted | 2023-11-13 | 2023-12-13 | 2024-12-13 | Solar Panels | Q CELLS | Q PEAK DUO BLK |  | 0.405 | 10 | 214 | 18 |  | Fixed | Roof
NJADRE1555029303 | Administratively Determined Incentive Program | BELLEVILLE | 7109 | 9 | 8.1 | Residential | Behind the Meter | No | Net Metered Residential | EMT Renewables |  | PSE&G | Accepted | 2023-11-13 | 2023-12-13 | 2024-12-13 | Solar Panels | Q CELLS | Q PEAK DUO BLK |  | 0.405 | 10 | 34 | 19 |  | Fixed | Roof
NJADRE1555029307 | Administratively Determined Incentive Program | MARLTON | 8053 | 13 | 11.75 | Residential | Behind the Meter | Yes | Net Metered Residential | Trinity Solar |  | AC Electric | Accepted | 2023-11-13 | 2023-12-15 | 2024-12-15 | Inverters | Solar Edge | SE10000H-US000BEi4 | 10000 |  | 1 |  |  | 0.97 |  | Outdoor
NJADRE1555029307 | Administratively Determined Incentive Program | MARLTON | 8053 | 13 | 11.75 | Residential | Behind the Meter | Yes | Net Metered Residential | Trinity Solar |  | AC Electric | Accepted | 2023-11-13 | 2023-12-15 | 2024-12-15 | Solar Panels | HANWHA | Q.PEAK DUO BLK ML-G10+ 405 |  | 0.405 | 19 | 167 | 34 |  | Fixed | Roof
NJADRE1555029307 | Administratively Determined Incentive Program | MARLTON | 8053 | 13 | 11.75 | Residential | Behind the Meter | Yes | Net Metered Residential | Trinity Solar |  | AC Electric | Accepted | 2023-11-13 | 2023-12-15 | 2024-12-15 | Solar Panels | HANWHA | Q.PEAK DUO BLK ML-G10+ 405 |  | 0.405 | 6 | 167 | 34 |  | Fixed | Roof
NJADRE1555029307 | Administratively Determined Incentive Program | MARLTON | 8053 | 13 | 11.75 | Residential | Behind the Meter | Yes | Net Metered Residential | Trinity Solar |  | AC Electric | Accepted | 2023-11-13 | 2023-12-15 | 2024-12-15 | Solar Panels | HANWHA | Q.PEAK DUO BLK ML-G10+ 405 |  | 0.405 | 2 | 77 | 34 |  | Fixed | Roof
NJADRE1555029307 | Administratively Determined Incentive Program | MARLTON | 8053 | 13 | 11.75 | Residential | Behind the Meter | Yes | Net Metered Residential | Trinity Solar |  | AC Electric | Accepted | 2023-11-13 | 2023-12-15 | 2024-12-15 | Solar Panels | HANWHA | Q.PEAK DUO BLK ML-G10+ 405 |  | 0.405 | 2 | 257 | 34 |  | Fixed | Roof
NJADRE1555029334 | Administratively Determined Incentive Program | BELVIDERE | 7823 | 2 | 10.79 | Residential | Behind the Meter | Yes | Net Metered Residential | Posigen Developer. LLC |  | JCP&L | Accepted | 2023-11-13 | 2023-12-14 | 2024-12-14 | Solar Panels | Canadian Solar | CS3N-415MS |  | 0.415 | 26 | 173 | 27 |  | Fixed | Roof
NJADRE1555029334 | Administratively Determined Incentive Program | BELVIDERE | 7823 | 2 | 10.79 | Residential | Behind the Meter | Yes | Net Metered Residential | Posigen Developer. LLC |  | JCP&L | Accepted | 2023-11-13 | 2023-12-14 | 2024-12-14 | Inverters | SolarEdge | SE10000H-US | 10000 |  | 1 |  |  | 0.99 |  | Outside | within ten feet of meter
NJADRE1555029354 | Administratively Determined Incentive Program | JERSEY CITY | 7304 | 8 | 8.09 | Residential | Behind the Meter | Yes | Net Metered Residential | Freedom Forever New Jersey LLC |  | PSE&G | Accepted | 2023-11-13 | 2023-12-13 | 2024-12-13 | Inverters | Solar Edge | SE6000H-USRGM | 6000 |  | 1 |  |  | 0.99 |  | Outdoor
NJADRE1555029354 | Administratively Determined Incentive Program | JERSEY CITY | 7304 | 8 | 8.09 | Residential | Behind the Meter | Yes | Net Metered Residential | Freedom Forever New Jersey LLC |  | PSE&G | Accepted | 2023-11-13 | 2023-12-13 | 2024-12-13 | Solar Panels | Jinko Solar | JKM385M-6RL3-B |  | 0.385 | 13 | 30 | 6 |  | Fixed | Roof
NJADRE1555029354 | Administratively Determined Incentive Program | JERSEY CITY | 7304 | 8 | 8.09 | Residential | Behind the Meter | Yes | Net Metered Residential | Freedom Forever New Jersey LLC |  | PSE&G | Accepted | 2023-11-13 | 2023-12-13 | 2024-12-13 | Solar Panels | Jinko Solar | JKM385M-6RL3-B |  | 0.385 | 8 | 210 | 6 |  | Fixed | Roof
NJADRE1555029363 | Administratively Determined Incentive Program | BEVERLY | 8010 | 13 | 7.29 | Residential | Behind the Meter | Yes | Net Metered Residential | SunnyMac LLC |  | PSE&G | Accepted | 2023-11-13 | 2023-12-13 | 2024-12-13 | Solar Panels | Q.PEAK DUO BLK ML-G10+ 405 | HANWHA |  | 0.405 | 15 | 119 | 24 |  | Fixed | Roof
NJADRE1555029363 | Administratively Determined Incentive Program | BEVERLY | 8010 | 13 | 7.29 | Residential | Behind the Meter | Yes | Net Metered Residential | SunnyMac LLC |  | PSE&G | Accepted | 2023-11-13 | 2023-12-13 | 2024-12-13 | Solar Panels | Q.PEAK DUO BLK ML-G10+ 405 | HANWHA |  | 0.405 | 3 | 119 | 24 |  | Fixed | Roof
NJADRE1555029363 | Administratively Determined Incentive Program | BEVERLY | 8010 | 13 | 7.29 | Residential | Behind the Meter | Yes | Net Metered Residential | SunnyMac LLC |  | PSE&G | Accepted | 2023-11-13 | 2023-12-13 | 2024-12-13 | Inverters | SE6000H-US | Solaredge | 6000 |  | 1 |  |  | 0.1 |  | Outdoor | next to meter
NJADRE1555029363 | Administratively Determined Incentive Program | BEVERLY | 8010 | 13 | 7.29 | Residential | Behind the Meter | Yes | Net Metered Residential | SunnyMac LLC |  | PSE&G | Accepted | 2023-11-13 | 2023-12-13 | 2024-12-13 | Meters | SE-RGMTR-1D-240C-B | Solaredge |  |  | 1 |  |  |  | Yes
NJADRE1555029364 | Administratively Determined Incentive Program | SICKLERVILLE | 8081 | 14 | 6.08 | Residential | Behind the Meter | No | Net Metered Residential | Sunwise Energy LLC |  | AC Electric | Accepted | 2023-11-13 | 2023-12-14 | 2024-12-14 | Solar Panels | HANWHA Q CELLS | Q.PEAK DUO BLK ML-G10+ |  | 0.405 | 15 | 174 | 24 |  | Fixed | Roof
NJADRE1555029364 | Administratively Determined Incentive Program | SICKLERVILLE | 8081 | 14 | 6.08 | Residential | Behind the Meter | No | Net Metered Residential | Sunwise Energy LLC |  | AC Electric | Accepted | 2023-11-13 | 2023-12-14 | 2024-12-14 | Inverters | ENPHASE ENERGY | IQ8A-72-2-US | 349 |  | 15 |  |  | 0.977 |  | Outside
NJADRE1555029366 | Administratively Determined Incentive Program | PATERSON | 7524 | 6 | 14.18 | Residential | Behind the Meter | Yes | Net Metered Residential | Sunrun Installation Services, Inc. |  | PSE&G | Accepted | 2023-11-13 | 2023-12-13 | 2024-12-13 | Inverters | Delta Electronics | E10-TL-US | 10000 |  | 1 |  |  | 0.975 |  | Outdoor | next to meter
NJADRE1555029366 | Administratively Determined Incentive Program | PATERSON | 7524 | 6 | 14.18 | Residential | Behind the Meter | Yes | Net Metered Residential | Sunrun Installation Services, Inc. |  | PSE&G | Accepted | 2023-11-13 | 2023-12-13 | 2024-12-13 | Solar Panels | HANWHA Q-CELLS | Q.PEAK DUO BLK ML-G10+ 405 |  | 0.405 | 27 | 103 | 29 |  | Fixed | Roof
NJADRE1555029366 | Administratively Determined Incentive Program | PATERSON | 7524 | 6 | 14.18 | Residential | Behind the Meter | Yes | Net Metered Residential | Sunrun Installation Services, Inc. |  | PSE&G | Accepted | 2023-11-13 | 2023-12-13 | 2024-12-13 | Solar Panels | HANWHA Q-CELLS | Q.PEAK DUO BLK ML-G10+ 405 |  | 0.405 | 8 | 282 | 29 |  | Fixed | Roof
NJADRE1555029372 | Administratively Determined Incentive Program | RARITAN | 8869 | 5 | 13.44 | Residential | Behind the Meter | Yes | Net Metered Residential | EMT Renewables |  | PSE&G | Accepted | 2023-11-13 | 2023-12-13 | 2024-12-13 | Inverters | ENPHASE | IQ7x | 315 |  | 32 |  |  | 0.98 |  | Other | UNDER EACH PANEL
NJADRE1555029372 | Administratively Determined Incentive Program | RARITAN | 8869 | 5 | 13.44 | Residential | Behind the Meter | Yes | Net Metered Residential | EMT Renewables |  | PSE&G | Accepted | 2023-11-13 | 2023-12-13 | 2024-12-13 | Solar Panels | REC ALPHA | REC 420 |  | 0.42 | 8 | 180 | 23 |  | Fixed | Roof
NJADRE1555029372 | Administratively Determined Incentive Program | RARITAN | 8869 | 5 | 13.44 | Residential | Behind the Meter | Yes | Net Metered Residential | EMT Renewables |  | PSE&G | Accepted | 2023-11-13 | 2023-12-13 | 2024-12-13 | Solar Panels | REC ALPHA | REC 420 |  | 0.42 | 12 | 270 | 37 |  | Fixed | Roof
NJADRE1555029372 | Administratively Determined Incentive Program | RARITAN | 8869 | 5 | 13.44 | Residential | Behind the Meter | Yes | Net Metered Residential | EMT Renewables |  | PSE&G | Accepted | 2023-11-13 | 2023-12-13 | 2024-12-13 | Solar Panels | REC ALPHA | REC 420 |  | 0.42 | 12 | 90 | 37 |  | Fixed | Roof
NJADRE1555029409 | Administratively Determined Incentive Program | MULLICA HILL | 8062 | 15 | 5.39 | Residential | Behind the Meter | Yes | Net Metered Residential | Freedom Forever New Jersey LLC |  | AC Electric | Accepted | 2023-11-13 | 2023-12-13 | 2024-12-13 | Inverters | Solar Edge | SE3800H-USRGM | 3800 |  | 1 |  |  | 0.99 |  | Outdoor
NJADRE1555029409 | Administratively Determined Incentive Program | MULLICA HILL | 8062 | 15 | 5.39 | Residential | Behind the Meter | Yes | Net Metered Residential | Freedom Forever New Jersey LLC |  | AC Electric | Accepted | 2023-11-13 | 2023-12-13 | 2024-12-13 | Solar Panels | Jinko Solar | JKM385M-6RL3-B |  | 0.385 | 3 | 80 | 30 |  | Fixed | Roof
NJADRE1555029409 | Administratively Determined Incentive Program | MULLICA HILL | 8062 | 15 | 5.39 | Residential | Behind the Meter | Yes | Net Metered Residential | Freedom Forever New Jersey LLC |  | AC Electric | Accepted | 2023-11-13 | 2023-12-13 | 2024-12-13 | Solar Panels | Jinko Solar | JKM385M-6RL3-B |  | 0.385 | 11 | 80 | 30 |  | Fixed | Roof
NJADRE1555029414 | Administratively Determined Incentive Program | HILLSBOROUGH | 8844 | 5 | 8.4 | Residential | Behind the Meter | Yes | Net Metered Residential | SunnyMac LLC |  | PSE&G | Accepted | 2023-11-13 | 2023-12-13 | 2024-12-13 | Solar Panels | 400 N-PEAK 3 BLACK | REC |  | 0.4 | 10 | 137 | 28 |  | Fixed | Roof
NJADRE1555029414 | Administratively Determined Incentive Program | HILLSBOROUGH | 8844 | 5 | 8.4 | Residential | Behind the Meter | Yes | Net Metered Residential | SunnyMac LLC |  | PSE&G | Accepted | 2023-11-13 | 2023-12-13 | 2024-12-13 | Solar Panels | 400 N-PEAK 3 BLACK | REC |  | 0.4 | 7 | 317 | 28 |  | Fixed | Roof
NJADRE1555029414 | Administratively Determined Incentive Program | HILLSBOROUGH | 8844 | 5 | 8.4 | Residential | Behind the Meter | Yes | Net Metered Residential | SunnyMac LLC |  | PSE&G | Accepted | 2023-11-13 | 2023-12-13 | 2024-12-13 | Solar Panels | 400 N-PEAK 3 BLACK | REC |  | 0.4 | 4 | 137 | 29 |  | Fixed | Roof
NJADRE1555029414 | Administratively Determined Incentive Program | HILLSBOROUGH | 8844 | 5 | 8.4 | Residential | Behind the Meter | Yes | Net Metered Residential | SunnyMac LLC |  | PSE&G | Accepted | 2023-11-13 | 2023-12-13 | 2024-12-13 | Inverters | SE6000H-US | Solaredge | 6000 |  | 1 |  |  | 0.1 |  | Outdoor | next to meter
NJADRE1555029438 | Administratively Determined Incentive Program | PARAMUS | 7652 | 7 | 7.7 | Residential | Behind the Meter | No | Net Metered Residential | EMT Renewables |  | PSE&G | Accepted | 2023-11-13 | 2023-12-13 | 2024-12-13 | Inverters | ENPHASE | IQ8+ | 290 |  | 19 |  |  | 0.98 |  | Other | UNDER EACH PANEL
NJADRE1555029438 | Administratively Determined Incentive Program | PARAMUS | 7652 | 7 | 7.7 | Residential | Behind the Meter | No | Net Metered Residential | EMT Renewables |  | PSE&G | Accepted | 2023-11-13 | 2023-12-13 | 2024-12-13 | Solar Panels | Q CELLS | Q PEAK DUO BLK |  | 0.405 | 6 | 173 | 26 |  | Fixed | Roof
NJADRE1555029438 | Administratively Determined Incentive Program | PARAMUS | 7652 | 7 | 7.7 | Residential | Behind the Meter | No | Net Metered Residential | EMT Renewables |  | PSE&G | Accepted | 2023-11-13 | 2023-12-13 | 2024-12-13 | Solar Panels | Q CELLS | Q PEAK DUO BLK |  | 0.405 | 7 | 173 | 26 |  | Fixed | Roof
NJADRE1555029438 | Administratively Determined Incentive Program | PARAMUS | 7652 | 7 | 7.7 | Residential | Behind the Meter | No | Net Metered Residential | EMT Renewables |  | PSE&G | Accepted | 2023-11-13 | 2023-12-13 | 2024-12-13 | Solar Panels | Q CELLS | Q PEAK DUO BLK |  | 0.405 | 6 | 353 | 26 |  | Fixed | Roof
NJADRE1555029462 | Administratively Determined Incentive Program | HILLSBOROUGH | 8844 | 5 | 8.1 | Residential | Behind the Meter | No | Net Metered Residential | Tesla Energy Operations Inc |  | PSE&G | Accepted | 2023-11-13 | 2023-12-13 | 2024-12-13 | Inverters | Tesla Inc | 1538000-45-A | 7600 |  | 1 |  |  | 0.98 |  | Indoor
NJADRE1555029462 | Administratively Determined Incentive Program | HILLSBOROUGH | 8844 | 5 | 8.1 | Residential | Behind the Meter | No | Net Metered Residential | Tesla Energy Operations Inc |  | PSE&G | Accepted | 2023-11-13 | 2023-12-13 | 2024-12-13 | Solar Panels | Hanwha | Q.PEAK DUO BLK ML-G10+/TS 405 |  | 0.405 | 2 | 183 | 32 |  | Fixed | Roof
NJADRE1555029462 | Administratively Determined Incentive Program | HILLSBOROUGH | 8844 | 5 | 8.1 | Residential | Behind the Meter | No | Net Metered Residential | Tesla Energy Operations Inc |  | PSE&G | Accepted | 2023-11-13 | 2023-12-13 | 2024-12-13 | Solar Panels | Hanwha | Q.PEAK DUO BLK ML-G10+/TS 405 |  | 0.405 | 8 | 32 | 3 |  | Fixed | Roof
NJADRE1555029462 | Administratively Determined Incentive Program | HILLSBOROUGH | 8844 | 5 | 8.1 | Residential | Behind the Meter | No | Net Metered Residential | Tesla Energy Operations Inc |  | PSE&G | Accepted | 2023-11-13 | 2023-12-13 | 2024-12-13 | Solar Panels | Hanwha | Q.PEAK DUO BLK ML-G10+/TS 405 |  | 0.405 | 10 | 183 | 34 |  | Fixed | Roof
NJADRE1555029493 | Administratively Determined Incentive Program | HILLSIDE | 7205 | 10 | 12.8 | Residential | Behind the Meter | Yes | Net Metered Residential | Pro Custom Solar dba Momentum Solar |  | PSE&G | Accepted | 2023-11-13 | 2023-12-14 | 2024-12-14 | Solar Panels | Â Q. PEAK DUO BLK-G10+400 | hawnha |  | 0.4 | 7 | 175 | 25 |  | Fixed | Roof
NJADRE1555029493 | Administratively Determined Incentive Program | HILLSIDE | 7205 | 10 | 12.8 | Residential | Behind the Meter | Yes | Net Metered Residential | Pro Custom Solar dba Momentum Solar |  | PSE&G | Accepted | 2023-11-13 | 2023-12-14 | 2024-12-14 | Solar Panels | Â Q. PEAK DUO BLK-G10+400 | hanwha |  | 0.4 | 5 | 85 | 6 |  | Fixed | Roof
NJADRE1555029493 | Administratively Determined Incentive Program | HILLSIDE | 7205 | 10 | 12.8 | Residential | Behind the Meter | Yes | Net Metered Residential | Pro Custom Solar dba Momentum Solar |  | PSE&G | Accepted | 2023-11-13 | 2023-12-14 | 2024-12-14 | Solar Panels | Â Q. PEAK DUO BLK-G10+400 | hanwha |  | 0.4 | 8 | 355 | 42 |  | Fixed | Roof
NJADRE1555029493 | Administratively Determined Incentive Program | HILLSIDE | 7205 | 10 | 12.8 | Residential | Behind the Meter | Yes | Net Metered Residential | Pro Custom Solar dba Momentum Solar |  | PSE&G | Accepted | 2023-11-13 | 2023-12-14 | 2024-12-14 | Solar Panels | Â Q. PEAK DUO BLK-G10+400 | hanwha |  | 0.4 | 7 | 175 | 42 |  | Fixed | Roof
NJADRE1555029493 | Administratively Determined Incentive Program | HILLSIDE | 7205 | 10 | 12.8 | Residential | Behind the Meter | Yes | Net Metered Residential | Pro Custom Solar dba Momentum Solar |  | PSE&G | Accepted | 2023-11-13 | 2023-12-14 | 2024-12-14 | Solar Panels | Â Q. PEAK DUO BLK-G10+400 | hanwha |  | 0.4 | 5 | 355 | 25 |  | Fixed | Roof
NJADRE1555029493 | Administratively Determined Incentive Program | HILLSIDE | 7205 | 10 | 12.8 | Residential | Behind the Meter | Yes | Net Metered Residential | Pro Custom Solar dba Momentum Solar |  | PSE&G | Accepted | 2023-11-13 | 2023-12-14 | 2024-12-14 | Inverters | IQ8PLUS-72-2-US | enphase | 290 |  | 32 |  |  | 0.97 |  | Outdoor
NJADRE1555029496 | Administratively Determined Incentive Program | VOORHEES | 8043 | 14 | 21.87 | Residential | Behind the Meter | Yes | Net Metered Residential | Trinity Solar |  | PSE&G | Accepted | 2023-11-13 | 2023-12-13 | 2024-12-13 | Inverters | Solar Edge | SE11400H-US | 11400 |  | 1 |  |  | 0.97 |  | Outdoor
NJADRE1555029496 | Administratively Determined Incentive Program | VOORHEES | 8043 | 14 | 21.87 | Residential | Behind the Meter | Yes | Net Metered Residential | Trinity Solar |  | PSE&G | Accepted | 2023-11-13 | 2023-12-13 | 2024-12-13 | Inverters | Solar Edge | SE5000H-US | 5 |  | 1 |  |  | 0.97 |  | Outdoor
NJADRE1555029496 | Administratively Determined Incentive Program | VOORHEES | 8043 | 14 | 21.87 | Residential | Behind the Meter | Yes | Net Metered Residential | Trinity Solar |  | PSE&G | Accepted | 2023-11-13 | 2023-12-13 | 2024-12-13 | Solar Panels | HANWHA 405 (Q.PEAK DUO BLK ML-G10+ 405) | HANWHA 405 (Q.PEAK DUO BLK ML-G10+ 405) |  | 0.405 | 23 | 92 | 30 |  | Fixed | Roof
NJADRE1555029496 | Administratively Determined Incentive Program | VOORHEES | 8043 | 14 | 21.87 | Residential | Behind the Meter | Yes | Net Metered Residential | Trinity Solar |  | PSE&G | Accepted | 2023-11-13 | 2023-12-13 | 2024-12-13 | Solar Panels | HANWHA 405 (Q.PEAK DUO BLK ML-G10+ 405) | HANWHA 405 (Q.PEAK DUO BLK ML-G10+ 405) |  | 0.405 | 19 | 272 | 30 |  | Fixed | Roof
NJADRE1555029496 | Administratively Determined Incentive Program | VOORHEES | 8043 | 14 | 21.87 | Residential | Behind the Meter | Yes | Net Metered Residential | Trinity Solar |  | PSE&G | Accepted | 2023-11-13 | 2023-12-13 | 2024-12-13 | Solar Panels | HANWHA 405 (Q.PEAK DUO BLK ML-G10+ 405) | HANWHA 405 (Q.PEAK DUO BLK ML-G10+ 405) |  | 0.405 | 12 | 272 | 30 |  | Fixed | Roof
NJADRE1555029500 | Administratively Determined Incentive Program | CLIFFSIDE PARK | 7010 | 7 | 5.74 | Residential | Behind the Meter | No | Net Metered Residential | Infinity Solar Systems |  | PSE&G | Accepted | 2023-11-13 | 2023-12-13 | 2024-12-13 | Inverters | Enphase | IQ8PLUS-72-2-US | 290 |  | 14 |  |  | 0.97 |  | Outdoor
NJADRE1555029500 | Administratively Determined Incentive Program | CLIFFSIDE PARK | 7010 | 7 | 5.74 | Residential | Behind the Meter | No | Net Metered Residential | Infinity Solar Systems |  | PSE&G | Accepted | 2023-11-13 | 2023-12-13 | 2024-12-13 | Solar Panels | SEG Solar | SEG-410-BMD-HV |  | 0.41 | 10 | 127 | 15 |  | Fixed | Roof
NJADRE1555029500 | Administratively Determined Incentive Program | CLIFFSIDE PARK | 7010 | 7 | 5.74 | Residential | Behind the Meter | No | Net Metered Residential | Infinity Solar Systems |  | PSE&G | Accepted | 2023-11-13 | 2023-12-13 | 2024-12-13 | Solar Panels | SEG Solar | SEG-410-BMD-HV |  | 0.41 | 4 | 217 | 15 |  | Fixed | Roof
NJADRE1555029518 | Administratively Determined Incentive Program | MAGNOLIA | 8049 | 14 | 6.08 | Residential | Behind the Meter | Yes | Net Metered Residential | EMT Renewables |  | PSE&G | Accepted | 2023-11-13 | 2023-12-13 | 2024-12-13 | Inverters | ENPPHASE | IQ8+ | 290 |  | 15 |  |  | 0.98 |  | Other | UNDER EACH PANEL
NJADRE1555029518 | Administratively Determined Incentive Program | MAGNOLIA | 8049 | 14 | 6.08 | Residential | Behind the Meter | Yes | Net Metered Residential | EMT Renewables |  | PSE&G | Accepted | 2023-11-13 | 2023-12-13 | 2024-12-13 | Solar Panels | Q CELLS | Q PEAK DUO BLK |  | 0.405 | 3 | 262 | 43 |  | Fixed | Roof
NJADRE1555029518 | Administratively Determined Incentive Program | MAGNOLIA | 8049 | 14 | 6.08 | Residential | Behind the Meter | Yes | Net Metered Residential | EMT Renewables |  | PSE&G | Accepted | 2023-11-13 | 2023-12-13 | 2024-12-13 | Solar Panels | Q CELLS | Q PEAK DUO BLK |  | 0.405 | 3 | 82 | 43 |  | Fixed | Roof
NJADRE1555029518 | Administratively Determined Incentive Program | MAGNOLIA | 8049 | 14 | 6.08 | Residential | Behind the Meter | Yes | Net Metered Residential | EMT Renewables |  | PSE&G | Accepted | 2023-11-13 | 2023-12-13 | 2024-12-13 | Solar Panels | Q CELLS | Q PEAK DUO BLK |  | 0.405 | 9 | 262 | 4 |  | Fixed | Roof
NJADRE1555029523 | Administratively Determined Incentive Program | BRANCHVILLE | 7826 | 1 | 6.8 | Residential | Behind the Meter | Yes | Net Metered Residential | Pro Custom Solar dba Momentum Solar |  | JCP&L | Accepted | 2023-11-13 | 2023-12-13 | 2024-12-13 | Solar Panels | Â Q. PEAK DUO BLK-G10+400 | hanwha |  | 0.4 | 17 | 150 | 25 |  | Fixed | Roof
NJADRE1555029523 | Administratively Determined Incentive Program | BRANCHVILLE | 7826 | 1 | 6.8 | Residential | Behind the Meter | Yes | Net Metered Residential | Pro Custom Solar dba Momentum Solar |  | JCP&L | Accepted | 2023-11-13 | 2023-12-13 | 2024-12-13 | Inverters | IQ8PLUS-72-2-US | enphase | 290 |  | 17 |  |  | 0.97 |  | Outdoor
NJADRE1555029528 | Administratively Determined Incentive Program | IRVINGTON | 7111 | 9 | 3.65 | Residential | Behind the Meter | Yes | Net Metered Residential | Trinity Solar |  | PSE&G | Accepted | 2023-11-13 | 2023-12-13 | 2024-12-13 | Inverters | Solar Edge | SE3000H-US000BEi4 | 3000 |  | 1 |  |  | 0.97 |  | Outdoor
NJADRE1555029528 | Administratively Determined Incentive Program | IRVINGTON | 7111 | 9 | 3.65 | Residential | Behind the Meter | Yes | Net Metered Residential | Trinity Solar |  | PSE&G | Accepted | 2023-11-13 | 2023-12-13 | 2024-12-13 | Solar Panels | HANWHA | Q.PEAK DUO BLK ML-G10+ 405 |  | 0.405 | 9 | 188 | 40 |  | Fixed | Roof
NJADRE1555029584 | Administratively Determined Incentive Program | NORTH ARLINGTON | 7031 | 7 | 6.89 | Residential | Behind the Meter | Yes | Net Metered Residential | Trinity Solar |  | PSE&G | Accepted | 2023-11-13 | 2023-12-13 | 2024-12-13 | Inverters | Solar Edge | SE6000H-US | 6 |  | 1 |  |  | 0.97 |  | Outdoor
NJADRE1555029584 | Administratively Determined Incentive Program | NORTH ARLINGTON | 7031 | 7 | 6.89 | Residential | Behind the Meter | Yes | Net Metered Residential | Trinity Solar |  | PSE&G | Accepted | 2023-11-13 | 2023-12-13 | 2024-12-13 | Solar Panels | HANWHA 405 (Q.PEAK DUO BLK ML-G10+ 405) | HANWHA 405 (Q.PEAK DUO BLK ML-G10+ 405) |  | 0.405 | 14 | 211 | 27 |  | Fixed | Roof
NJADRE1555029584 | Administratively Determined Incentive Program | NORTH ARLINGTON | 7031 | 7 | 6.89 | Residential | Behind the Meter | Yes | Net Metered Residential | Trinity Solar |  | PSE&G | Accepted | 2023-11-13 | 2023-12-13 | 2024-12-13 | Solar Panels | HANWHA 405 (Q.PEAK DUO BLK ML-G10+ 405) | HANWHA 405 (Q.PEAK DUO BLK ML-G10+ 405) |  | 0.405 | 3 | 31 | 27 |  | Fixed | Roof
NJADRE1555029592 | Administratively Determined Incentive Program | COLONIA | 7067 | 10 | 10.53 | Residential | Behind the Meter | No | Net Metered Residential | Tesla Energy Operations Inc |  | PSE&G | Accepted | 2023-11-13 | 2023-12-13 | 2024-12-13 | Solar Panels | Hanwha | Q.PEAK DUO BLK ML-G10+/TS 405 |  | 0.405 | 15 | 283 | 23 |  | Fixed | Roof
NJADRE1555029592 | Administratively Determined Incentive Program | COLONIA | 7067 | 10 | 10.53 | Residential | Behind the Meter | No | Net Metered Residential | Tesla Energy Operations Inc |  | PSE&G | Accepted | 2023-11-13 | 2023-12-13 | 2024-12-13 | Solar Panels | Hanwha | Q.PEAK DUO BLK ML-G10+/TS 405 |  | 0.405 | 11 | 103 | 23 |  | Fixed | Roof
NJADRE1555029592 | Administratively Determined Incentive Program | COLONIA | 7067 | 10 | 10.53 | Residential | Behind the Meter | No | Net Metered Residential | Tesla Energy Operations Inc |  | PSE&G | Accepted | 2023-11-13 | 2023-12-13 | 2024-12-13 | Inverters | Tesla Inc | 1538000-45-A | 7600 |  | 1 |  |  | 0.986 |  | Outdoor
NJADRE1555029606 | Administratively Determined Incentive Program | ELMER | 8318 | 16 | 8.4 | Residential | Behind the Meter | Yes | Net Metered Residential | Pro Custom Solar dba Momentum Solar |  | AC Electric | Accepted | 2023-11-13 | 2023-12-13 | 2024-12-13 | Solar Panels | Â Q. PEAK DUO BLK-G10+400 | hawnha |  | 0.4 | 21 | 165 | 24 |  | Fixed | Roof
NJADRE1555029606 | Administratively Determined Incentive Program | ELMER | 8318 | 16 | 8.4 | Residential | Behind the Meter | Yes | Net Metered Residential | Pro Custom Solar dba Momentum Solar |  | AC Electric | Accepted | 2023-11-13 | 2023-12-13 | 2024-12-13 | Inverters | IQ8PLUS-72-2-US | enpahse | 290 |  | 21 |  |  | 0.97 |  | Outdoor
NJADRE1555029696 | Administratively Determined Incentive Program | MAYS LANDING | 8330 | 19 | 4.24 | Residential | Behind the Meter | Yes | Net Metered Residential | Freedom Forever New Jersey LLC |  | AC Electric | Accepted | 2023-11-13 | 2023-12-13 | 2024-12-13 | Inverters | Solar Edge | SE3800H-USRGM | 3800 |  | 1 |  |  | 0.99 |  | Outdoor
NJADRE1555029696 | Administratively Determined Incentive Program | MAYS LANDING | 8330 | 19 | 4.24 | Residential | Behind the Meter | Yes | Net Metered Residential | Freedom Forever New Jersey LLC |  | AC Electric | Accepted | 2023-11-13 | 2023-12-13 | 2024-12-13 | Solar Panels | Jinko Solar | JKM385M-6RL3-B |  | 0.385 | 11 | 209 | 30 |  | Fixed | Roof
NJADRE1555029699 | Administratively Determined Incentive Program | PATERSON | 7503 | 6 | 5.27 | Residential | Behind the Meter | Yes | Net Metered Residential | Sunrun Installation Services, Inc. |  | PSE&G | Accepted | 2023-11-13 | 2023-12-13 | 2024-12-13 | Inverters | SOLAREDGE TECHNOLOGIES | SE3800H-USMN | 3800 |  | 1 |  |  | 0.992 |  | Outdoor | next to meter
NJADRE1555029699 | Administratively Determined Incentive Program | PATERSON | 7503 | 6 | 5.27 | Residential | Behind the Meter | Yes | Net Metered Residential | Sunrun Installation Services, Inc. |  | PSE&G | Accepted | 2023-11-13 | 2023-12-13 | 2024-12-13 | Solar Panels | HANWHA Q-CELLS | Q.PEAK DUO BLK ML-G10+ 405 |  | 0.405 | 7 | 78 | 34 |  | Fixed | Roof
NJADRE1555029699 | Administratively Determined Incentive Program | PATERSON | 7503 | 6 | 5.27 | Residential | Behind the Meter | Yes | Net Metered Residential | Sunrun Installation Services, Inc. |  | PSE&G | Accepted | 2023-11-13 | 2023-12-13 | 2024-12-13 | Solar Panels | HANWHA Q-CELLS | Q.PEAK DUO BLK ML-G10+ 405 |  | 0.405 | 6 | 258 | 33 |  | Fixed | Roof
NJADRE1555029700 | Administratively Determined Incentive Program | Glassboro | 8028 | 15 | 7.11 | Residential | Behind the Meter | Yes | Net Metered Residential | Sunrun Installation Services, Inc. |  | AC Electric | Accepted | 2023-11-23 | 2023-12-26 | 2024-12-26 | Inverters | SolarEdge Technologies | SE6000H-USSN | 6000 |  | 1 |  |  | 0.96 |  | Outdoor | Next To Meter
NJADRE1555029700 | Administratively Determined Incentive Program | Glassboro | 8028 | 15 | 7.11 | Residential | Behind the Meter | Yes | Net Metered Residential | Sunrun Installation Services, Inc. |  | AC Electric | Accepted | 2023-11-23 | 2023-12-26 | 2024-12-26 | Solar Panels | Trina Solar | TSM-395DE09C.07 |  | 0.395 | 18 | 189 | 19 |  | Fixed | Roof
NJADRE1555029714 | Administratively Determined Incentive Program | PERTH AMBOY | 8861 | 11 | 4.86 | Residential | Behind the Meter | Yes | Net Metered Residential | Trinity Solar |  | PSE&G | Accepted | 2023-11-13 | 2023-12-13 | 2024-12-13 | Inverters | Solar Edge | SE3800H-US | 3800 |  | 1 |  |  | 0.96 |  | Outdoor
NJADRE1555029714 | Administratively Determined Incentive Program | PERTH AMBOY | 8861 | 11 | 4.86 | Residential | Behind the Meter | Yes | Net Metered Residential | Trinity Solar |  | PSE&G | Accepted | 2023-11-13 | 2023-12-13 | 2024-12-13 | Solar Panels | HANWHA 405 (Q.PEAK DUO BLK ML-G10+ 405) | HANWHA 405 (Q.PEAK DUO BLK ML-G10+ 405) |  | 0.405 | 12 | 16 | 30 |  | Fixed | Roof
NJADRE1555029777 | Administratively Determined Incentive Program | FAIR LAWN | 7410 | 7 | 11.48 | Residential | Behind the Meter | No | Net Metered Residential | Infinity Solar Systems |  | PSE&G | Accepted | 2023-11-13 | 2023-12-13 | 2024-12-13 | Inverters | Enphase | IQ8PLUS-72-2-US | 290 |  | 28 |  |  | 0.97 |  | Outdoor
NJADRE1555029777 | Administratively Determined Incentive Program | FAIR LAWN | 7410 | 7 | 11.48 | Residential | Behind the Meter | No | Net Metered Residential | Infinity Solar Systems |  | PSE&G | Accepted | 2023-11-13 | 2023-12-13 | 2024-12-13 | Solar Panels | SEG Solar | SEG-410-BMD-HV |  | 0.41 | 19 | 74 | 32 |  | Fixed | Roof
NJADRE1555029777 | Administratively Determined Incentive Program | FAIR LAWN | 7410 | 7 | 11.48 | Residential | Behind the Meter | No | Net Metered Residential | Infinity Solar Systems |  | PSE&G | Accepted | 2023-11-13 | 2023-12-13 | 2024-12-13 | Solar Panels | SEG Solar | SEG-410-BMD-HV |  | 0.41 | 9 | 254 | 32 |  | Fixed | Roof
NJADRE1555029800 | Administratively Determined Incentive Program | MAHWAH | 7430 | 7 | 9.72 | Residential | Behind the Meter | Yes | Net Metered Residential | Venture Solar |  | Orange Rockland Electric | Accepted | 2023-11-13 | 2023-12-13 | 2024-12-13 | Solar Panels | Hanwha | Q.PEAK DUO BLK ML-G10+ 405 |  | 0.405 | 10 | 312 | 23 |  | Fixed | Roof
NJADRE1555029800 | Administratively Determined Incentive Program | MAHWAH | 7430 | 7 | 9.72 | Residential | Behind the Meter | Yes | Net Metered Residential | Venture Solar |  | Orange Rockland Electric | Accepted | 2023-11-13 | 2023-12-13 | 2024-12-13 | Solar Panels | Hanwha | Q.PEAK DUO BLK ML-G10+ 405 |  | 0.405 | 9 | 132 | 23 |  | Fixed | Roof
NJADRE1555029800 | Administratively Determined Incentive Program | MAHWAH | 7430 | 7 | 9.72 | Residential | Behind the Meter | Yes | Net Metered Residential | Venture Solar |  | Orange Rockland Electric | Accepted | 2023-11-13 | 2023-12-13 | 2024-12-13 | Solar Panels | Hanwha | Q.PEAK DUO BLK ML-G10+ 405 |  | 0.405 | 3 | 222 | 23 |  | Fixed | Roof
NJADRE1555029800 | Administratively Determined Incentive Program | MAHWAH | 7430 | 7 | 9.72 | Residential | Behind the Meter | Yes | Net Metered Residential | Venture Solar |  | Orange Rockland Electric | Accepted | 2023-11-13 | 2023-12-13 | 2024-12-13 | Solar Panels | Hanwha | Q.PEAK DUO BLK ML-G10+ 405 |  | 0.405 | 2 | 132 | 23 |  | Fixed | Roof
NJADRE1555029800 | Administratively Determined Incentive Program | MAHWAH | 7430 | 7 | 9.72 | Residential | Behind the Meter | Yes | Net Metered Residential | Venture Solar |  | Orange Rockland Electric | Accepted | 2023-11-13 | 2023-12-13 | 2024-12-13 | Inverters | Enphase | IQ8PLUS-72-2-US (240V) | 290 |  | 24 |  |  | 0.98 |  | Outdoor | Roof
NJADRE1555029802 | Administratively Determined Incentive Program | LONG BRANCH | 7740 | 17 | 5.67 | Residential | Behind the Meter | Yes | Net Metered Residential | Trinity Solar |  | JCP&L | Accepted | 2023-11-13 | 2023-12-13 | 2024-12-13 | Inverters | Solar Edge | SE5000H-US | 5000 |  | 1 |  |  | 0.97 |  | Outdoor
NJADRE1555029802 | Administratively Determined Incentive Program | LONG BRANCH | 7740 | 17 | 5.67 | Residential | Behind the Meter | Yes | Net Metered Residential | Trinity Solar |  | JCP&L | Accepted | 2023-11-13 | 2023-12-13 | 2024-12-13 | Solar Panels | HANWHA 405 (Q.PEAK DUO BLK ML-G10+ 405) | HANWHA 405 (Q.PEAK DUO BLK ML-G10+ 405) |  | 0.405 | 12 | 39 | 34 |  | Fixed | Roof
NJADRE1555029802 | Administratively Determined Incentive Program | LONG BRANCH | 7740 | 17 | 5.67 | Residential | Behind the Meter | Yes | Net Metered Residential | Trinity Solar |  | JCP&L | Accepted | 2023-11-13 | 2023-12-13 | 2024-12-13 | Solar Panels | HANWHA 405 (Q.PEAK DUO BLK ML-G10+ 405) | HANWHA 405 (Q.PEAK DUO BLK ML-G10+ 405) |  | 0.405 | 2 | 39 | 23 |  | Fixed | Roof
NJADRE1555029807 | Administratively Determined Incentive Program | NORTH BRUNSWICK | 8902 | 11 | 5.27 | Residential | Behind the Meter | Yes | Net Metered Residential | SunnyMac LLC |  | PSE&G | Accepted | 2023-11-13 | 2023-12-14 | 2024-12-14 | Solar Panels | Q.PEAK DUO BLK ML-G10+ 405 | HANWHA |  | 0.405 | 7 | 223 | 24 |  | Fixed | Roof
NJADRE1555029807 | Administratively Determined Incentive Program | NORTH BRUNSWICK | 8902 | 11 | 5.27 | Residential | Behind the Meter | Yes | Net Metered Residential | SunnyMac LLC |  | PSE&G | Accepted | 2023-11-13 | 2023-12-14 | 2024-12-14 | Solar Panels | Q.PEAK DUO BLK ML-G10+ 405 | HANWHA |  | 0.405 | 6 | 333 | 24 |  | Fixed | Roof
NJADRE1555029807 | Administratively Determined Incentive Program | NORTH BRUNSWICK | 8902 | 11 | 5.27 | Residential | Behind the Meter | Yes | Net Metered Residential | SunnyMac LLC |  | PSE&G | Accepted | 2023-11-13 | 2023-12-14 | 2024-12-14 | Inverters | SE5000H-US | Solaredge | 5000 |  | 1 |  |  | 0.1 |  | Outdoor | next to meter
NJADRE1555029807 | Administratively Determined Incentive Program | NORTH BRUNSWICK | 8902 | 11 | 5.27 | Residential | Behind the Meter | Yes | Net Metered Residential | SunnyMac LLC |  | PSE&G | Accepted | 2023-11-13 | 2023-12-14 | 2024-12-14 | Meters | SE-RGMTR-1D-240C-B | Solaredge |  |  | 1 |  |  |  | Yes | Outdoor
NJADRE1555029812 | Administratively Determined Incentive Program | NEPTUNE | 7753 | 17 | 4.86 | Residential | Behind the Meter | Yes | Net Metered Residential | Sunrun Installation Services, Inc. |  | JCP&L | Accepted | 2023-11-13 | 2023-12-13 | 2024-12-13 | Inverters | SOLAREDGE TECHNOLOGIES | SE3800H-USMN | 3800 |  | 1 |  |  | 0.992 |  | Outdoor | next to meter
NJADRE1555029812 | Administratively Determined Incentive Program | NEPTUNE | 7753 | 17 | 4.86 | Residential | Behind the Meter | Yes | Net Metered Residential | Sunrun Installation Services, Inc. |  | JCP&L | Accepted | 2023-11-13 | 2023-12-13 | 2024-12-13 | Solar Panels | HANWHA Q-CELLS | Q.PEAK DUO BLK ML-G10+ 405 |  | 0.405 | 4 | 237 | 21 |  | Fixed | Roof
NJADRE1555029812 | Administratively Determined Incentive Program | NEPTUNE | 7753 | 17 | 4.86 | Residential | Behind the Meter | Yes | Net Metered Residential | Sunrun Installation Services, Inc. |  | JCP&L | Accepted | 2023-11-13 | 2023-12-13 | 2024-12-13 | Solar Panels | HANWHA Q-CELLS | Q.PEAK DUO BLK ML-G10+ 405 |  | 0.405 | 8 | 57 | 25 |  | Fixed | Roof
NJADRE1555029880 | Administratively Determined Incentive Program | HILLSBOROUGH | 8844 | 5 | 14.58 | Residential | Behind the Meter | No | Net Metered Residential | Tesla Energy Operations Inc |  | PSE&G | Accepted | 2023-11-13 | 2023-12-13 | 2024-12-13 | Inverters | Tesla | 1538000-45-A | 7600 |  | 1 |  |  | 0.98 |  | Outside
NJADRE1555029880 | Administratively Determined Incentive Program | HILLSBOROUGH | 8844 | 5 | 14.58 | Residential | Behind the Meter | No | Net Metered Residential | Tesla Energy Operations Inc |  | PSE&G | Accepted | 2023-11-13 | 2023-12-13 | 2024-12-13 | Inverters | Tesla | 1538000-45-A | 5000 |  | 1 |  |  | 0.98 |  | Outside
NJADRE1555029880 | Administratively Determined Incentive Program | HILLSBOROUGH | 8844 | 5 | 14.58 | Residential | Behind the Meter | No | Net Metered Residential | Tesla Energy Operations Inc |  | PSE&G | Accepted | 2023-11-13 | 2023-12-13 | 2024-12-13 | Solar Panels | Hanwha | Â # Q.PEAK DUO BLK ML-G10+/TS 405 |  | 0.405 | 24 | 193 | 28 |  | Fixed | Roof
NJADRE1555029880 | Administratively Determined Incentive Program | HILLSBOROUGH | 8844 | 5 | 14.58 | Residential | Behind the Meter | No | Net Metered Residential | Tesla Energy Operations Inc |  | PSE&G | Accepted | 2023-11-13 | 2023-12-13 | 2024-12-13 | Solar Panels | Hanwha | Â # Q.PEAK DUO BLK ML-G10+/TS 405 |  | 0.405 | 3 | 103 | 40 |  | Fixed | Roof
NJADRE1555029880 | Administratively Determined Incentive Program | HILLSBOROUGH | 8844 | 5 | 14.58 | Residential | Behind the Meter | No | Net Metered Residential | Tesla Energy Operations Inc |  | PSE&G | Accepted | 2023-11-13 | 2023-12-13 | 2024-12-13 | Solar Panels | Hanwha | Â # Q.PEAK DUO BLK ML-G10+/TS 405 |  | 0.405 | 3 | 283 | 40 |  | Fixed | Roof
NJADRE1555029880 | Administratively Determined Incentive Program | HILLSBOROUGH | 8844 | 5 | 14.58 | Residential | Behind the Meter | No | Net Metered Residential | Tesla Energy Operations Inc |  | PSE&G | Accepted | 2023-11-13 | 2023-12-13 | 2024-12-13 | Solar Panels | Hanwha | Â # Q.PEAK DUO BLK ML-G10+/TS 405 |  | 0.405 | 3 | 193 | 28 |  | Fixed | Roof
NJADRE1555029880 | Administratively Determined Incentive Program | HILLSBOROUGH | 8844 | 5 | 14.58 | Residential | Behind the Meter | No | Net Metered Residential | Tesla Energy Operations Inc |  | PSE&G | Accepted | 2023-11-13 | 2023-12-13 | 2024-12-13 | Solar Panels | Hanwha | Â # Q.PEAK DUO BLK ML-G10+/TS 405 |  | 0.405 | 3 | 283 | 40 |  | Fixed | Roof
NJADRE1555029904 | Administratively Determined Incentive Program | SECAUCUS | 7094 | 8 | 287.1 | Municipality | Behind the Meter | No | Small Net-Metered Non-Residential located on Rooftop, Carport, Canopy and Floating Solar | Schneider Electric |  | PSE&G | Accepted | 2023-11-13 | 2023-12-14 | 2024-12-14 | Meters | Goodwe | Smart Energy Management System |  |  | 1 |  |  |  | Yes | Outdoor
NJADRE1555029904 | Administratively Determined Incentive Program | SECAUCUS | 7094 | 8 | 287.1 | Municipality | Behind the Meter | No | Small Net-Metered Non-Residential located on Rooftop, Carport, Canopy and Floating Solar | Schneider Electric |  | PSE&G | Accepted | 2023-11-13 | 2023-12-14 | 2024-12-14 | Inverters | Goodwe | GW60K-SMT-US | 60000 |  | 4 |  |  | 0.985 |  | Outdoor
NJADRE1555029904 | Administratively Determined Incentive Program | SECAUCUS | 7094 | 8 | 287.1 | Municipality | Behind the Meter | No | Small Net-Metered Non-Residential located on Rooftop, Carport, Canopy and Floating Solar | Schneider Electric |  | PSE&G | Accepted | 2023-11-13 | 2023-12-14 | 2024-12-14 | Solar Panels | Solar America | S4A550-144MH10STT |  | 0.55 | 522 | 221, 41, 131 | 10 |  | Fixed | Roof
NJADRE1555029907 | Administratively Determined Incentive Program | FARMINGDALE | 7727 | 17 | 23.09 | Residential | Behind the Meter | No | Net Metered Residential | Tesla Energy Operations Inc |  | JCP&L | Accepted | 2023-11-13 | 2023-12-13 | 2024-12-13 | Solar Panels | Hanwha | Q.PEAK DUO BLK ML-G10+/TS 405 |  | 0.405 | 7 | 96 | 45 |  | Fixed | Roof
NJADRE1555029907 | Administratively Determined Incentive Program | FARMINGDALE | 7727 | 17 | 23.09 | Residential | Behind the Meter | No | Net Metered Residential | Tesla Energy Operations Inc |  | JCP&L | Accepted | 2023-11-13 | 2023-12-13 | 2024-12-13 | Solar Panels | Hanwha | Q.PEAK DUO BLK ML-G10+/TS 405 |  | 0.405 | 7 | 276 | 45 |  | Fixed | Roof
NJADRE1555029907 | Administratively Determined Incentive Program | FARMINGDALE | 7727 | 17 | 23.09 | Residential | Behind the Meter | No | Net Metered Residential | Tesla Energy Operations Inc |  | JCP&L | Accepted | 2023-11-13 | 2023-12-13 | 2024-12-13 | Solar Panels | Hanwha | Q.PEAK DUO BLK ML-G10+/TS 405: |  | 0.405 | 3 | 96 | 40 |  | Fixed | Roof
NJADRE1555029907 | Administratively Determined Incentive Program | FARMINGDALE | 7727 | 17 | 23.09 | Residential | Behind the Meter | No | Net Metered Residential | Tesla Energy Operations Inc |  | JCP&L | Accepted | 2023-11-13 | 2023-12-13 | 2024-12-13 | Solar Panels | Hanwha | Q.PEAK DUO BLK ML-G10+/TS 405: |  | 0.405 | 7 | 186 | 28 |  | Fixed | Roof
NJADRE1555029907 | Administratively Determined Incentive Program | FARMINGDALE | 7727 | 17 | 23.09 | Residential | Behind the Meter | No | Net Metered Residential | Tesla Energy Operations Inc |  | JCP&L | Accepted | 2023-11-13 | 2023-12-13 | 2024-12-13 | Solar Panels | Hanwha | Q.PEAK DUO BLK ML-G10+/TS 405 |  | 0.405 | 5 | 6 | 28 |  | Fixed | Roof
NJADRE1555029907 | Administratively Determined Incentive Program | FARMINGDALE | 7727 | 17 | 23.09 | Residential | Behind the Meter | No | Net Metered Residential | Tesla Energy Operations Inc |  | JCP&L | Accepted | 2023-11-13 | 2023-12-13 | 2024-12-13 | Solar Panels | Hanwha | Q.PEAK DUO BLK ML-G10+/TS 405 |  | 0.405 | 13 | 186 | 28 |  | Fixed | Roof
NJADRE1555029907 | Administratively Determined Incentive Program | FARMINGDALE | 7727 | 17 | 23.09 | Residential | Behind the Meter | No | Net Metered Residential | Tesla Energy Operations Inc |  | JCP&L | Accepted | 2023-11-13 | 2023-12-13 | 2024-12-13 | Solar Panels | Hanwha | Q.PEAK DUO BLK ML-G10+/TS 405: |  | 0.405 | 5 | 276 | 40 |  | Fixed | Roof
NJADRE1555029907 | Administratively Determined Incentive Program | FARMINGDALE | 7727 | 17 | 23.09 | Residential | Behind the Meter | No | Net Metered Residential | Tesla Energy Operations Inc |  | JCP&L | Accepted | 2023-11-13 | 2023-12-13 | 2024-12-13 | Solar Panels | Hanwha | Q.PEAK DUO BLK ML-G10+/TS 405: |  | 0.405 | 5 | 276 | 40 |  | Fixed | Roof
NJADRE1555029907 | Administratively Determined Incentive Program | FARMINGDALE | 7727 | 17 | 23.09 | Residential | Behind the Meter | No | Net Metered Residential | Tesla Energy Operations Inc |  | JCP&L | Accepted | 2023-11-13 | 2023-12-13 | 2024-12-13 | Solar Panels | Hanwha | Q.PEAK DUO BLK ML-G10+/TS 405 |  | 0.405 | 5 | 96 | 40 |  | Fixed | Roof
NJADRE1555029907 | Administratively Determined Incentive Program | FARMINGDALE | 7727 | 17 | 23.09 | Residential | Behind the Meter | No | Net Metered Residential | Tesla Energy Operations Inc |  | JCP&L | Accepted | 2023-11-13 | 2023-12-13 | 2024-12-13 | Inverters | Tesla Inc | 1538000-45-A | 7600 |  | 3 |  |  | 0.986 |  | Indoor
NJADRE1555031005 | Administratively Determined Incentive Program | PLEASANTVILLE | 8232 | 19 | 5.67 | Residential | Behind the Meter | Yes | Net Metered Residential | Powur, PBC |  | AC Electric | Accepted | 2023-11-14 | 2023-12-14 | 2024-12-14 | Solar Panels | Rec Solar | REC405AA PURE |  | 0.405 | 9 | 116 | 27 |  | Fixed | Roof
NJADRE1555031005 | Administratively Determined Incentive Program | PLEASANTVILLE | 8232 | 19 | 5.67 | Residential | Behind the Meter | Yes | Net Metered Residential | Powur, PBC |  | AC Electric | Accepted | 2023-11-14 | 2023-12-14 | 2024-12-14 | Solar Panels | Rec Solar | REC405AA PURE |  | 0.405 | 5 | 296 | 27 |  | Fixed | Roof
NJADRE1555031005 | Administratively Determined Incentive Program | PLEASANTVILLE | 8232 | 19 | 5.67 | Residential | Behind the Meter | Yes | Net Metered Residential | Powur, PBC |  | AC Electric | Accepted | 2023-11-14 | 2023-12-14 | 2024-12-14 | Inverters | Enphase | IQ8M-72-2-US | 325 |  | 14 |  |  | 0.99 |  | Outside
NJADRE1555031146 | Administratively Determined Incentive Program | HILLSBOROUGH | 8844 | 5 | 5.6 | Residential | Behind the Meter | Yes | Net Metered Residential | Pro Custom Solar dba Momentum Solar |  | PSE&G | Accepted | 2023-11-13 | 2023-12-13 | 2024-12-13 | Solar Panels | HANWHA | Q. PEAK DUO BLK ML-G10+400 |  | 0.4 | 4 | 334 | 23 |  | Fixed | Roof
NJADRE1555031146 | Administratively Determined Incentive Program | HILLSBOROUGH | 8844 | 5 | 5.6 | Residential | Behind the Meter | Yes | Net Metered Residential | Pro Custom Solar dba Momentum Solar |  | PSE&G | Accepted | 2023-11-13 | 2023-12-13 | 2024-12-13 | Solar Panels | HANWHA | Q. PEAK DUO BLK ML-G10+400 |  | 0.4 | 10 | 154 | 23 |  | Fixed | Roof
NJADRE1555031146 | Administratively Determined Incentive Program | HILLSBOROUGH | 8844 | 5 | 5.6 | Residential | Behind the Meter | Yes | Net Metered Residential | Pro Custom Solar dba Momentum Solar |  | PSE&G | Accepted | 2023-11-13 | 2023-12-13 | 2024-12-13 | Inverters | ENPHASE | IQ8PLUS-72-2-US | 290 |  | 14 |  |  | 0.97 |  | Outdoor
NJADRE1555031148 | Administratively Determined Incentive Program | LAKEWOOD | 8701 | 18 | 26 | Commercial | Behind the Meter | No | Small Net-Metered Non-Residential located on Rooftop, Carport, Canopy and Floating Solar | Ventura ECM |  | JCP&L | Accepted | 2023-11-14 | 2023-12-14 | 2024-12-14 | Solar Panels | Canadian Solar | CS6R-400 |  | 0.4 | 65 | 206.087 | 5 |  | Fixed | Roof
NJADRE1555031148 | Administratively Determined Incentive Program | LAKEWOOD | 8701 | 18 | 26 | Commercial | Behind the Meter | No | Small Net-Metered Non-Residential located on Rooftop, Carport, Canopy and Floating Solar | Ventura ECM |  | JCP&L | Accepted | 2023-11-14 | 2023-12-14 | 2024-12-14 | Inverters | Solar Edge | SE30KUS | 30000 |  | 1 |  |  | 0.97 |  | Outside
NJADRE1555031210 | Administratively Determined Incentive Program | NORTH BRUNSWICK | 8902 | 11 | 6.21 | Residential | Behind the Meter | No | Net Metered Residential | Power Home Remodeling |  | PSE&G | Accepted | 2023-11-13 | 2023-12-13 | 2024-12-13 | Inverters | SolarEdge | SE5000H-US | 5000 |  | 1 |  |  | 0.99 |  | Outdoor
NJADRE1555031210 | Administratively Determined Incentive Program | NORTH BRUNSWICK | 8902 | 11 | 6.21 | Residential | Behind the Meter | No | Net Metered Residential | Power Home Remodeling |  | PSE&G | Accepted | 2023-11-13 | 2023-12-13 | 2024-12-13 | Meters | SolarEdge | Revenue Grade Data Ansi C12.20 |  |  | 1 |  |  |  | Yes
NJADRE1555031210 | Administratively Determined Incentive Program | NORTH BRUNSWICK | 8902 | 11 | 6.21 | Residential | Behind the Meter | No | Net Metered Residential | Power Home Remodeling |  | PSE&G | Accepted | 2023-11-13 | 2023-12-13 | 2024-12-13 | Solar Panels | QCell | Q.PEAK DUO BLK-G10+ 365 |  | 0.365 | 4 | 175 | 34 |  | Fixed | Roof
NJADRE1555031210 | Administratively Determined Incentive Program | NORTH BRUNSWICK | 8902 | 11 | 6.21 | Residential | Behind the Meter | No | Net Metered Residential | Power Home Remodeling |  | PSE&G | Accepted | 2023-11-13 | 2023-12-13 | 2024-12-13 | Solar Panels | QCell | Q.PEAK DUO BLK-G10+ 365 |  | 0.365 | 9 | 85 | 34 |  | Fixed | Roof
NJADRE1555031210 | Administratively Determined Incentive Program | NORTH BRUNSWICK | 8902 | 11 | 6.21 | Residential | Behind the Meter | No | Net Metered Residential | Power Home Remodeling |  | PSE&G | Accepted | 2023-11-13 | 2023-12-13 | 2024-12-13 | Solar Panels | QCell | Q.PEAK DUO BLK-G10+ 365 |  | 0.365 | 4 | 265 | 34 |  | Fixed | Roof
NJADRE1555031219 | Administratively Determined Incentive Program | NEW MILFORD | 7646 | 7 | 6.8 | Residential | Behind the Meter | Yes | Net Metered Residential | Solar Mite Solutions |  | PSE&G | Accepted | 2023-11-13 | 2023-12-13 | 2024-12-13 | Inverters | Enphase | IQ8PLUS-72-2 | 290 |  | 17 |  |  | 0.98 |  | Outdoor
NJADRE1555031219 | Administratively Determined Incentive Program | NEW MILFORD | 7646 | 7 | 6.8 | Residential | Behind the Meter | Yes | Net Metered Residential | Solar Mite Solutions |  | PSE&G | Accepted | 2023-11-13 | 2023-12-13 | 2024-12-13 | Solar Panels | Canadian Solar | CS6R |  | 0.4 | 3 | 89 | 36 |  | Fixed | Roof | Array 1
NJADRE1555031219 | Administratively Determined Incentive Program | NEW MILFORD | 7646 | 7 | 6.8 | Residential | Behind the Meter | Yes | Net Metered Residential | Solar Mite Solutions |  | PSE&G | Accepted | 2023-11-13 | 2023-12-13 | 2024-12-13 | Solar Panels | Canadian Solar | CS6R |  | 0.4 | 14 | 269 | 36 |  | Fixed | Roof | Array 2
NJADRE1555031359 | Administratively Determined Incentive Program | PASSAIC | 7055 | 6 | 6.64 | Residential | Behind the Meter | Yes | Net Metered Residential | Posigen Developer. LLC |  | PSE&G | Accepted | 2023-11-13 | 2023-12-14 | 2024-12-14 | Solar Panels | Canadian Solar | CS3N-415MS |  | 0.415 | 16 | 242 | 45 |  | Fixed | Roof
NJADRE1555031359 | Administratively Determined Incentive Program | PASSAIC | 7055 | 6 | 6.64 | Residential | Behind the Meter | Yes | Net Metered Residential | Posigen Developer. LLC |  | PSE&G | Accepted | 2023-11-13 | 2023-12-14 | 2024-12-14 | Inverters | SolarEdge | SE6000H-US | 6000 |  | 1 |  |  | 0.99 |  | Outside | within ten feet of meter
NJADRE1555036521 | Administratively Determined Incentive Program | HACKENSACK | 7601 | 7 | 8.69 | Residential | Behind the Meter | Yes | Net Metered Residential | Sunrun Installation Services, Inc. |  | PSE&G | Accepted | 2023-11-14 | 2023-12-13 | 2024-12-13 | Electric Storage Battery | Tesla | Powerwall 2 AC |  |  | 1 |  |  |  | Lithium Ion |  | outside
NJADRE1555036521 | Administratively Determined Incentive Program | HACKENSACK | 7601 | 7 | 8.69 | Residential | Behind the Meter | Yes | Net Metered Residential | Sunrun Installation Services, Inc. |  | PSE&G | Accepted | 2023-11-14 | 2023-12-13 | 2024-12-13 | Inverters | SolarEdge Technologies | SE6000H-USSN | 6000 |  | 1 |  |  | 0.96 |  | Outdoor | Next To Meter
NJADRE1555036521 | Administratively Determined Incentive Program | HACKENSACK | 7601 | 7 | 8.69 | Residential | Behind the Meter | Yes | Net Metered Residential | Sunrun Installation Services, Inc. |  | PSE&G | Accepted | 2023-11-14 | 2023-12-13 | 2024-12-13 | Solar Panels | Trina Solar | TSM-395DE09C.07 |  | 0.395 | 4 | 285 | 34 |  | Fixed | Roof
NJADRE1555036521 | Administratively Determined Incentive Program | HACKENSACK | 7601 | 7 | 8.69 | Residential | Behind the Meter | Yes | Net Metered Residential | Sunrun Installation Services, Inc. |  | PSE&G | Accepted | 2023-11-14 | 2023-12-13 | 2024-12-13 | Solar Panels | Trina Solar | TSM-395DE09C.07 |  | 0.395 | 6 | 105 | 34 |  | Fixed | Roof
NJADRE1555036521 | Administratively Determined Incentive Program | HACKENSACK | 7601 | 7 | 8.69 | Residential | Behind the Meter | Yes | Net Metered Residential | Sunrun Installation Services, Inc. |  | PSE&G | Accepted | 2023-11-14 | 2023-12-13 | 2024-12-13 | Solar Panels | Trina Solar | TSM-395DE09C.07 |  | 0.395 | 6 | 105 | 22 |  | Fixed | Roof
NJADRE1555036521 | Administratively Determined Incentive Program | HACKENSACK | 7601 | 7 | 8.69 | Residential | Behind the Meter | Yes | Net Metered Residential | Sunrun Installation Services, Inc. |  | PSE&G | Accepted | 2023-11-14 | 2023-12-13 | 2024-12-13 | Solar Panels | Trina Solar | TSM-395DE09C.07 |  | 0.395 | 6 | 285 | 22 |  | Fixed | Roof
NJADRE1555036529 | Administratively Determined Incentive Program | TUCKERTON | 8087 | 18 | 12 | Residential | Behind the Meter | Yes | Net Metered Residential | Suntuity Solar LLC |  | AC Electric | Accepted | 2023-11-14 | 2023-12-14 | 2024-12-14 | Inverters | ENPHASE | IQ8PLUS-72-2-US | 290 |  | 30 |  |  | 0.97 |  | Outdoor | Behind the meter
NJADRE1555036529 | Administratively Determined Incentive Program | TUCKERTON | 8087 | 18 | 12 | Residential | Behind the Meter | Yes | Net Metered Residential | Suntuity Solar LLC |  | AC Electric | Accepted | 2023-11-14 | 2023-12-14 | 2024-12-14 | Solar Panels | CANADIAN SOLAR | CS6R-400MS-HL |  | 0.4 | 10 | 351 | 10 |  | Fixed | Roof
NJADRE1555036529 | Administratively Determined Incentive Program | TUCKERTON | 8087 | 18 | 12 | Residential | Behind the Meter | Yes | Net Metered Residential | Suntuity Solar LLC |  | AC Electric | Accepted | 2023-11-14 | 2023-12-14 | 2024-12-14 | Solar Panels | CANADIAN SOLAR | CS6R-400MS-HL |  | 0.4 | 4 | 170 | 14 |  | Fixed | Roof
NJADRE1555036529 | Administratively Determined Incentive Program | TUCKERTON | 8087 | 18 | 12 | Residential | Behind the Meter | Yes | Net Metered Residential | Suntuity Solar LLC |  | AC Electric | Accepted | 2023-11-14 | 2023-12-14 | 2024-12-14 | Solar Panels | CANADIAN SOLAR | CS6R-400MS-HL |  | 0.4 | 8 | 260 | 31 |  | Fixed | Roof
NJADRE1555036529 | Administratively Determined Incentive Program | TUCKERTON | 8087 | 18 | 12 | Residential | Behind the Meter | Yes | Net Metered Residential | Suntuity Solar LLC |  | AC Electric | Accepted | 2023-11-14 | 2023-12-14 | 2024-12-14 | Solar Panels | CANADIAN SOLAR | CS6R-400MS-HL |  | 0.4 | 8 | 80 | 31 |  | Fixed | Roof
NJADRE1555036544 | Administratively Determined Incentive Program | Hamilton Twp | 8610 | 12 | 7.29 | Residential | Behind the Meter | Yes | Net Metered Residential | Sunrun Installation Services, Inc. |  | PSE&G | Accepted | 2023-11-14 | 2023-12-13 | 2024-12-13 | Inverters | SOLAREDGE TECHNOLOGIES | SE6000H-USSN | 6000 |  | 1 |  |  | 0.992 |  | Outdoor | next to meter
NJADRE1555036544 | Administratively Determined Incentive Program | Hamilton Twp | 8610 | 12 | 7.29 | Residential | Behind the Meter | Yes | Net Metered Residential | Sunrun Installation Services, Inc. |  | PSE&G | Accepted | 2023-11-14 | 2023-12-13 | 2024-12-13 | Solar Panels | HANWHA Q-CELLS | Q.PEAK DUO BLK ML-G10+ 405 |  | 0.405 | 3 | 18 | 8 |  | Fixed | Roof
NJADRE1555036544 | Administratively Determined Incentive Program | Hamilton Twp | 8610 | 12 | 7.29 | Residential | Behind the Meter | Yes | Net Metered Residential | Sunrun Installation Services, Inc. |  | PSE&G | Accepted | 2023-11-14 | 2023-12-13 | 2024-12-13 | Solar Panels | HANWHA Q-CELLS | Q.PEAK DUO BLK ML-G10+ 405 |  | 0.405 | 6 | 198 | 30 |  | Fixed | Roof
NJADRE1555036544 | Administratively Determined Incentive Program | Hamilton Twp | 8610 | 12 | 7.29 | Residential | Behind the Meter | Yes | Net Metered Residential | Sunrun Installation Services, Inc. |  | PSE&G | Accepted | 2023-11-14 | 2023-12-13 | 2024-12-13 | Solar Panels | HANWHA Q-CELLS | Q.PEAK DUO BLK ML-G10+ 405 |  | 0.405 | 9 | 108 | 31 |  | Fixed | Roof
NJADRE1555036558 | Administratively Determined Incentive Program | CRANFORD | 7016 | 10 | 10 | Residential | Behind the Meter | No | Net Metered Residential | Tesla Energy Operations Inc |  | PSE&G | Accepted | 2023-11-14 | 2023-12-14 | 2024-12-14 | Inverters | Tesla | 1538000-45-A | 7600 |  | 1 |  |  | 0.98 |  | Outside
NJADRE1555036558 | Administratively Determined Incentive Program | CRANFORD | 7016 | 10 | 10 | Residential | Behind the Meter | No | Net Metered Residential | Tesla Energy Operations Inc |  | PSE&G | Accepted | 2023-11-14 | 2023-12-14 | 2024-12-14 | Solar Panels | Hanwha | # Q.PEAK DUO BLK ML-G10+/TS 400 |  | 0.4 | 6 | 124 | 18 |  | Fixed | Roof
NJADRE1555036558 | Administratively Determined Incentive Program | CRANFORD | 7016 | 10 | 10 | Residential | Behind the Meter | No | Net Metered Residential | Tesla Energy Operations Inc |  | PSE&G | Accepted | 2023-11-14 | 2023-12-14 | 2024-12-14 | Solar Panels | Hanwha | # Q.PEAK DUO BLK ML-G10+/TS 400 |  | 0.4 | 15 | 304 | 18 |  | Fixed | Roof
NJADRE1555036558 | Administratively Determined Incentive Program | CRANFORD | 7016 | 10 | 10 | Residential | Behind the Meter | No | Net Metered Residential | Tesla Energy Operations Inc |  | PSE&G | Accepted | 2023-11-14 | 2023-12-14 | 2024-12-14 | Solar Panels | Hanwha | # Q.PEAK DUO BLK ML-G10+/TS 400 |  | 0.4 | 4 | 304 | 18 |  | Fixed | Roof
NJADRE1555036590 | Administratively Determined Incentive Program | NEWARK | 7103 | 9 | 4.86 | Residential | Behind the Meter | Yes | Net Metered Residential | Trinity Solar |  | PSE&G | Accepted | 2023-11-14 | 2023-12-13 | 2024-12-13 | Inverters | Solar Edge | SE3800H-US | 3800 |  | 1 |  |  | 0.96 |  | Outdoor
NJADRE1555036590 | Administratively Determined Incentive Program | NEWARK | 7103 | 9 | 4.86 | Residential | Behind the Meter | Yes | Net Metered Residential | Trinity Solar |  | PSE&G | Accepted | 2023-11-14 | 2023-12-13 | 2024-12-13 | Solar Panels | HANWHA 405 (Q.PEAK DUO BLK ML-G10+ 405) | HANWHA 405 (Q.PEAK DUO BLK ML-G10+ 405) |  | 0.405 | 4 | 205 | 14 |  | Fixed | Roof
NJADRE1555036590 | Administratively Determined Incentive Program | NEWARK | 7103 | 9 | 4.86 | Residential | Behind the Meter | Yes | Net Metered Residential | Trinity Solar |  | PSE&G | Accepted | 2023-11-14 | 2023-12-13 | 2024-12-13 | Solar Panels | HANWHA 405 (Q.PEAK DUO BLK ML-G10+ 405) | HANWHA 405 (Q.PEAK DUO BLK ML-G10+ 405) |  | 0.405 | 8 | 295 | 5 |  | Fixed | Roof
NJADRE1555036591 | Administratively Determined Incentive Program | BLAIRSTOWN | 7825 | 2 | 12.15 | Residential | Behind the Meter | No | Net Metered Residential | Tesla Energy Operations Inc |  | JCP&L | Accepted | 2023-11-14 | 2023-12-13 | 2024-12-13 | Solar Panels | Hanwha | Q.PEAK DUO BLK ML-G10+/TS 405 |  | 0.405 | 3 | 62 | 35 |  | Fixed | Roof
NJADRE1555036591 | Administratively Determined Incentive Program | BLAIRSTOWN | 7825 | 2 | 12.15 | Residential | Behind the Meter | No | Net Metered Residential | Tesla Energy Operations Inc |  | JCP&L | Accepted | 2023-11-14 | 2023-12-13 | 2024-12-13 | Solar Panels | Hanwha | Q.PEAK DUO BLK ML-G10+/TS 405 |  | 0.405 | 6 | 244 | 35 |  | Fixed | Roof
NJADRE1555036591 | Administratively Determined Incentive Program | BLAIRSTOWN | 7825 | 2 | 12.15 | Residential | Behind the Meter | No | Net Metered Residential | Tesla Energy Operations Inc |  | JCP&L | Accepted | 2023-11-14 | 2023-12-13 | 2024-12-13 | Solar Panels | Hanwha | Q.PEAK DUO BLK ML-G10+/TS 405 |  | 0.405 | 3 | 153 | 35 |  | Fixed | Roof
NJADRE1555036591 | Administratively Determined Incentive Program | BLAIRSTOWN | 7825 | 2 | 12.15 | Residential | Behind the Meter | No | Net Metered Residential | Tesla Energy Operations Inc |  | JCP&L | Accepted | 2023-11-14 | 2023-12-13 | 2024-12-13 | Solar Panels | Hanwha | Q.PEAK DUO BLK ML-G10+/TS 405 |  | 0.405 | 3 | 333 | 35 |  | Fixed | Roof
NJADRE1555036591 | Administratively Determined Incentive Program | BLAIRSTOWN | 7825 | 2 | 12.15 | Residential | Behind the Meter | No | Net Metered Residential | Tesla Energy Operations Inc |  | JCP&L | Accepted | 2023-11-14 | 2023-12-13 | 2024-12-13 | Solar Panels | Hanwha | Q.PEAK DUO BLK ML-G10+/TS 405 |  | 0.405 | 9 | 62 | 29 |  | Fixed | Roof
NJADRE1555036591 | Administratively Determined Incentive Program | BLAIRSTOWN | 7825 | 2 | 12.15 | Residential | Behind the Meter | No | Net Metered Residential | Tesla Energy Operations Inc |  | JCP&L | Accepted | 2023-11-14 | 2023-12-13 | 2024-12-13 | Solar Panels | Q.PEAK DUO BLK ML-G10+/TS 405 | Hanwha |  | 0.405 | 6 | 244 | 30 |  | Fixed | Roof
NJADRE1555036591 | Administratively Determined Incentive Program | BLAIRSTOWN | 7825 | 2 | 12.15 | Residential | Behind the Meter | No | Net Metered Residential | Tesla Energy Operations Inc |  | JCP&L | Accepted | 2023-11-14 | 2023-12-13 | 2024-12-13 | Inverters | Tesla Inc | 1538000-45-A | 5000 |  | 2 |  |  | 0.986 |  | Indoor
NJADRE1555036611 | Administratively Determined Incentive Program | SOMERSET | 8873 | 5 | 14.99 | Residential | Behind the Meter | Yes | Net Metered Residential | Pro Custom Solar dba Momentum Solar |  | PSE&G | Accepted | 2023-11-14 | 2023-12-14 | 2024-12-14 | Solar Panels | Â Q. PEAK DUO BLK-G10+405 | hawnha |  | 0.405 | 19 | 290 | 19 |  | Fixed | Roof
NJADRE1555036611 | Administratively Determined Incentive Program | SOMERSET | 8873 | 5 | 14.99 | Residential | Behind the Meter | Yes | Net Metered Residential | Pro Custom Solar dba Momentum Solar |  | PSE&G | Accepted | 2023-11-14 | 2023-12-14 | 2024-12-14 | Solar Panels | Â Q. PEAK DUO BLK-G10+405 | hawnha |  | 0.405 | 18 | 110 | 20 |  | Fixed | Roof
NJADRE1555036611 | Administratively Determined Incentive Program | SOMERSET | 8873 | 5 | 14.99 | Residential | Behind the Meter | Yes | Net Metered Residential | Pro Custom Solar dba Momentum Solar |  | PSE&G | Accepted | 2023-11-14 | 2023-12-14 | 2024-12-14 | Inverters | IQ8PLUS-72-2-US | enphase | 290 |  | 37 |  |  | 0.97 |  | Outdoor
NJADRE1555036651 | Administratively Determined Incentive Program | BROOKLAWN | 8030 | 14 | 4 | Residential | Behind the Meter | Yes | Net Metered Residential | Pro Custom Solar dba Momentum Solar |  | PSE&G | Accepted | 2023-11-14 | 2023-12-14 | 2024-12-14 | Solar Panels | HANWHA | Q. PEAK DUO BLK ML-G10+400 |  | 0.4 | 7 | 121 | 40 |  | Fixed | Roof
NJADRE1555036651 | Administratively Determined Incentive Program | BROOKLAWN | 8030 | 14 | 4 | Residential | Behind the Meter | Yes | Net Metered Residential | Pro Custom Solar dba Momentum Solar |  | PSE&G | Accepted | 2023-11-14 | 2023-12-14 | 2024-12-14 | Solar Panels | HANWHA | Q. PEAK DUO BLK ML-G10+400 |  | 0.4 | 3 | 301 | 40 |  | Fixed | Roof
NJADRE1555036651 | Administratively Determined Incentive Program | BROOKLAWN | 8030 | 14 | 4 | Residential | Behind the Meter | Yes | Net Metered Residential | Pro Custom Solar dba Momentum Solar |  | PSE&G | Accepted | 2023-11-14 | 2023-12-14 | 2024-12-14 | Inverters | ENPHASE | IQ8PLUS-72-2-US | 290 |  | 10 |  |  | 0.97 |  | Outdoor
NJADRE1555036685 | Administratively Determined Incentive Program | HEISLERVILLE | 8324 | 20 | 24.3 | Residential | Behind the Meter | No | Net Metered Residential | Trinity Solar Inc. |  | AC Electric | Accepted | 2023-11-14 | 2023-12-14 | 2024-12-14 | Inverters | Solar Edge | SE10000H-US000BEi4 | 20000 |  | 2 |  |  | 0.97 |  | Outdoor
NJADRE1555036685 | Administratively Determined Incentive Program | HEISLERVILLE | 8324 | 20 | 24.3 | Residential | Behind the Meter | No | Net Metered Residential | Trinity Solar Inc. |  | AC Electric | Accepted | 2023-11-14 | 2023-12-14 | 2024-12-14 | Solar Panels | HANWHA | Q.PEAK DUO BLK ML-G10+ 405 |  | 0.405 | 60 | 180 | 30 |  | Fixed | Ground
NJADRE1555036693 | Administratively Determined Incentive Program | Mahwah | 7430 | 7 | 17.6 | Commercial | Behind the Meter | No | Small Net-Metered Non-Residential located on Rooftop, Carport, Canopy and Floating Solar | Vanguard Energy Partners |  | Orange Rockland Electric | Accepted | 2023-11-21 | 2024-01-10 | 2025-01-10 | Inverters | Solar Edge | SE17.3KUS | 17300 |  | 1 |  |  | 0.975 |  | Outdoor
NJADRE1555036693 | Administratively Determined Incentive Program | Mahwah | 7430 | 7 | 17.6 | Commercial | Behind the Meter | No | Small Net-Metered Non-Residential located on Rooftop, Carport, Canopy and Floating Solar | Vanguard Energy Partners |  | Orange Rockland Electric | Accepted | 2023-11-21 | 2024-01-10 | 2025-01-10 | Solar Panels | Hanwah | Q.PEAK DUO L-G7.2 |  | 0.4 | 44 | 198 | 41 |  | Fixed | Roof
NJADRE1555036702 | Administratively Determined Incentive Program | BRIDGETON | 8302 | 20 | 9.48 | Residential | Behind the Meter | No | Net Metered Residential | RCL Enterprises Inc. |  | AC Electric | Accepted | 2023-11-14 | 2023-12-14 | 2024-12-14 | Inverters | Enphase | IQ8plus | 290 |  | 24 |  |  | 0.97 |  | Outdoor
NJADRE1555036702 | Administratively Determined Incentive Program | BRIDGETON | 8302 | 20 | 9.48 | Residential | Behind the Meter | No | Net Metered Residential | RCL Enterprises Inc. |  | AC Electric | Accepted | 2023-11-14 | 2023-12-14 | 2024-12-14 | Solar Panels | Trina | TSMDE09C |  | 0.395 | 9 | 192 | 45 |  | Fixed | Roof
NJADRE1555036702 | Administratively Determined Incentive Program | BRIDGETON | 8302 | 20 | 9.48 | Residential | Behind the Meter | No | Net Metered Residential | RCL Enterprises Inc. |  | AC Electric | Accepted | 2023-11-14 | 2023-12-14 | 2024-12-14 | Solar Panels | Trina | TSMDE09C |  | 0.395 | 4 | 192 | 24 |  | Fixed | Roof
NJADRE1555036702 | Administratively Determined Incentive Program | BRIDGETON | 8302 | 20 | 9.48 | Residential | Behind the Meter | No | Net Metered Residential | RCL Enterprises Inc. |  | AC Electric | Accepted | 2023-11-14 | 2023-12-14 | 2024-12-14 | Solar Panels | Trina | TSMDE09C |  | 0.395 | 11 | 192 | 45 |  | Fixed | Roof
NJADRE1555036767 | Administratively Determined Incentive Program | Jamesburg | 8831 | 11 | 13.77 | Residential | Behind the Meter | No | Net Metered Residential | Tesla Energy Operations Inc |  | JCP&L | Accepted | 2023-11-14 | 2023-12-14 | 2024-12-14 | Solar Panels | Hanwha | Q.PEAK DUO BLK ML-G10+/TS 405 |  | 0.405 | 2 | 88 | 45 |  | Fixed | Roof
NJADRE1555036767 | Administratively Determined Incentive Program | Jamesburg | 8831 | 11 | 13.77 | Residential | Behind the Meter | No | Net Metered Residential | Tesla Energy Operations Inc |  | JCP&L | Accepted | 2023-11-14 | 2023-12-14 | 2024-12-14 | Solar Panels | Hanwha | Q.PEAK DUO BLK ML-G10+/TS 405 |  | 0.405 | 17 | 178 | 30 |  | Fixed | Roof
NJADRE1555036767 | Administratively Determined Incentive Program | Jamesburg | 8831 | 11 | 13.77 | Residential | Behind the Meter | No | Net Metered Residential | Tesla Energy Operations Inc |  | JCP&L | Accepted | 2023-11-14 | 2023-12-14 | 2024-12-14 | Solar Panels | Hanwha | Q.PEAK DUO BLK ML-G10+/TS 405 |  | 0.405 | 15 | 268 | 45 |  | Fixed | Roof
NJADRE1555036767 | Administratively Determined Incentive Program | Jamesburg | 8831 | 11 | 13.77 | Residential | Behind the Meter | No | Net Metered Residential | Tesla Energy Operations Inc |  | JCP&L | Accepted | 2023-11-14 | 2023-12-14 | 2024-12-14 | Inverters | Tesla Inc | 538000-45-A | 5700 |  | 2 |  |  | 0.986 |  | Outdoor
NJADRE1555036814 | Administratively Determined Incentive Program | LIVINGSTON | 7039 | 9 | 6.08 | Residential | Behind the Meter | No | Net Metered Residential | Tesla Energy Operations Inc |  | PSE&G | Accepted | 2023-11-14 | 2023-12-14 | 2024-12-14 | Inverters | Tesla | 1850000-00-C | 7600 |  | 1 |  |  | 0.98 |  | Outside
NJADRE1555036814 | Administratively Determined Incentive Program | LIVINGSTON | 7039 | 9 | 6.08 | Residential | Behind the Meter | No | Net Metered Residential | Tesla Energy Operations Inc |  | PSE&G | Accepted | 2023-11-14 | 2023-12-14 | 2024-12-14 | Solar Panels | Hanwha | Q.PEAK DUO BLK ML-G10+/TS 405 |  | 0.405 | 4 | 194 | 23 |  | Fixed | Roof
NJADRE1555036814 | Administratively Determined Incentive Program | LIVINGSTON | 7039 | 9 | 6.08 | Residential | Behind the Meter | No | Net Metered Residential | Tesla Energy Operations Inc |  | PSE&G | Accepted | 2023-11-14 | 2023-12-14 | 2024-12-14 | Solar Panels | Hanwha | Q.PEAK DUO BLK ML-G10+/TS 405 |  | 0.405 | 8 | 284 | 23 |  | Fixed | Roof
NJADRE1555036814 | Administratively Determined Incentive Program | LIVINGSTON | 7039 | 9 | 6.08 | Residential | Behind the Meter | No | Net Metered Residential | Tesla Energy Operations Inc |  | PSE&G | Accepted | 2023-11-14 | 2023-12-14 | 2024-12-14 | Solar Panels | Hanwha | Q.PEAK DUO BLK ML-G10+/TS 405 |  | 0.405 | 3 | 284 | 23 |  | Fixed | Roof
NJADRE1555036814 | Administratively Determined Incentive Program | LIVINGSTON | 7039 | 9 | 6.08 | Residential | Behind the Meter | No | Net Metered Residential | Tesla Energy Operations Inc |  | PSE&G | Accepted | 2023-11-14 | 2023-12-14 | 2024-12-14 | Electric Storage Battery | Tesla | AC Powerwall 2.0 |  |  | 1 |  |  |  | Lithium Ion |  | Outside
NJADRE1555036850 | Administratively Determined Incentive Program | POMPTON LAKES | 7442 | 6 | 5.18 | Residential | Behind the Meter | Yes | Net Metered Residential | Vision Solar LLC |  | JCP&L | Accepted | 2023-11-14 | 2023-12-13 | 2024-12-13 | Inverters | SolarEdge | SE3800H-USRGM | 3800 |  | 1 |  |  | 0.97 |  | Outdoor
NJADRE1555036850 | Administratively Determined Incentive Program | POMPTON LAKES | 7442 | 6 | 5.18 | Residential | Behind the Meter | Yes | Net Metered Residential | Vision Solar LLC |  | JCP&L | Accepted | 2023-11-14 | 2023-12-13 | 2024-12-13 | Solar Panels | ZNSHINE SOLAR | ZXM6-NH120-370/M |  | 0.37 | 9 | 82 | 0 |  | Fixed | Roof
NJADRE1555036850 | Administratively Determined Incentive Program | POMPTON LAKES | 7442 | 6 | 5.18 | Residential | Behind the Meter | Yes | Net Metered Residential | Vision Solar LLC |  | JCP&L | Accepted | 2023-11-14 | 2023-12-13 | 2024-12-13 | Solar Panels | ZNSHINE SOLAR | ZXM6-NH120-370/M |  | 0.37 | 5 | 262 | 30 |  | Fixed | Roof
NJADRE1555036863 | Administratively Determined Incentive Program | NEWARK | 7114 | 9 | 7.2 | Residential | Behind the Meter | No | Net Metered Residential | Pro Custom Solar dba Momentum Solar |  | PSE&G | Accepted | 2023-11-14 | 2023-12-14 | 2024-12-14 | Solar Panels | Â Q. PEAK DUO BLK-G10+400 | hawnha |  | 0.4 | 9 | 294 | 7 |  | Fixed | Roof
NJADRE1555036863 | Administratively Determined Incentive Program | NEWARK | 7114 | 9 | 7.2 | Residential | Behind the Meter | No | Net Metered Residential | Pro Custom Solar dba Momentum Solar |  | PSE&G | Accepted | 2023-11-14 | 2023-12-14 | 2024-12-14 | Solar Panels | Â Q. PEAK DUO BLK-G10+400 | hanwha |  | 0.4 | 9 | 114 | 5 |  | Fixed | Roof
NJADRE1555036863 | Administratively Determined Incentive Program | NEWARK | 7114 | 9 | 7.2 | Residential | Behind the Meter | No | Net Metered Residential | Pro Custom Solar dba Momentum Solar |  | PSE&G | Accepted | 2023-11-14 | 2023-12-14 | 2024-12-14 | Inverters | IQ8PLUS-72-2-US | enphase | 290 |  | 18 |  |  | 0.97 |  | Outdoor
NJADRE1555036908 | Administratively Determined Incentive Program | CRANFORD | 7016 | 10 | 5.27 | Residential | Behind the Meter | No | Net Metered Residential | Tesla Energy Operations Inc |  | PSE&G | Accepted | 2023-11-14 | 2023-12-14 | 2024-12-14 | Solar Panels | Hanwha | Q.PEAK DUO BLK ML-G10+/TS 405 |  | 0.405 | 7 | 219 | 37 |  | Fixed | Roof
NJADRE1555036908 | Administratively Determined Incentive Program | CRANFORD | 7016 | 10 | 5.27 | Residential | Behind the Meter | No | Net Metered Residential | Tesla Energy Operations Inc |  | PSE&G | Accepted | 2023-11-14 | 2023-12-14 | 2024-12-14 | Solar Panels | Hanwha | Q.PEAK DUO BLK ML-G10+/TS 405 |  | 0.405 | 3 | 129 | 27 |  | Fixed | Roof
NJADRE1555036908 | Administratively Determined Incentive Program | CRANFORD | 7016 | 10 | 5.27 | Residential | Behind the Meter | No | Net Metered Residential | Tesla Energy Operations Inc |  | PSE&G | Accepted | 2023-11-14 | 2023-12-14 | 2024-12-14 | Solar Panels | Hanwha | Q.PEAK DUO BLK ML-G10+/TS 405 |  | 0.405 | 3 | 309 | 27 |  | Fixed | Roof
NJADRE1555036908 | Administratively Determined Incentive Program | CRANFORD | 7016 | 10 | 5.27 | Residential | Behind the Meter | No | Net Metered Residential | Tesla Energy Operations Inc |  | PSE&G | Accepted | 2023-11-14 | 2023-12-14 | 2024-12-14 | Inverters | Tesla Inc | 1538000-45-A | 5000 |  | 1 |  |  | 0.986 |  | Outdoor
NJADRE1555036920 | Administratively Determined Incentive Program | PITMAN | 8071 | 15 | 16.2 | Non Profit | Behind the Meter | Yes | Small Net-Metered Non-Residential located on Rooftop, Carport, Canopy and Floating Solar | RCL Enterprises Inc. |  | AC Electric | Accepted | 2023-11-14 | 2023-12-14 | 2024-12-14 | Inverters | Enphase | IQ8plus | 290 |  | 40 |  |  | 0.97 |  | Outdoor
NJADRE1555036920 | Administratively Determined Incentive Program | PITMAN | 8071 | 15 | 16.2 | Non Profit | Behind the Meter | Yes | Small Net-Metered Non-Residential located on Rooftop, Carport, Canopy and Floating Solar | RCL Enterprises Inc. |  | AC Electric | Accepted | 2023-11-14 | 2023-12-14 | 2024-12-14 | Solar Panels | Jinko | JKM405M |  | 0.405 | 40 | 252 | 26 |  | Fixed | Roof
NJADRE1555037128 | Administratively Determined Incentive Program | PLAINFIELD | 7063 | 10 | 7.9 | Residential | Behind the Meter | Yes | Net Metered Residential | Sunrun Installation Services, Inc. |  | PSE&G | Accepted | 2023-11-14 | 2023-12-14 | 2024-12-14 | Electric Storage Battery | Tesla | Powerwall |  |  | 1 |  |  |  | Lithium Ion |  | Inside
NJADRE1555037128 | Administratively Determined Incentive Program | PLAINFIELD | 7063 | 10 | 7.9 | Residential | Behind the Meter | Yes | Net Metered Residential | Sunrun Installation Services, Inc. |  | PSE&G | Accepted | 2023-11-14 | 2023-12-14 | 2024-12-14 | Inverters | SOLAREDGE TECHNOLOGIES | SE6000H-USSN | 6000 |  | 1 |  |  | 0.99 |  | Outdoor | next to meter
NJADRE1555037128 | Administratively Determined Incentive Program | PLAINFIELD | 7063 | 10 | 7.9 | Residential | Behind the Meter | Yes | Net Metered Residential | Sunrun Installation Services, Inc. |  | PSE&G | Accepted | 2023-11-14 | 2023-12-14 | 2024-12-14 | Solar Panels | TRINA SOLAR | TSM-395DE09C.07 |  | 0.395 | 11 | 49 | 25 |  | Fixed | Roof
NJADRE1555037128 | Administratively Determined Incentive Program | PLAINFIELD | 7063 | 10 | 7.9 | Residential | Behind the Meter | Yes | Net Metered Residential | Sunrun Installation Services, Inc. |  | PSE&G | Accepted | 2023-11-14 | 2023-12-14 | 2024-12-14 | Solar Panels | TRINA SOLAR | TSM-395DE09C.07 |  | 0.395 | 9 | 229 | 25 |  | Fixed | Roof
NJADRE1555037245 | Administratively Determined Incentive Program | CARTERET | 7008 | 11 | 6.3 | Residential | Behind the Meter | No | Net Metered Residential | Infinity Solar Systems |  | PSE&G | Accepted | 2023-11-14 | 2023-12-22 | 2024-12-22 | Inverters | Enphase | IQ7X-96-2-US | 315 |  | 15 |  |  | 0.97 |  | Outdoor
NJADRE1555037245 | Administratively Determined Incentive Program | CARTERET | 7008 | 11 | 6.3 | Residential | Behind the Meter | No | Net Metered Residential | Infinity Solar Systems |  | PSE&G | Accepted | 2023-11-14 | 2023-12-22 | 2024-12-22 | Solar Panels | REC Solar | REC 420AA PURE-R |  | 0.42 | 15 | 215 | 13 |  | Fixed | Roof
NJADRE1555037331 | Administratively Determined Incentive Program | CHATSWORTH | 8019 | 13 | 19.44 | Residential | Behind the Meter | Yes | Net Metered Residential | SunnyMac LLC |  | AC Electric | Accepted | 2023-11-14 | 2023-12-14 | 2024-12-14 | Solar Panels | Q.PEAK DUO BLK ML-G10+ 405 | HANWHA |  | 0.405 | 48 | 180 | 27 |  | Fixed | Roof
NJADRE1555037331 | Administratively Determined Incentive Program | CHATSWORTH | 8019 | 13 | 19.44 | Residential | Behind the Meter | Yes | Net Metered Residential | SunnyMac LLC |  | AC Electric | Accepted | 2023-11-14 | 2023-12-14 | 2024-12-14 | Inverters | SE10000H-US | Solaredge | 10000 |  | 1 |  |  | 0.1 |  | Outdoor | next to meter
NJADRE1555037331 | Administratively Determined Incentive Program | CHATSWORTH | 8019 | 13 | 19.44 | Residential | Behind the Meter | Yes | Net Metered Residential | SunnyMac LLC |  | AC Electric | Accepted | 2023-11-14 | 2023-12-14 | 2024-12-14 | Inverters | SE7600H-US | Solaredge | 7600 |  | 1 |  |  | 0.1 |  | Outdoor | next to meter
NJADRE1555037658 | Administratively Determined Incentive Program | BRIDGEWATER | 8807 | 5 | 25.2 | Residential | Behind the Meter | No | Net Metered Residential | Tesla Energy Operations Inc |  | PSE&G | Accepted | 2023-11-14 | 2023-12-15 | 2024-12-15 | Inverters | Tesla Inc | 1538000-45-A | 7600 |  | 2 |  |  | 0.98 |  | Outside
NJADRE1555037658 | Administratively Determined Incentive Program | BRIDGEWATER | 8807 | 5 | 25.2 | Residential | Behind the Meter | No | Net Metered Residential | Tesla Energy Operations Inc |  | PSE&G | Accepted | 2023-11-14 | 2023-12-15 | 2024-12-15 | Inverters | Tesla Inc | 1538000-50-A | 5000 |  | 1 |  |  | 0.98 |  | Outside
NJADRE1555037658 | Administratively Determined Incentive Program | BRIDGEWATER | 8807 | 5 | 25.2 | Residential | Behind the Meter | No | Net Metered Residential | Tesla Energy Operations Inc |  | PSE&G | Accepted | 2023-11-14 | 2023-12-15 | 2024-12-15 | Solar Panels | Hanwha | Q.PEAK DUO BLK ML-G10+/TS 400 |  | 0.4 | 21 | 310 | 27 |  | Fixed | Roof
NJADRE1555037658 | Administratively Determined Incentive Program | BRIDGEWATER | 8807 | 5 | 25.2 | Residential | Behind the Meter | No | Net Metered Residential | Tesla Energy Operations Inc |  | PSE&G | Accepted | 2023-11-14 | 2023-12-15 | 2024-12-15 | Solar Panels | Hanwha | Q.PEAK DUO BLK ML-G10+/TS 400 |  | 0.4 | 28 | 131 | 26 |  | Fixed | Roof
NJADRE1555037658 | Administratively Determined Incentive Program | BRIDGEWATER | 8807 | 5 | 25.2 | Residential | Behind the Meter | No | Net Metered Residential | Tesla Energy Operations Inc |  | PSE&G | Accepted | 2023-11-14 | 2023-12-15 | 2024-12-15 | Solar Panels | Hanwha | Q.PEAK DUO BLK ML-G10+/TS 400 |  | 0.4 | 10 | 310 | 26 |  | Fixed | Roof
NJADRE1555037658 | Administratively Determined Incentive Program | BRIDGEWATER | 8807 | 5 | 25.2 | Residential | Behind the Meter | No | Net Metered Residential | Tesla Energy Operations Inc |  | PSE&G | Accepted | 2023-11-14 | 2023-12-15 | 2024-12-15 | Solar Panels | Hanwha | Q.PEAK DUO BLK ML-G10+/TS 400 |  | 0.4 | 4 | 310 | 27 |  | Fixed | Roof
NJADRE1555037687 | Administratively Determined Incentive Program | JERSEY CITY | 7305 | 8 | 10.79 | Residential | Behind the Meter | Yes | Net Metered Residential | Posigen Developer, LLC |  | PSE&G | Accepted | 2023-11-14 | 2023-12-19 | 2024-12-19 | Solar Panels | Canadian Solar | CS3N-415MS |  | 0.415 | 26 | 132 | 45 |  | Fixed | Roof
NJADRE1555037687 | Administratively Determined Incentive Program | JERSEY CITY | 7305 | 8 | 10.79 | Residential | Behind the Meter | Yes | Net Metered Residential | Posigen Developer, LLC |  | PSE&G | Accepted | 2023-11-14 | 2023-12-19 | 2024-12-19 | Inverters | SolarEdge | SE10000H-US | 10000 |  | 1 |  |  | 0.99 |  | Outside | within ten feet of meter
NJADRE1555037700 | Administratively Determined Incentive Program | HILLSBOROUGH | 8844 | 5 | 6.89 | Residential | Behind the Meter | Yes | Net Metered Residential | SunnyMac LLC |  | PSE&G | Accepted | 2023-11-14 | 2023-12-15 | 2024-12-15 | Solar Panels | Q.PEAK DUO BLK ML-G10+ 405 | HANWHA |  | 0.405 | 9 | 101 | 19 |  | Fixed | Roof
NJADRE1555037700 | Administratively Determined Incentive Program | HILLSBOROUGH | 8844 | 5 | 6.89 | Residential | Behind the Meter | Yes | Net Metered Residential | SunnyMac LLC |  | PSE&G | Accepted | 2023-11-14 | 2023-12-15 | 2024-12-15 | Solar Panels | Q.PEAK DUO BLK ML-G10+ 406 | HANWHA |  | 0.405 | 8 | 101 | 19 |  | Fixed | Roof
NJADRE1555037700 | Administratively Determined Incentive Program | HILLSBOROUGH | 8844 | 5 | 6.89 | Residential | Behind the Meter | Yes | Net Metered Residential | SunnyMac LLC |  | PSE&G | Accepted | 2023-11-14 | 2023-12-15 | 2024-12-15 | Inverters | SE5000H-US | Solaredge | 5000 |  | 1 |  |  | 0.1 |  | Outdoor | next to meter
NJADRE1555037757 | Administratively Determined Incentive Program | HAZLET | 7730 | 17 | 6.57 | Residential | Behind the Meter | No | Net Metered Residential | Power Home Remodeling |  | JCP&L | Accepted | 2023-11-14 | 2023-12-19 | 2024-12-19 | Inverters | SolarEdge | SE5000H-US | 5000 |  | 1 |  |  | 0.99 |  | Outdoor
NJADRE1555037757 | Administratively Determined Incentive Program | HAZLET | 7730 | 17 | 6.57 | Residential | Behind the Meter | No | Net Metered Residential | Power Home Remodeling |  | JCP&L | Accepted | 2023-11-14 | 2023-12-19 | 2024-12-19 | Meters | SolarEdge | Revenue Grade Data Ansi C12.20 |  |  | 1 |  |  |  | Yes | Outdoor
NJADRE1555037757 | Administratively Determined Incentive Program | HAZLET | 7730 | 17 | 6.57 | Residential | Behind the Meter | No | Net Metered Residential | Power Home Remodeling |  | JCP&L | Accepted | 2023-11-14 | 2023-12-19 | 2024-12-19 | Solar Panels | QCell | Q.PEAK DUO BLK-G10+ 365 |  | 0.365 | 18 | 202 | 22 |  | Fixed | Roof
NJADRE1555037816 | Administratively Determined Incentive Program | LAKEWOOD | 8701 | 18 | 6.53 | Residential | Behind the Meter | No | Net Metered Residential | GAF Energy |  | JCP&L | Accepted | 2023-11-14 | 2023-12-15 | 2024-12-15 | Inverters | Delta | M6-TL-US | 6000 |  | 1 |  |  | 0.975 |  | Outdoor
NJADRE1555037816 | Administratively Determined Incentive Program | LAKEWOOD | 8701 | 18 | 6.53 | Residential | Behind the Meter | No | Net Metered Residential | GAF Energy |  | JCP&L | Accepted | 2023-11-14 | 2023-12-15 | 2024-12-15 | Solar Panels | GAF Energy | TLS-1 |  | 0.046 | 88 | 222 | 34 |  | Fixed | Roof
NJADRE1555037816 | Administratively Determined Incentive Program | LAKEWOOD | 8701 | 18 | 6.53 | Residential | Behind the Meter | No | Net Metered Residential | GAF Energy |  | JCP&L | Accepted | 2023-11-14 | 2023-12-15 | 2024-12-15 | Solar Panels | GAF Energy | TLS-1 |  | 0.046 | 54 | 42 | 34 |  | Fixed | Roof
NJADRE1555037835 | Administratively Determined Incentive Program | FRANKLIN | 7416 | 1 | 8.36 | Residential | Behind the Meter | No | Net Metered Residential | Green House Solar |  | JCP&L | Accepted | 2023-11-14 | 2023-12-15 | 2024-12-15 | Inverters | enphase | iq7hs | 384 |  | 19 |  |  | 0.97 |  | Outdoor
NJADRE1555037835 | Administratively Determined Incentive Program | FRANKLIN | 7416 | 1 | 8.36 | Residential | Behind the Meter | No | Net Metered Residential | Green House Solar |  | JCP&L | Accepted | 2023-11-14 | 2023-12-15 | 2024-12-15 | Solar Panels | sunpower | m440 |  | 0.44 | 11 | 213 | 30 |  | Fixed | Roof
NJADRE1555037835 | Administratively Determined Incentive Program | FRANKLIN | 7416 | 1 | 8.36 | Residential | Behind the Meter | No | Net Metered Residential | Green House Solar |  | JCP&L | Accepted | 2023-11-14 | 2023-12-15 | 2024-12-15 | Solar Panels | sunpower | m440 |  | 0.44 | 8 | 213 | 30 |  | Fixed | Roof
NJADRE1555038246 | Administratively Determined Incentive Program | PLAINFIELD | 7060 | 10 | 5.93 | Residential | Behind the Meter | Yes | Net Metered Residential | Sunrun Installation Services, Inc. |  | PSE&G | Accepted | 2023-11-14 | 2023-12-14 | 2024-12-14 | Electric Storage Battery | Tesla | Powerwall |  |  | 1 |  |  |  | Lithium Ion |  | Outside
NJADRE1555038246 | Administratively Determined Incentive Program | PLAINFIELD | 7060 | 10 | 5.93 | Residential | Behind the Meter | Yes | Net Metered Residential | Sunrun Installation Services, Inc. |  | PSE&G | Accepted | 2023-11-14 | 2023-12-14 | 2024-12-14 | Inverters | Delta Electronics | E6-TL-US | 6000 |  | 1 |  |  | 0.975 |  | Outdoor | next to meter
NJADRE1555038246 | Administratively Determined Incentive Program | PLAINFIELD | 7060 | 10 | 5.93 | Residential | Behind the Meter | Yes | Net Metered Residential | Sunrun Installation Services, Inc. |  | PSE&G | Accepted | 2023-11-14 | 2023-12-14 | 2024-12-14 | Solar Panels | TRINA SOLAR | TSM-395DE09C.07 |  | 0.395 | 15 | 216 | 23 |  | Fixed | Roof
NJADRE1555038305 | Administratively Determined Incentive Program | NEWARK | 7114 | 9 | 4.4 | Residential | Behind the Meter | No | Net Metered Residential | Pro Custom Solar dba Momentum Solar |  | PSE&G | Accepted | 2023-11-14 | 2023-12-14 | 2024-12-14 | Solar Panels | Â Q. PEAK DUO BLK-G10+400 | HAWNHA |  | 0.4 | 5 | 294 | 7 |  | Fixed | Roof
NJADRE1555038305 | Administratively Determined Incentive Program | NEWARK | 7114 | 9 | 4.4 | Residential | Behind the Meter | No | Net Metered Residential | Pro Custom Solar dba Momentum Solar |  | PSE&G | Accepted | 2023-11-14 | 2023-12-14 | 2024-12-14 | Solar Panels | Â Q. PEAK DUO BLK-G10+400 | HANWHA |  | 0.4 | 6 | 114 | 5 |  | Fixed | Roof
NJADRE1555038305 | Administratively Determined Incentive Program | NEWARK | 7114 | 9 | 4.4 | Residential | Behind the Meter | No | Net Metered Residential | Pro Custom Solar dba Momentum Solar |  | PSE&G | Accepted | 2023-11-14 | 2023-12-14 | 2024-12-14 | Inverters | IQ8PLUS-72-2-US | ENPHASE | 290 |  | 11 |  |  | 0.97 |  | Outdoor
NJADRE1555038356 | Administratively Determined Incentive Program | Paterson | 7504 | 6 | 48.51 | Commercial | Behind the Meter | No | Small Net-Metered Non-Residential located on Rooftop, Carport, Canopy and Floating Solar | Integrity Solar Solutions |  | PSE&G | Accepted | 2023-11-14 | 2023-12-15 | 2024-12-15 | Inverters | SolarEdge | SE33.3k 208v | 33300 |  | 1 |  |  | 0.98 |  | Indoor
NJADRE1555038356 | Administratively Determined Incentive Program | Paterson | 7504 | 6 | 48.51 | Commercial | Behind the Meter | No | Small Net-Metered Non-Residential located on Rooftop, Carport, Canopy and Floating Solar | Integrity Solar Solutions |  | PSE&G | Accepted | 2023-11-14 | 2023-12-15 | 2024-12-15 | Solar Panels | Hanwha | QPeak Duo G5 385 |  | 0.385 | 126 | 190 | 10 |  | Fixed | Roof
NJADRE1555038356 | Administratively Determined Incentive Program | Paterson | 7504 | 6 | 48.51 | Commercial | Behind the Meter | No | Small Net-Metered Non-Residential located on Rooftop, Carport, Canopy and Floating Solar | Integrity Solar Solutions |  | PSE&G | Accepted | 2023-11-14 | 2023-12-15 | 2024-12-15 | Meters | SolarEdge | SE-RGM |  |  | 1 |  |  |  | Yes | Indoor
NJADRE1555038616 | Administratively Determined Incentive Program | RUTHERFORD | 7070 | 7 | 12.96 | Residential | Behind the Meter | No | Net Metered Residential | Maier Solar Engineering dba Solar Me |  | PSE&G | Accepted | 2023-11-14 | 2023-12-14 | 2024-12-14 | Inverters | Enphase | IQ8M | 325 |  | 32 |  |  | 0.96 |  | Outdoor
NJADRE1555038616 | Administratively Determined Incentive Program | RUTHERFORD | 7070 | 7 | 12.96 | Residential | Behind the Meter | No | Net Metered Residential | Maier Solar Engineering dba Solar Me |  | PSE&G | Accepted | 2023-11-14 | 2023-12-14 | 2024-12-14 | Solar Panels | Hanwha | Q.PEAK DUO BLK ML-G10+405W |  | 0.405 | 16 | 127 | 12 |  | Fixed | Roof
NJADRE1555038616 | Administratively Determined Incentive Program | RUTHERFORD | 7070 | 7 | 12.96 | Residential | Behind the Meter | No | Net Metered Residential | Maier Solar Engineering dba Solar Me |  | PSE&G | Accepted | 2023-11-14 | 2023-12-14 | 2024-12-14 | Solar Panels | Hanwha | Q.PEAK DUO BLK ML-G10+405W |  | 0.405 | 6 | 307 | 12 |  | Fixed | Roof
NJADRE1555038616 | Administratively Determined Incentive Program | RUTHERFORD | 7070 | 7 | 12.96 | Residential | Behind the Meter | No | Net Metered Residential | Maier Solar Engineering dba Solar Me |  | PSE&G | Accepted | 2023-11-14 | 2023-12-14 | 2024-12-14 | Solar Panels | Hanwha | Q.PEAK DUO BLK ML-G10+405W |  | 0.405 | 4 | 127 | 12 |  | Fixed | Roof
NJADRE1555038616 | Administratively Determined Incentive Program | RUTHERFORD | 7070 | 7 | 12.96 | Residential | Behind the Meter | No | Net Metered Residential | Maier Solar Engineering dba Solar Me |  | PSE&G | Accepted | 2023-11-14 | 2023-12-14 | 2024-12-14 | Solar Panels | Hanwha | Q.PEAK DUO BLK ML-G10+405W |  | 0.405 | 5 | 217 | 40 |  | Fixed | Roof
NJADRE1555038616 | Administratively Determined Incentive Program | RUTHERFORD | 7070 | 7 | 12.96 | Residential | Behind the Meter | No | Net Metered Residential | Maier Solar Engineering dba Solar Me |  | PSE&G | Accepted | 2023-11-14 | 2023-12-14 | 2024-12-14 | Solar Panels | Hanwha | Q.PEAK DUO BLK ML-G10+405W |  | 0.405 | 1 | 127 | 27 |  | Fixed | Roof
NJADRE1555039233 | Administratively Determined Incentive Program | HASKELL | 7420 | 6 | 8 | Residential | Behind the Meter | Yes | Net Metered Residential | Pro Custom Solar dba Momentum Solar |  | PSE&G | Accepted | 2023-11-14 | 2023-12-15 | 2024-12-15 | Solar Panels | HANWHA | Q. PEAK DUO BLK ML-G10+400 |  | 0.4 | 8 | 266 | 33 |  | Fixed | Roof
NJADRE1555039233 | Administratively Determined Incentive Program | HASKELL | 7420 | 6 | 8 | Residential | Behind the Meter | Yes | Net Metered Residential | Pro Custom Solar dba Momentum Solar |  | PSE&G | Accepted | 2023-11-14 | 2023-12-15 | 2024-12-15 | Solar Panels | HANWHA | Q. PEAK DUO BLK ML-G10+400 |  | 0.4 | 9 | 86 | 33 |  | Fixed | Roof
NJADRE1555039233 | Administratively Determined Incentive Program | HASKELL | 7420 | 6 | 8 | Residential | Behind the Meter | Yes | Net Metered Residential | Pro Custom Solar dba Momentum Solar |  | PSE&G | Accepted | 2023-11-14 | 2023-12-15 | 2024-12-15 | Solar Panels | HANWHA | Q. PEAK DUO BLK ML-G10+400 |  | 0.4 | 3 | 266 | 20 |  | Fixed | Roof
NJADRE1555039233 | Administratively Determined Incentive Program | HASKELL | 7420 | 6 | 8 | Residential | Behind the Meter | Yes | Net Metered Residential | Pro Custom Solar dba Momentum Solar |  | PSE&G | Accepted | 2023-11-14 | 2023-12-15 | 2024-12-15 | Inverters | ENPHASE | IQ8PLUS-72-2-US | 290 |  | 20 |  |  | 0.97 |  | Outdoor
NJADRE1555039388 | Administratively Determined Incentive Program | BARNEGAT | 8005 | 18 | 14.58 | Residential | Behind the Meter | No | Net Metered Residential | Freedom Forever New Jersey LLC |  | AC Electric | Accepted | 2023-11-14 | 2023-12-15 | 2024-12-15 | Inverters | Solar Edge | SE10000H-USRGM | 10000 |  | 1 |  |  | 0.99 |  | Outdoor
NJADRE1555039388 | Administratively Determined Incentive Program | BARNEGAT | 8005 | 18 | 14.58 | Residential | Behind the Meter | No | Net Metered Residential | Freedom Forever New Jersey LLC |  | AC Electric | Accepted | 2023-11-14 | 2023-12-15 | 2024-12-15 | Solar Panels | Rec Solar | REC405AA PUR |  | 0.405 | 30 | 154 | 37 |  | Fixed | Roof
NJADRE1555039388 | Administratively Determined Incentive Program | BARNEGAT | 8005 | 18 | 14.58 | Residential | Behind the Meter | No | Net Metered Residential | Freedom Forever New Jersey LLC |  | AC Electric | Accepted | 2023-11-14 | 2023-12-15 | 2024-12-15 | Solar Panels | Rec Solar | REC405AA PUR |  | 0.405 | 6 | 334 | 37 |  | Fixed | Roof
NJADRE1555040069 | Administratively Determined Incentive Program | BRIDGETON | 8302 | 20 | 8.69 | Residential | Behind the Meter | Yes | Net Metered Residential | Sunrun Installation Services, Inc. |  | AC Electric | Accepted | 2023-11-14 | 2023-12-15 | 2024-12-15 | Inverters | SolarEdge Technologies | SE6000H-USSN | 6000 |  | 1 |  |  | 0.96 |  | Outdoor
NJADRE1555040069 | Administratively Determined Incentive Program | BRIDGETON | 8302 | 20 | 8.69 | Residential | Behind the Meter | Yes | Net Metered Residential | Sunrun Installation Services, Inc. |  | AC Electric | Accepted | 2023-11-14 | 2023-12-15 | 2024-12-15 | Solar Panels | Trina Solar | TSM-395DE09C.07 |  | 0.395 | 5 | 146 | 23 |  | Fixed | Roof
NJADRE1555040069 | Administratively Determined Incentive Program | BRIDGETON | 8302 | 20 | 8.69 | Residential | Behind the Meter | Yes | Net Metered Residential | Sunrun Installation Services, Inc. |  | AC Electric | Accepted | 2023-11-14 | 2023-12-15 | 2024-12-15 | Solar Panels | Trina Solar | TSM-395DE09C.07 |  | 0.395 | 7 | 326 | 22 |  | Fixed | Roof
NJADRE1555040069 | Administratively Determined Incentive Program | BRIDGETON | 8302 | 20 | 8.69 | Residential | Behind the Meter | Yes | Net Metered Residential | Sunrun Installation Services, Inc. |  | AC Electric | Accepted | 2023-11-14 | 2023-12-15 | 2024-12-15 | Solar Panels | Trina Solar | TSM-395DE09C.07 |  | 0.395 | 10 | 56 | 11 |  | Fixed | Roof
NJADRE1555040069 | Administratively Determined Incentive Program | BRIDGETON | 8302 | 20 | 8.69 | Residential | Behind the Meter | Yes | Net Metered Residential | Sunrun Installation Services, Inc. |  | AC Electric | Accepted | 2023-11-14 | 2023-12-15 | 2024-12-15 | Electric Storage Battery | Tesla | Powerwall 2 AC |  |  | 1 |  |  |  | Lithium Ion |  | inside
NJADRE1555044222 | Administratively Determined Incentive Program | VILLAS | 8251 | 21 | 3.2 | Residential | Behind the Meter | No | Net Metered Residential | Freedom Forever New Jersey LLC |  | AC Electric | Accepted | 2023-11-14 | 2023-12-15 | 2024-12-15 | Inverters | Solar Edge | SE3800H-USRGM | 3800 |  | 1 |  |  | 0.99 |  | Outdoor
NJADRE1555044222 | Administratively Determined Incentive Program | VILLAS | 8251 | 21 | 3.2 | Residential | Behind the Meter | No | Net Metered Residential | Freedom Forever New Jersey LLC |  | AC Electric | Accepted | 2023-11-14 | 2023-12-15 | 2024-12-15 | Solar Panels | Freedom Forever | FF-MP-BBB-400 |  | 0.4 | 3 | 119 | 14 |  | Fixed | Roof
NJADRE1555044222 | Administratively Determined Incentive Program | VILLAS | 8251 | 21 | 3.2 | Residential | Behind the Meter | No | Net Metered Residential | Freedom Forever New Jersey LLC |  | AC Electric | Accepted | 2023-11-14 | 2023-12-15 | 2024-12-15 | Solar Panels | Freedom Forever | FF-MP-BBB-400 |  | 0.4 | 5 | 119 | 38 |  | Fixed | Roof
NJADRE1555044642 | Administratively Determined Incentive Program | MONROE TOWNSHIP | 8831 | 11 | 7.7 | Residential | Behind the Meter | No | Net Metered Residential | Freedom Forever New Jersey LLC |  | JCP&L | Accepted | 2023-11-14 | 2023-12-15 | 2024-12-15 | Inverters | Solar Edge | SE5000H-USRGM | 5000 |  | 1 |  |  | 0.99 |  | Outdoor
NJADRE1555044642 | Administratively Determined Incentive Program | MONROE TOWNSHIP | 8831 | 11 | 7.7 | Residential | Behind the Meter | No | Net Metered Residential | Freedom Forever New Jersey LLC |  | JCP&L | Accepted | 2023-11-14 | 2023-12-15 | 2024-12-15 | Solar Panels | Rec Solar | REC405AA PURE |  | 0.405 | 19 | 214 | 25 |  | Fixed | Roof
NJADRE1555045781 | Administratively Determined Incentive Program | NUTLEY | 7110 | 9 | 8.1 | Residential | Behind the Meter | No | Net Metered Residential | Freedom Forever New Jersey LLC |  | PSE&G | Accepted | 2023-11-14 | 2023-12-15 | 2024-12-15 | Inverters | Solar Edge | SE6000H-USRGM | 6000 |  | 1 |  |  | 0.99 |  | Outdoor
NJADRE1555045781 | Administratively Determined Incentive Program | NUTLEY | 7110 | 9 | 8.1 | Residential | Behind the Meter | No | Net Metered Residential | Freedom Forever New Jersey LLC |  | PSE&G | Accepted | 2023-11-14 | 2023-12-15 | 2024-12-15 | Solar Panels | REC Solar | REC405AA PURE |  | 0.405 | 9 | 211 | 28 |  | Fixed | Roof
NJADRE1555045781 | Administratively Determined Incentive Program | NUTLEY | 7110 | 9 | 8.1 | Residential | Behind the Meter | No | Net Metered Residential | Freedom Forever New Jersey LLC |  | PSE&G | Accepted | 2023-11-14 | 2023-12-15 | 2024-12-15 | Solar Panels | Rec Solar | REC405AA PURE |  | 0.405 | 11 | 31 | 28 |  | Fixed | Roof
NJADRE1555052550 | Administratively Determined Incentive Program | NUTLEY | 7110 | 9 | 6.48 | Residential | Behind the Meter | Yes | Net Metered Residential | Sunrun Installation Services, Inc. |  | PSE&G | Accepted | 2023-11-15 | 2023-12-15 | 2024-12-15 | Inverters | SolarEdge Technologies | SE6000H-USSN | 6000 |  | 1 |  |  | 0.96 |  | Outdoor | Next To Meter
NJADRE1555052550 | Administratively Determined Incentive Program | NUTLEY | 7110 | 9 | 6.48 | Residential | Behind the Meter | Yes | Net Metered Residential | Sunrun Installation Services, Inc. |  | PSE&G | Accepted | 2023-11-15 | 2023-12-15 | 2024-12-15 | Solar Panels | Hanwha Q Cells | Q.PEAK DUO BLK ML-G10+ 405 |  | 0.405 | 4 | 17 | 17 |  | Fixed | Roof
NJADRE1555052550 | Administratively Determined Incentive Program | NUTLEY | 7110 | 9 | 6.48 | Residential | Behind the Meter | Yes | Net Metered Residential | Sunrun Installation Services, Inc. |  | PSE&G | Accepted | 2023-11-15 | 2023-12-15 | 2024-12-15 | Solar Panels | Hanwha Q Cells | Q.PEAK DUO BLK ML-G10+ 405 |  | 0.405 | 12 | 197 | 20 |  | Fixed | Roof
NJADRE1555052555 | Administratively Determined Incentive Program | Lodi Boro | 7644 | 7 | 4.86 | Residential | Behind the Meter | Yes | Net Metered Residential | Sunrun Installation Services, Inc. |  | PSE&G | Accepted | 2023-11-15 | 2023-12-15 | 2024-12-15 | Inverters | SolarEdge Technologies | SE3800H-USMN | 3800 |  | 1 |  |  | 0.96 |  | Outdoor | Next To Meter
NJADRE1555052555 | Administratively Determined Incentive Program | Lodi Boro | 7644 | 7 | 4.86 | Residential | Behind the Meter | Yes | Net Metered Residential | Sunrun Installation Services, Inc. |  | PSE&G | Accepted | 2023-11-15 | 2023-12-15 | 2024-12-15 | Solar Panels | Hanwha Q Cells | Q.PEAK DUO BLK ML-G10+ 405 |  | 0.405 | 6 | 76 | 20 |  | Fixed | Roof
NJADRE1555052555 | Administratively Determined Incentive Program | Lodi Boro | 7644 | 7 | 4.86 | Residential | Behind the Meter | Yes | Net Metered Residential | Sunrun Installation Services, Inc. |  | PSE&G | Accepted | 2023-11-15 | 2023-12-15 | 2024-12-15 | Solar Panels | Hanwha Q Cells | Q.PEAK DUO BLK ML-G10+ 405 |  | 0.405 | 6 | 256 | 20 |  | Fixed | Roof
NJADRE1555052583 | Administratively Determined Incentive Program | EGG HARBOR CITY | 8215 | 19 | 4.8 | Residential | Behind the Meter | Yes | Net Metered Residential | Suntuity Solar LLC |  | AC Electric | Accepted | 2023-11-15 | 2023-12-15 | 2024-12-15 | Inverters | (12) ENPHASE | IQ8PLUS-72-2-US | 290 |  | 12 |  |  | 0.97 |  | Outdoor | Behind the PV modules
NJADRE1555052583 | Administratively Determined Incentive Program | EGG HARBOR CITY | 8215 | 19 | 4.8 | Residential | Behind the Meter | Yes | Net Metered Residential | Suntuity Solar LLC |  | AC Electric | Accepted | 2023-11-15 | 2023-12-15 | 2024-12-15 | Solar Panels | (12) CANADIAN SOLAR | CS6R-400MS-HL |  | 0.4 | 12 | 224 | 14 |  | Fixed | Roof
NJADRE1555052584 | Administratively Determined Incentive Program | RUTHERFORD | 7070 | 7 | 7.2 | Residential | Behind the Meter | Yes | Net Metered Residential | Pro Custom Solar dba Momentum Solar |  | PSE&G | Accepted | 2023-11-15 | 2023-12-15 | 2024-12-15 | Solar Panels | Â Q. PEAK DUO BLK-G10+400 | hanwha |  | 0.4 | 7 | 37 | 35 |  | Fixed | Roof
NJADRE1555052584 | Administratively Determined Incentive Program | RUTHERFORD | 7070 | 7 | 7.2 | Residential | Behind the Meter | Yes | Net Metered Residential | Pro Custom Solar dba Momentum Solar |  | PSE&G | Accepted | 2023-11-15 | 2023-12-15 | 2024-12-15 | Solar Panels | Â Q. PEAK DUO BLK-G10+400 | hanwha |  | 0.4 | 11 | 307 | 7 |  | Fixed | Roof
NJADRE1555052584 | Administratively Determined Incentive Program | RUTHERFORD | 7070 | 7 | 7.2 | Residential | Behind the Meter | Yes | Net Metered Residential | Pro Custom Solar dba Momentum Solar |  | PSE&G | Accepted | 2023-11-15 | 2023-12-15 | 2024-12-15 | Inverters | IQ8PLUS-72-2-US | enphase | 290 |  | 18 |  |  | 0.97 |  | Outdoor
NJADRE1555052594 | Administratively Determined Incentive Program | IRVINGTON | 7111 | 9 | 5.67 | Residential | Behind the Meter | Yes | Net Metered Residential | Pro Custom Solar dba Momentum Solar |  | PSE&G | Accepted | 2023-11-15 | 2023-12-15 | 2024-12-15 | Solar Panels | Â Q. PEAK DUO BLK-G10+405 | hanwha |  | 0.405 | 14 | 122 | 30 |  | Fixed | Roof
NJADRE1555052594 | Administratively Determined Incentive Program | IRVINGTON | 7111 | 9 | 5.67 | Residential | Behind the Meter | Yes | Net Metered Residential | Pro Custom Solar dba Momentum Solar |  | PSE&G | Accepted | 2023-11-15 | 2023-12-15 | 2024-12-15 | Inverters | IQ8PLUS-72-2-US | enphase | 290 |  | 14 |  |  | 0.97 |  | Outdoor
NJADRE1555052605 | Administratively Determined Incentive Program | COLONIA | 7067 | 10 | 10.13 | Residential | Behind the Meter | Yes | Net Metered Residential | EMT Renewables |  | PSE&G | Accepted | 2023-11-15 | 2023-12-15 | 2024-12-15 | Inverters | ENPHASE | IQ8+ | 290 |  | 25 |  |  | 0.98 |  | Other | UNDER EACH PANEL
NJADRE1555052605 | Administratively Determined Incentive Program | COLONIA | 7067 | 10 | 10.13 | Residential | Behind the Meter | Yes | Net Metered Residential | EMT Renewables |  | PSE&G | Accepted | 2023-11-15 | 2023-12-15 | 2024-12-15 | Solar Panels | Q CELLS | Q PEAK DUO BLK |  | 0.405 | 7 | 89 | 21 |  | Fixed | Roof
NJADRE1555052605 | Administratively Determined Incentive Program | COLONIA | 7067 | 10 | 10.13 | Residential | Behind the Meter | Yes | Net Metered Residential | EMT Renewables |  | PSE&G | Accepted | 2023-11-15 | 2023-12-15 | 2024-12-15 | Solar Panels | Q CELLS | Q PEAK DUO BLK |  | 0.405 | 7 | 269 | 29 |  | Fixed | Roof
NJADRE1555052605 | Administratively Determined Incentive Program | COLONIA | 7067 | 10 | 10.13 | Residential | Behind the Meter | Yes | Net Metered Residential | EMT Renewables |  | PSE&G | Accepted | 2023-11-15 | 2023-12-15 | 2024-12-15 | Solar Panels | Q CELLS | Q PEAK DUO BLK |  | 0.405 | 5 | 269 | 31 |  | Fixed | Roof
NJADRE1555052605 | Administratively Determined Incentive Program | COLONIA | 7067 | 10 | 10.13 | Residential | Behind the Meter | Yes | Net Metered Residential | EMT Renewables |  | PSE&G | Accepted | 2023-11-15 | 2023-12-15 | 2024-12-15 | Solar Panels | Q CELLS | Q PEAK DUO BLK |  | 0.405 | 2 | 0 | 13 |  | Fixed | Roof
NJADRE1555052605 | Administratively Determined Incentive Program | COLONIA | 7067 | 10 | 10.13 | Residential | Behind the Meter | Yes | Net Metered Residential | EMT Renewables |  | PSE&G | Accepted | 2023-11-15 | 2023-12-15 | 2024-12-15 | Solar Panels | Q CELLS | Q PEAK DUO BLK |  | 0.405 | 4 | 90 | 13 |  | Fixed | Roof
NJADRE1555052606 | Administratively Determined Incentive Program | PASSAIC | 7055 | 6 | 8.4 | Residential | Behind the Meter | Yes | Net Metered Residential | Pro Custom Solar dba Momentum Solar |  | PSE&G | Accepted | 2023-11-15 | 2023-12-15 | 2024-12-15 | Solar Panels | Â Q. PEAK DUO BLK-G10+400 | hanwha |  | 0.4 | 7 | 306 | 45 |  | Fixed | Roof
NJADRE1555052606 | Administratively Determined Incentive Program | PASSAIC | 7055 | 6 | 8.4 | Residential | Behind the Meter | Yes | Net Metered Residential | Pro Custom Solar dba Momentum Solar |  | PSE&G | Accepted | 2023-11-15 | 2023-12-15 | 2024-12-15 | Solar Panels | Â Q. PEAK DUO BLK-G10+400 | hanwha |  | 0.4 | 14 | 126 | 43 |  | Fixed | Roof
NJADRE1555052606 | Administratively Determined Incentive Program | PASSAIC | 7055 | 6 | 8.4 | Residential | Behind the Meter | Yes | Net Metered Residential | Pro Custom Solar dba Momentum Solar |  | PSE&G | Accepted | 2023-11-15 | 2023-12-15 | 2024-12-15 | Inverters | IQ8PLUS-72-2-US | enphase | 290 |  | 21 |  |  | 0.97 |  | Outdoor
NJADRE1555052623 | Administratively Determined Incentive Program | PERTH AMBOY | 8861 | 11 | 9.72 | Residential | Behind the Meter | Yes | Net Metered Residential | Sunrun Installation Services, Inc. |  | PSE&G | Accepted | 2023-11-15 | 2023-12-18 | 2024-12-18 | Inverters | SOLAREDGE TECHNOLOGIES | SE7600H-USSN | 7600 |  | 1 |  |  | 0.992 |  | Outdoor | next to meter
NJADRE1555052623 | Administratively Determined Incentive Program | PERTH AMBOY | 8861 | 11 | 9.72 | Residential | Behind the Meter | Yes | Net Metered Residential | Sunrun Installation Services, Inc. |  | PSE&G | Accepted | 2023-11-15 | 2023-12-18 | 2024-12-18 | Solar Panels | HANWHA Q-CELLS | Q.PEAK DUO BLK ML-G10+ 405 |  | 0.405 | 9 | 281 | 26 |  | Fixed | Roof
NJADRE1555052623 | Administratively Determined Incentive Program | PERTH AMBOY | 8861 | 11 | 9.72 | Residential | Behind the Meter | Yes | Net Metered Residential | Sunrun Installation Services, Inc. |  | PSE&G | Accepted | 2023-11-15 | 2023-12-18 | 2024-12-18 | Solar Panels | HANWHA Q-CELLS | Q.PEAK DUO BLK ML-G10+ 405 |  | 0.405 | 15 | 101 | 27 |  | Fixed | Roof
NJADRE1555052635 | Administratively Determined Incentive Program | HOWELL | 7731 | 17 | 6.08 | Residential | Behind the Meter | Yes | Net Metered Residential | Trinity Solar |  | JCP&L | Accepted | 2023-11-15 | 2023-12-15 | 2024-12-15 | Inverters | Solar Edge | SE5000H-US000BEi4 | 5000 |  | 1 |  |  | 0.97 |  | Outdoor
NJADRE1555052635 | Administratively Determined Incentive Program | HOWELL | 7731 | 17 | 6.08 | Residential | Behind the Meter | Yes | Net Metered Residential | Trinity Solar |  | JCP&L | Accepted | 2023-11-15 | 2023-12-15 | 2024-12-15 | Solar Panels | HANWHA | Q.PEAK DUO BLK ML-G10+ 405 |  | 0.405 | 11 | 160 | 30 |  | Fixed | Roof
NJADRE1555052635 | Administratively Determined Incentive Program | HOWELL | 7731 | 17 | 6.08 | Residential | Behind the Meter | Yes | Net Metered Residential | Trinity Solar |  | JCP&L | Accepted | 2023-11-15 | 2023-12-15 | 2024-12-15 | Solar Panels | HANWHA | Q.PEAK DUO BLK ML-G10+ 405 |  | 0.405 | 4 | 160 | 30 |  | Fixed | Roof
NJADRE1555052637 | Administratively Determined Incentive Program | VINELAND | 8360 | 20 | 6.89 | Residential | Behind the Meter | Yes | Net Metered Residential | EMT Renewables |  | Vineland Muni Electric | Accepted | 2023-11-15 | 2023-12-15 | 2024-12-15 | Inverters | ENPHASE | IQ8+ | 290 |  | 17 |  |  | 0.98 |  | Other | UNDER EACH PANEL
NJADRE1555052637 | Administratively Determined Incentive Program | VINELAND | 8360 | 20 | 6.89 | Residential | Behind the Meter | Yes | Net Metered Residential | EMT Renewables |  | Vineland Muni Electric | Accepted | 2023-11-15 | 2023-12-15 | 2024-12-15 | Solar Panels | Q CELLS | Q PEAK DUO BLK |  | 0.405 | 10 | 93 | 27 |  | Fixed | Roof
NJADRE1555052637 | Administratively Determined Incentive Program | VINELAND | 8360 | 20 | 6.89 | Residential | Behind the Meter | Yes | Net Metered Residential | EMT Renewables |  | Vineland Muni Electric | Accepted | 2023-11-15 | 2023-12-15 | 2024-12-15 | Solar Panels | Q CELLS | Q PEAK DUO BLK |  | 0.405 | 7 | 273 | 27 |  | Fixed | Roof
NJADRE1555052644 | Administratively Determined Incentive Program | WOOD RIDGE | 7075 | 7 | 5.67 | Residential | Behind the Meter | No | Net Metered Residential | Big Wave Roofing and Solar LLC |  | PSE&G | Accepted | 2023-11-15 | 2023-12-18 | 2024-12-18 | Inverters | Enphase Energy Inc | IQ7PLUS-72-2-US | 290 |  | 14 |  |  | 0.98 |  | Outside
NJADRE1555052644 | Administratively Determined Incentive Program | WOOD RIDGE | 7075 | 7 | 5.67 | Residential | Behind the Meter | No | Net Metered Residential | Big Wave Roofing and Solar LLC |  | PSE&G | Accepted | 2023-11-15 | 2023-12-18 | 2024-12-18 | Solar Panels | Qcells | Q.PEAK DUO BLK ML-G10 405 |  | 0.405 | 9 | 129 | 15 |  | Fixed | Roof
NJADRE1555052644 | Administratively Determined Incentive Program | WOOD RIDGE | 7075 | 7 | 5.67 | Residential | Behind the Meter | No | Net Metered Residential | Big Wave Roofing and Solar LLC |  | PSE&G | Accepted | 2023-11-15 | 2023-12-18 | 2024-12-18 | Solar Panels | Qcells | Q.PEAK DUO BLK ML-G10 405 |  | 0.405 | 5 | 309 | 15 |  | Fixed | Roof
NJADRE1555052711 | Administratively Determined Incentive Program | VILLAS | 8251 | 21 | 6.48 | Residential | Behind the Meter | Yes | Net Metered Residential | Big Wave Roofing and Solar LLC |  | AC Electric | Accepted | 2023-11-15 | 2023-12-15 | 2024-12-15 | Inverters | Enphase Energy Inc | IQ7PLUS-72-2-US | 290 |  | 16 |  |  | 0.98 |  | Outside
NJADRE1555052711 | Administratively Determined Incentive Program | VILLAS | 8251 | 21 | 6.48 | Residential | Behind the Meter | Yes | Net Metered Residential | Big Wave Roofing and Solar LLC |  | AC Electric | Accepted | 2023-11-15 | 2023-12-15 | 2024-12-15 | Solar Panels | Qcells | Q.PEAK DUO BLK ML-G10 405 |  | 0.405 | 16 | 203 | 22 |  | Fixed | Roof
NJADRE1555052714 | Administratively Determined Incentive Program | CLIFTON | 7013 | 6 | 4.8 | Residential | Behind the Meter | Yes | Net Metered Residential | Pro Custom Solar dba Momentum Solar |  | PSE&G | Accepted | 2023-11-15 | 2023-12-15 | 2024-12-15 | Solar Panels | Â Q. PEAK DUO BLK-G10+400 | hanwha |  | 0.4 | 12 | 223 | 34 |  | Fixed | Roof
NJADRE1555052714 | Administratively Determined Incentive Program | CLIFTON | 7013 | 6 | 4.8 | Residential | Behind the Meter | Yes | Net Metered Residential | Pro Custom Solar dba Momentum Solar |  | PSE&G | Accepted | 2023-11-15 | 2023-12-15 | 2024-12-15 | Inverters | IQ8PLUS-72-2-US | enphase | 290 |  | 12 |  |  | 0.97 |  | Outdoor
NJADRE1555052716 | Administratively Determined Incentive Program | MOORESTOWN | 8057 | 13 | 13.02 | Residential | Behind the Meter | No | Net Metered Residential | EMT Renewables |  | PSE&G | Accepted | 2023-11-15 | 2023-12-15 | 2024-12-15 | Inverters | ENPHASE | IQ7x | 315 |  | 31 |  |  | 0.98 |  | Other | UNDER EACH PANEL
NJADRE1555052716 | Administratively Determined Incentive Program | MOORESTOWN | 8057 | 13 | 13.02 | Residential | Behind the Meter | No | Net Metered Residential | EMT Renewables |  | PSE&G | Accepted | 2023-11-15 | 2023-12-15 | 2024-12-15 | Solar Panels | REC ALPHA | REC 420 |  | 0.42 | 19 | 83 | 38 |  | Fixed | Roof
NJADRE1555052716 | Administratively Determined Incentive Program | MOORESTOWN | 8057 | 13 | 13.02 | Residential | Behind the Meter | No | Net Metered Residential | EMT Renewables |  | PSE&G | Accepted | 2023-11-15 | 2023-12-15 | 2024-12-15 | Solar Panels | REC ALPHA | REC 420 |  | 0.42 | 10 | 173 | 50 |  | Fixed | Roof
NJADRE1555052716 | Administratively Determined Incentive Program | MOORESTOWN | 8057 | 13 | 13.02 | Residential | Behind the Meter | No | Net Metered Residential | EMT Renewables |  | PSE&G | Accepted | 2023-11-15 | 2023-12-15 | 2024-12-15 | Solar Panels | REC ALPHA | REC 420 |  | 0.42 | 2 | 83 | 19 |  | Fixed | Roof
NJADRE1555052755 | Administratively Determined Incentive Program | BAYONNE | 7002 | 8 | 4.4 | Residential | Behind the Meter | Yes | Net Metered Residential | Pro Custom Solar dba Momentum Solar |  | PSE&G | Accepted | 2023-11-15 | 2023-12-15 | 2024-12-15 | Solar Panels | HANWHA | Q. PEAK DUO BLK ML-G10+400 |  | 0.4 | 11 | 212 | 4 |  | Fixed | Roof
NJADRE1555052755 | Administratively Determined Incentive Program | BAYONNE | 7002 | 8 | 4.4 | Residential | Behind the Meter | Yes | Net Metered Residential | Pro Custom Solar dba Momentum Solar |  | PSE&G | Accepted | 2023-11-15 | 2023-12-15 | 2024-12-15 | Inverters | ENPHASE | IQ8PLUS-72-2-US | 290 |  | 11 |  |  | 0.97 |  | Outdoor
NJADRE1555052775 | Administratively Determined Incentive Program | SOUTH BRUNSWICK TWP | 8810 | 11 | 9.72 | Residential | Behind the Meter | No | Net Metered Residential | Tesla Energy Operations Inc |  | PSE&G | Accepted | 2023-11-15 | 2023-12-15 | 2024-12-15 | Inverters | 1538000-45-A | Tesla | 7600 |  | 1 |  |  | 0.98 |  | Outside
NJADRE1555052775 | Administratively Determined Incentive Program | SOUTH BRUNSWICK TWP | 8810 | 11 | 9.72 | Residential | Behind the Meter | No | Net Metered Residential | Tesla Energy Operations Inc |  | PSE&G | Accepted | 2023-11-15 | 2023-12-15 | 2024-12-15 | Solar Panels | Hanwha | Â # Q.PEAK DUO BLK ML-G10+/TS 405 |  | 0.405 | 16 | 185 | 23 |  | Fixed | Roof
NJADRE1555052775 | Administratively Determined Incentive Program | SOUTH BRUNSWICK TWP | 8810 | 11 | 9.72 | Residential | Behind the Meter | No | Net Metered Residential | Tesla Energy Operations Inc |  | PSE&G | Accepted | 2023-11-15 | 2023-12-15 | 2024-12-15 | Solar Panels | Hanwha | Â # Q.PEAK DUO BLK ML-G10+/TS 405 |  | 0.405 | 8 | 185 | 23 |  | Fixed | Roof
NJADRE1555052789 | Administratively Determined Incentive Program | LEONIA | 7605 | 7 | 5.67 | Residential | Behind the Meter | No | Net Metered Residential | Big Wave Roofing and Solar LLC |  | PSE&G | Accepted | 2023-11-15 | 2023-12-15 | 2024-12-15 | Inverters | Enphase Energy Inc | IQ7PLUS-72-2-US | 290 |  | 16 |  |  | 0.98 |  | Outside
NJADRE1555052789 | Administratively Determined Incentive Program | LEONIA | 7605 | 7 | 5.67 | Residential | Behind the Meter | No | Net Metered Residential | Big Wave Roofing and Solar LLC |  | PSE&G | Accepted | 2023-11-15 | 2023-12-15 | 2024-12-15 | Solar Panels | Qcells | Q.PEAK DUO BLK ML-G10 405 |  | 0.405 | 11 | 292 | 26 |  | Fixed | Roof
NJADRE1555052789 | Administratively Determined Incentive Program | LEONIA | 7605 | 7 | 5.67 | Residential | Behind the Meter | No | Net Metered Residential | Big Wave Roofing and Solar LLC |  | PSE&G | Accepted | 2023-11-15 | 2023-12-15 | 2024-12-15 | Solar Panels | Qcells | Q.PEAK DUO BLK ML-G10 405 |  | 0.405 | 3 | 112 | 26 |  | Fixed | Roof
NJADRE1555052799 | Administratively Determined Incentive Program | PENNSAUKEN | 8109 | 14 | 4.86 | Residential | Behind the Meter | Yes | Net Metered Residential | EMT Renewables |  | PSE&G | Accepted | 2023-11-15 | 2023-12-15 | 2024-12-15 | Inverters | ENPHASE | IQ8+ | 290 |  | 12 |  |  | 0.98 |  | Other | UNDER EACH PANEL
NJADRE1555052799 | Administratively Determined Incentive Program | PENNSAUKEN | 8109 | 14 | 4.86 | Residential | Behind the Meter | Yes | Net Metered Residential | EMT Renewables |  | PSE&G | Accepted | 2023-11-15 | 2023-12-15 | 2024-12-15 | Solar Panels | Q CELLS | Q PEAK DUO BLK |  | 0.405 | 12 | 147 | 28 |  | Fixed | Roof
NJADRE1555052835 | Administratively Determined Incentive Program | HOWELL | 7731 | 17 | 16.2 | Residential | Behind the Meter | No | Net Metered Residential | Whitman Construction, LLC |  | JCP&L | Accepted | 2023-11-15 | 2023-12-15 | 2024-12-15 | Solar Panels | hanwha | q cell 405 |  | 0.405 | 13 | 112 | 27 |  | Fixed | Roof
NJADRE1555052835 | Administratively Determined Incentive Program | HOWELL | 7731 | 17 | 16.2 | Residential | Behind the Meter | No | Net Metered Residential | Whitman Construction, LLC |  | JCP&L | Accepted | 2023-11-15 | 2023-12-15 | 2024-12-15 | Solar Panels | hanwha | qcell 405 |  | 0.405 | 9 | 112 | 27 |  | Fixed | Roof
NJADRE1555052835 | Administratively Determined Incentive Program | HOWELL | 7731 | 17 | 16.2 | Residential | Behind the Meter | No | Net Metered Residential | Whitman Construction, LLC |  | JCP&L | Accepted | 2023-11-15 | 2023-12-15 | 2024-12-15 | Solar Panels | hanwha | q cell 405 |  | 0.405 | 18 | 292 | 27 |  | Fixed | Roof
NJADRE1555052835 | Administratively Determined Incentive Program | HOWELL | 7731 | 17 | 16.2 | Residential | Behind the Meter | No | Net Metered Residential | Whitman Construction, LLC |  | JCP&L | Accepted | 2023-11-15 | 2023-12-15 | 2024-12-15 | Inverters | enphase | iq8plus-72-2-us | 290 |  | 40 |  |  | 0.975 |  | Outdoor
NJADRE1555052849 | Administratively Determined Incentive Program | BUDD LAKE | 7828 | 3 | 5.84 | Residential | Behind the Meter | No | Net Metered Residential | Power Home Remodeling |  | JCP&L | Accepted | 2023-11-15 | 2023-12-15 | 2024-12-15 | Inverters | SolarEdge | SE3800H-US | 3800 |  | 1 |  |  | 0.99 |  | Outdoor
NJADRE1555052849 | Administratively Determined Incentive Program | BUDD LAKE | 7828 | 3 | 5.84 | Residential | Behind the Meter | No | Net Metered Residential | Power Home Remodeling |  | JCP&L | Accepted | 2023-11-15 | 2023-12-15 | 2024-12-15 | Meters | SolarEdge | Revenue Grade Data Ansi C12.20 |  |  | 1 |  |  |  | Yes
NJADRE1555052849 | Administratively Determined Incentive Program | BUDD LAKE | 7828 | 3 | 5.84 | Residential | Behind the Meter | No | Net Metered Residential | Power Home Remodeling |  | JCP&L | Accepted | 2023-11-15 | 2023-12-15 | 2024-12-15 | Solar Panels | Hyundai | HiS-S365XG (BK) |  | 0.365 | 10 | 232 | 23 |  | Fixed | Roof
NJADRE1555052849 | Administratively Determined Incentive Program | BUDD LAKE | 7828 | 3 | 5.84 | Residential | Behind the Meter | No | Net Metered Residential | Power Home Remodeling |  | JCP&L | Accepted | 2023-11-15 | 2023-12-15 | 2024-12-15 | Solar Panels | Hyundai | HiS-S365XG (BK) |  | 0.365 | 6 | 142 | 0 |  | Fixed | Roof
NJADRE1555052865 | Administratively Determined Incentive Program | MAYS LANDING | 8330 | 19 | 12.96 | Residential | Behind the Meter | Yes | Net Metered Residential | Big Wave Roofing and Solar LLC |  | AC Electric | Accepted | 2023-11-15 | 2023-12-15 | 2024-12-15 | Inverters | Enphase Energy Inc | IQ7PLUS-72-2-US | 290 |  | 32 |  |  | 0.98 |  | Outside
NJADRE1555052865 | Administratively Determined Incentive Program | MAYS LANDING | 8330 | 19 | 12.96 | Residential | Behind the Meter | Yes | Net Metered Residential | Big Wave Roofing and Solar LLC |  | AC Electric | Accepted | 2023-11-15 | 2023-12-15 | 2024-12-15 | Solar Panels | Qcells | Q.PEAK DUO BLK ML-G10 405 |  | 0.405 | 6 | 144 | 42 |  | Fixed | Roof
NJADRE1555052865 | Administratively Determined Incentive Program | MAYS LANDING | 8330 | 19 | 12.96 | Residential | Behind the Meter | Yes | Net Metered Residential | Big Wave Roofing and Solar LLC |  | AC Electric | Accepted | 2023-11-15 | 2023-12-15 | 2024-12-15 | Solar Panels | Qcells | Q.PEAK DUO BLK ML-G10 405 |  | 0.405 | 3 | 144 | 17 |  | Fixed | Roof
NJADRE1555052865 | Administratively Determined Incentive Program | MAYS LANDING | 8330 | 19 | 12.96 | Residential | Behind the Meter | Yes | Net Metered Residential | Big Wave Roofing and Solar LLC |  | AC Electric | Accepted | 2023-11-15 | 2023-12-15 | 2024-12-15 | Solar Panels | Qcells | Q.PEAK DUO BLK ML-G10 405 |  | 0.405 | 13 | 144 | 18 |  | Fixed | Roof
NJADRE1555052865 | Administratively Determined Incentive Program | MAYS LANDING | 8330 | 19 | 12.96 | Residential | Behind the Meter | Yes | Net Metered Residential | Big Wave Roofing and Solar LLC |  | AC Electric | Accepted | 2023-11-15 | 2023-12-15 | 2024-12-15 | Solar Panels | Qcells | Q.PEAK DUO BLK ML-G10 405 |  | 0.405 | 10 | 144 | 17 |  | Fixed | Roof
NJADRE1555052874 | Administratively Determined Incentive Program | ROCKAWAY | 7866 | 3 | 8.91 | Residential | Behind the Meter | No | Net Metered Residential | Tesla Energy Operations Inc |  | JCP&L | Accepted | 2023-11-15 | 2023-12-15 | 2024-12-15 | Inverters | Tesla | 1850000-00-C | 7600 |  | 1 |  |  | 0.98 |  | Outside
NJADRE1555052874 | Administratively Determined Incentive Program | ROCKAWAY | 7866 | 3 | 8.91 | Residential | Behind the Meter | No | Net Metered Residential | Tesla Energy Operations Inc |  | JCP&L | Accepted | 2023-11-15 | 2023-12-15 | 2024-12-15 | Solar Panels | Hanwha | Q.PEAK DUO BLK ML-G10+/TS 405 |  | 0.405 | 11 | 121 | 34 |  | Fixed | Roof
NJADRE1555052874 | Administratively Determined Incentive Program | ROCKAWAY | 7866 | 3 | 8.91 | Residential | Behind the Meter | No | Net Metered Residential | Tesla Energy Operations Inc |  | JCP&L | Accepted | 2023-11-15 | 2023-12-15 | 2024-12-15 | Solar Panels | Hanwha | Q.PEAK DUO BLK ML-G10+/TS 405 |  | 0.405 | 11 | 301 | 34 |  | Fixed | Roof
NJADRE1555052874 | Administratively Determined Incentive Program | ROCKAWAY | 7866 | 3 | 8.91 | Residential | Behind the Meter | No | Net Metered Residential | Tesla Energy Operations Inc |  | JCP&L | Accepted | 2023-11-15 | 2023-12-15 | 2024-12-15 | Electric Storage Battery | Tesla | AC Powerwall 2.0 |  |  | 1 |  |  |  | Lithium Ion |  | Outside
NJADRE1555052901 | Administratively Determined Incentive Program | VILLAS | 8251 | 21 | 5.6 | Residential | Behind the Meter | No | Net Metered Residential | SunPower Corporation, Systems |  | AC Electric | Accepted | 2023-11-15 | 2023-12-15 | 2024-12-15 | Solar Panels | Sunpower | SPR-X21-350-BLK-E-AC |  | 0.35 | 16 | 208 | 24 |  | Fixed | Roof
NJADRE1555052901 | Administratively Determined Incentive Program | VILLAS | 8251 | 21 | 5.6 | Residential | Behind the Meter | No | Net Metered Residential | SunPower Corporation, Systems |  | AC Electric | Accepted | 2023-11-15 | 2023-12-15 | 2024-12-15 | Inverters | Enphase | IQ7XS-96-ACM-US | 315 |  | 16 |  |  | 0.98 |  | Other | Under Each Panel
NJADRE1555052963 | Administratively Determined Incentive Program | WALL TOWNSHIP | 7719 | 17 | 11.34 | Residential | Behind the Meter | Yes | Net Metered Residential | Trinity Solar |  | JCP&L | Accepted | 2023-11-15 | 2023-12-15 | 2024-12-15 | Inverters | Solar Edge | SE10000H-US | 10 |  | 1 |  |  | 0.97 |  | Outdoor
NJADRE1555052963 | Administratively Determined Incentive Program | WALL TOWNSHIP | 7719 | 17 | 11.34 | Residential | Behind the Meter | Yes | Net Metered Residential | Trinity Solar |  | JCP&L | Accepted | 2023-11-15 | 2023-12-15 | 2024-12-15 | Solar Panels | HANWHA 405 (Q.PEAK DUO BLK ML-G10+ 405) | HANWHA 405 (Q.PEAK DUO BLK ML-G10+ 405) |  | 0.405 | 4 | 221 | 40 |  | Fixed | Roof
NJADRE1555052963 | Administratively Determined Incentive Program | WALL TOWNSHIP | 7719 | 17 | 11.34 | Residential | Behind the Meter | Yes | Net Metered Residential | Trinity Solar |  | JCP&L | Accepted | 2023-11-15 | 2023-12-15 | 2024-12-15 | Solar Panels | HANWHA 405 (Q.PEAK DUO BLK ML-G10+ 405) | HANWHA 405 (Q.PEAK DUO BLK ML-G10+ 405) |  | 0.405 | 5 | 221 | 10 |  | Fixed | Roof
NJADRE1555052963 | Administratively Determined Incentive Program | WALL TOWNSHIP | 7719 | 17 | 11.34 | Residential | Behind the Meter | Yes | Net Metered Residential | Trinity Solar |  | JCP&L | Accepted | 2023-11-15 | 2023-12-15 | 2024-12-15 | Solar Panels | HANWHA 405 (Q.PEAK DUO BLK ML-G10+ 405) | HANWHA 405 (Q.PEAK DUO BLK ML-G10+ 405) |  | 0.405 | 6 | 311 | 30 |  | Fixed | Roof
NJADRE1555052963 | Administratively Determined Incentive Program | WALL TOWNSHIP | 7719 | 17 | 11.34 | Residential | Behind the Meter | Yes | Net Metered Residential | Trinity Solar |  | JCP&L | Accepted | 2023-11-15 | 2023-12-15 | 2024-12-15 | Solar Panels | HANWHA 405 (Q.PEAK DUO BLK ML-G10+ 405) | HANWHA 405 (Q.PEAK DUO BLK ML-G10+ 405) |  | 0.405 | 5 | 131 | 30 |  | Fixed | Roof
NJADRE1555052963 | Administratively Determined Incentive Program | WALL TOWNSHIP | 7719 | 17 | 11.34 | Residential | Behind the Meter | Yes | Net Metered Residential | Trinity Solar |  | JCP&L | Accepted | 2023-11-15 | 2023-12-15 | 2024-12-15 | Solar Panels | HANWHA 405 (Q.PEAK DUO BLK ML-G10+ 405) | HANWHA 405 (Q.PEAK DUO BLK ML-G10+ 405) |  | 0.405 | 4 | 311 | 10 |  | Fixed | Roof
NJADRE1555052963 | Administratively Determined Incentive Program | WALL TOWNSHIP | 7719 | 17 | 11.34 | Residential | Behind the Meter | Yes | Net Metered Residential | Trinity Solar |  | JCP&L | Accepted | 2023-11-15 | 2023-12-15 | 2024-12-15 | Solar Panels | HANWHA 405 (Q.PEAK DUO BLK ML-G10+ 405) | HANWHA 405 (Q.PEAK DUO BLK ML-G10+ 405) |  | 0.405 | 4 | 131 | 10 |  | Fixed | Roof
NJADRE1555052981 | Administratively Determined Incentive Program | TOMS RIVER | 8753 | 18 | 10.53 | Residential | Behind the Meter | Yes | Net Metered Residential | EMT Renewables |  | JCP&L | Accepted | 2023-11-15 | 2023-12-15 | 2024-12-15 | Inverters | ENPHASE | IQ8+ | 290 |  | 26 |  |  | 0.98 |  | Other | UNDER EACH PANEL
NJADRE1555052981 | Administratively Determined Incentive Program | TOMS RIVER | 8753 | 18 | 10.53 | Residential | Behind the Meter | Yes | Net Metered Residential | EMT Renewables |  | JCP&L | Accepted | 2023-11-15 | 2023-12-15 | 2024-12-15 | Solar Panels | Q CELLS | Q PEAK DUO BLK |  | 0.405 | 13 | 186 | 17 |  | Fixed | Roof
NJADRE1555052981 | Administratively Determined Incentive Program | TOMS RIVER | 8753 | 18 | 10.53 | Residential | Behind the Meter | Yes | Net Metered Residential | EMT Renewables |  | JCP&L | Accepted | 2023-11-15 | 2023-12-15 | 2024-12-15 | Solar Panels | Q CELLS | Q PEAK DUO BLK |  | 0.405 | 13 | 6 | 17 |  | Fixed | Roof
NJADRE1555052986 | Administratively Determined Incentive Program | VOORHEES | 8043 | 14 | 18.23 | Residential | Behind the Meter | No | Net Metered Residential | Tesla Energy Operations Inc |  | AC Electric | Accepted | 2023-11-15 | 2023-12-15 | 2024-12-15 | Inverters | Tesla | 1538000-45-A | 7600 |  | 2 |  |  | 0.98 |  | Outside
NJADRE1555052986 | Administratively Determined Incentive Program | VOORHEES | 8043 | 14 | 18.23 | Residential | Behind the Meter | No | Net Metered Residential | Tesla Energy Operations Inc |  | AC Electric | Accepted | 2023-11-15 | 2023-12-15 | 2024-12-15 | Solar Panels | Hanwha | Â # Q.PEAK DUO BLK ML-G10+/TS 405 |  | 0.405 | 11 | 244 | 40 |  | Fixed | Roof
NJADRE1555052986 | Administratively Determined Incentive Program | VOORHEES | 8043 | 14 | 18.23 | Residential | Behind the Meter | No | Net Metered Residential | Tesla Energy Operations Inc |  | AC Electric | Accepted | 2023-11-15 | 2023-12-15 | 2024-12-15 | Solar Panels | Hanwha | Â # Q.PEAK DUO BLK ML-G10+/TS 405 |  | 0.405 | 4 | 154 | 34 |  | Fixed | Roof
NJADRE1555052986 | Administratively Determined Incentive Program | VOORHEES | 8043 | 14 | 18.23 | Residential | Behind the Meter | No | Net Metered Residential | Tesla Energy Operations Inc |  | AC Electric | Accepted | 2023-11-15 | 2023-12-15 | 2024-12-15 | Solar Panels | Hanwha | Â # Q.PEAK DUO BLK ML-G10+/TS 405 |  | 0.405 | 10 | 334 | 34 |  | Fixed | Roof
NJADRE1555052986 | Administratively Determined Incentive Program | VOORHEES | 8043 | 14 | 18.23 | Residential | Behind the Meter | No | Net Metered Residential | Tesla Energy Operations Inc |  | AC Electric | Accepted | 2023-11-15 | 2023-12-15 | 2024-12-15 | Solar Panels | HANWHA | Â # Q.PEAK DUO BLK ML-G10+/TS 405 |  | 0.405 | 3 | 154 | 34 |  | Fixed | Roof
NJADRE1555052986 | Administratively Determined Incentive Program | VOORHEES | 8043 | 14 | 18.23 | Residential | Behind the Meter | No | Net Metered Residential | Tesla Energy Operations Inc |  | AC Electric | Accepted | 2023-11-15 | 2023-12-15 | 2024-12-15 | Solar Panels | Hanwha | Â # Q.PEAK DUO BLK ML-G10+/TS 405 |  | 0.405 | 14 | 334 | 34 |  | Fixed | Roof
NJADRE1555052986 | Administratively Determined Incentive Program | VOORHEES | 8043 | 14 | 18.23 | Residential | Behind the Meter | No | Net Metered Residential | Tesla Energy Operations Inc |  | AC Electric | Accepted | 2023-11-15 | 2023-12-15 | 2024-12-15 | Solar Panels | Hanwha | Â # Q.PEAK DUO BLK ML-G10+/TS 405 |  | 0.405 | 3 | 64 | 39 |  | Fixed | Roof
NJADRE1555052992 | Administratively Determined Incentive Program | BELLEVILLE | 7109 | 9 | 7.2 | Residential | Behind the Meter | Yes | Net Metered Residential | Pro Custom Solar dba Momentum Solar |  | PSE&G | Accepted | 2023-11-15 | 2023-12-15 | 2024-12-15 | Solar Panels | Â Q. PEAK DUO BLK-G10+400 | hanwha |  | 0.4 | 8 | 199 | 16 |  | Fixed | Roof
NJADRE1555052992 | Administratively Determined Incentive Program | BELLEVILLE | 7109 | 9 | 7.2 | Residential | Behind the Meter | Yes | Net Metered Residential | Pro Custom Solar dba Momentum Solar |  | PSE&G | Accepted | 2023-11-15 | 2023-12-15 | 2024-12-15 | Solar Panels | Â Q. PEAK DUO BLK-G10+400 | hanwha |  | 0.4 | 10 | 19 | 16 |  | Fixed | Roof
NJADRE1555052992 | Administratively Determined Incentive Program | BELLEVILLE | 7109 | 9 | 7.2 | Residential | Behind the Meter | Yes | Net Metered Residential | Pro Custom Solar dba Momentum Solar |  | PSE&G | Accepted | 2023-11-15 | 2023-12-15 | 2024-12-15 | Inverters | IQ8PLUS-72-2-US | enphase | 290 |  | 18 |  |  | 0.97 |  | Outdoor
NJADRE1555053005 | Administratively Determined Incentive Program | PILESGROVE | 8098 | 16 | 11.34 | Residential | Behind the Meter | No | Net Metered Residential | Trinity Solar |  | AC Electric | Accepted | 2023-11-15 | 2023-12-15 | 2024-12-15 | Inverters | Solar Edge | SE10000H-US | 10 |  | 1 |  |  | 0.97 |  | Outdoor
NJADRE1555053005 | Administratively Determined Incentive Program | PILESGROVE | 8098 | 16 | 11.34 | Residential | Behind the Meter | No | Net Metered Residential | Trinity Solar |  | AC Electric | Accepted | 2023-11-15 | 2023-12-15 | 2024-12-15 | Solar Panels | HANWHA 405 (Q.PEAK DUO BLK ML-G10+ 405) | HANWHA 405 (Q.PEAK DUO BLK ML-G10+ 405) |  | 0.405 | 21 | 176 | 18 |  | Fixed | Roof
NJADRE1555053005 | Administratively Determined Incentive Program | PILESGROVE | 8098 | 16 | 11.34 | Residential | Behind the Meter | No | Net Metered Residential | Trinity Solar |  | AC Electric | Accepted | 2023-11-15 | 2023-12-15 | 2024-12-15 | Solar Panels | HANWHA 405 (Q.PEAK DUO BLK ML-G10+ 405) | HANWHA 405 (Q.PEAK DUO BLK ML-G10+ 405) |  | 0.405 | 7 | 176 | 30 |  | Fixed | Roof
NJADRE1555053027 | Administratively Determined Incentive Program | ABSECON | 8201 | 19 | 8.51 | Residential | Behind the Meter | Yes | Net Metered Residential | SunnyMac LLC |  | AC Electric | Accepted | 2023-11-15 | 2023-12-18 | 2024-12-18 | Solar Panels | Q.PEAK DUO BLK ML-G10+ 405 | HANWHA |  | 0.405 | 21 | 214 | 17 |  | Fixed | Roof
NJADRE1555053027 | Administratively Determined Incentive Program | ABSECON | 8201 | 19 | 8.51 | Residential | Behind the Meter | Yes | Net Metered Residential | SunnyMac LLC |  | AC Electric | Accepted | 2023-11-15 | 2023-12-18 | 2024-12-18 | Inverters | SE7600H-US | Solaredge | 7600 |  | 1 |  |  | 0.1 |  | Outdoor | next to meter
NJADRE1555053036 | Administratively Determined Incentive Program | ELIZABETH | 7208 | 10 | 10.53 | Residential | Behind the Meter | Yes | Net Metered Residential | Sunrun Installation Services, Inc. |  | PSE&G | Accepted | 2023-11-15 | 2023-12-15 | 2024-12-15 | Inverters | Delta Electronics | E4-TL-US | 8000 |  | 2 |  |  | 0.975 |  | Outdoor | next to meter
NJADRE1555053036 | Administratively Determined Incentive Program | ELIZABETH | 7208 | 10 | 10.53 | Residential | Behind the Meter | Yes | Net Metered Residential | Sunrun Installation Services, Inc. |  | PSE&G | Accepted | 2023-11-15 | 2023-12-15 | 2024-12-15 | Solar Panels | HANWHA Q-CELLS | Q.PEAK DUO BLK ML-G10+ 405 |  | 0.405 | 12 | 297 | 36 |  | Fixed | Roof
NJADRE1555053036 | Administratively Determined Incentive Program | ELIZABETH | 7208 | 10 | 10.53 | Residential | Behind the Meter | Yes | Net Metered Residential | Sunrun Installation Services, Inc. |  | PSE&G | Accepted | 2023-11-15 | 2023-12-15 | 2024-12-15 | Solar Panels | HANWHA Q-CELLS | Q.PEAK DUO BLK ML-G10+ 405 |  | 0.405 | 14 | 117 | 35 |  | Fixed | Roof
NJADRE1555053057 | Administratively Determined Incentive Program | WEST WINDSOR | 8550 | 12 | 10.13 | Residential | Behind the Meter | No | Net Metered Residential | Tesla Energy Operations Inc |  | PSE&G | Accepted | 2023-11-15 | 2023-12-15 | 2024-12-15 | Inverters | Tesla | 1707000-20-G | 11500 |  | 1 |  |  | 0.97 |  | Outside
NJADRE1555053057 | Administratively Determined Incentive Program | WEST WINDSOR | 8550 | 12 | 10.13 | Residential | Behind the Meter | No | Net Metered Residential | Tesla Energy Operations Inc |  | PSE&G | Accepted | 2023-11-15 | 2023-12-15 | 2024-12-15 | Solar Panels | Hanwha | Q.PEAK DUO BLK ML-G10+/TS 405 |  | 0.405 | 12 | 298 | 18 |  | Fixed | Roof
NJADRE1555053057 | Administratively Determined Incentive Program | WEST WINDSOR | 8550 | 12 | 10.13 | Residential | Behind the Meter | No | Net Metered Residential | Tesla Energy Operations Inc |  | PSE&G | Accepted | 2023-11-15 | 2023-12-15 | 2024-12-15 | Solar Panels | Hanwha | Q.PEAK DUO BLK ML-G10+/TS 405 |  | 0.405 | 9 | 208 | 37 |  | Fixed | Roof
NJADRE1555053057 | Administratively Determined Incentive Program | WEST WINDSOR | 8550 | 12 | 10.13 | Residential | Behind the Meter | No | Net Metered Residential | Tesla Energy Operations Inc |  | PSE&G | Accepted | 2023-11-15 | 2023-12-15 | 2024-12-15 | Solar Panels | Hanwha | Q.PEAK DUO BLK ML-G10+/TS 405 |  | 0.405 | 4 | 28 | 37 |  | Fixed | Roof
NJADRE1555053057 | Administratively Determined Incentive Program | WEST WINDSOR | 8550 | 12 | 10.13 | Residential | Behind the Meter | No | Net Metered Residential | Tesla Energy Operations Inc |  | PSE&G | Accepted | 2023-11-15 | 2023-12-15 | 2024-12-15 | Electric Storage Battery | Tesla | Powerwall 3 |  |  | 1 |  |  |  | Lithium Ion |  | outside
NJADRE1555053085 | Administratively Determined Incentive Program | HACKENSACK | 7601 | 7 | 4.8 | Residential | Behind the Meter | Yes | Net Metered Residential | Pro Custom Solar dba Momentum Solar |  | PSE&G | Accepted | 2023-11-15 | 2023-12-15 | 2024-12-15 | Solar Panels | HANWHA | Q. PEAK DUO BLK ML-G10+400 |  | 0.4 | 5 | 122 | 13 |  | Fixed | Roof
NJADRE1555053085 | Administratively Determined Incentive Program | HACKENSACK | 7601 | 7 | 4.8 | Residential | Behind the Meter | Yes | Net Metered Residential | Pro Custom Solar dba Momentum Solar |  | PSE&G | Accepted | 2023-11-15 | 2023-12-15 | 2024-12-15 | Solar Panels | HANWHA | Q. PEAK DUO BLK ML-G10+400 |  | 0.4 | 5 | 302 | 14 |  | Fixed | Roof
NJADRE1555053085 | Administratively Determined Incentive Program | HACKENSACK | 7601 | 7 | 4.8 | Residential | Behind the Meter | Yes | Net Metered Residential | Pro Custom Solar dba Momentum Solar |  | PSE&G | Accepted | 2023-11-15 | 2023-12-15 | 2024-12-15 | Solar Panels | HANWHA | Q. PEAK DUO BLK ML-G10+400 |  | 0.4 | 2 | 116 | 27 |  | Fixed | Roof
NJADRE1555053085 | Administratively Determined Incentive Program | HACKENSACK | 7601 | 7 | 4.8 | Residential | Behind the Meter | Yes | Net Metered Residential | Pro Custom Solar dba Momentum Solar |  | PSE&G | Accepted | 2023-11-15 | 2023-12-15 | 2024-12-15 | Inverters | ENPHASE | IQ8PLUS-72-2-US | 290 |  | 12 |  |  | 0.97 |  | Outdoor
NJADRE1555053090 | Administratively Determined Incentive Program | LEONARDO | 7737 | 17 | 11.76 | Residential | Behind the Meter | Yes | Net Metered Residential | EMT Renewables |  | JCP&L | Accepted | 2023-11-15 | 2023-12-15 | 2024-12-15 | Inverters | ENPHASE | IQ7x | 315 |  | 28 |  |  | 0.98 |  | Other | UNDER EACH PANEL
NJADRE1555053090 | Administratively Determined Incentive Program | LEONARDO | 7737 | 17 | 11.76 | Residential | Behind the Meter | Yes | Net Metered Residential | EMT Renewables |  | JCP&L | Accepted | 2023-11-15 | 2023-12-15 | 2024-12-15 | Solar Panels | REC ALPHA | REC 420 |  | 0.42 | 8 | 94 | 27 |  | Fixed | Roof
NJADRE1555053090 | Administratively Determined Incentive Program | LEONARDO | 7737 | 17 | 11.76 | Residential | Behind the Meter | Yes | Net Metered Residential | EMT Renewables |  | JCP&L | Accepted | 2023-11-15 | 2023-12-15 | 2024-12-15 | Solar Panels | REC ALPHA | REC 420 |  | 0.42 | 20 | 274 | 27 |  | Fixed | Roof
NJADRE1555053103 | Administratively Determined Incentive Program | PARSIPPANY | 7054 | 3 | 9.72 | Residential | Behind the Meter | No | Net Metered Residential | Tesla Energy Operations Inc |  | JCP&L | Accepted | 2023-11-15 | 2023-12-15 | 2024-12-15 | Inverters | Tesla | 1538000-45-A | 7600 |  | 1 |  |  | 0.98 |  | Outside
NJADRE1555053103 | Administratively Determined Incentive Program | PARSIPPANY | 7054 | 3 | 9.72 | Residential | Behind the Meter | No | Net Metered Residential | Tesla Energy Operations Inc |  | JCP&L | Accepted | 2023-11-15 | 2023-12-15 | 2024-12-15 | Solar Panels | Hanwha | Â # Q.PEAK DUO BLK ML-G10+/TS 405 |  | 0.405 | 11 | 90 | 34 |  | Fixed | Roof
NJADRE1555053103 | Administratively Determined Incentive Program | PARSIPPANY | 7054 | 3 | 9.72 | Residential | Behind the Meter | No | Net Metered Residential | Tesla Energy Operations Inc |  | JCP&L | Accepted | 2023-11-15 | 2023-12-15 | 2024-12-15 | Solar Panels | Hanwha | Â # Q.PEAK DUO BLK ML-G10+/TS 405 |  | 0.405 | 13 | 180 | 34 |  | Fixed | Roof
NJADRE1555053152 | Administratively Determined Incentive Program | PARSIPPANY | 7054 | 3 | 6.16 | Residential | Behind the Meter | No | Net Metered Residential | Freedom Forever New Jersey LLC |  | JCP&L | Accepted | 2023-11-15 | 2023-12-15 | 2024-12-15 | Inverters | Solar Edge | SE5000H-USRGM | 5000 |  | 1 |  |  | 0.99 |  | Outdoor
NJADRE1555053152 | Administratively Determined Incentive Program | PARSIPPANY | 7054 | 3 | 6.16 | Residential | Behind the Meter | No | Net Metered Residential | Freedom Forever New Jersey LLC |  | JCP&L | Accepted | 2023-11-15 | 2023-12-15 | 2024-12-15 | Solar Panels | Jinko Solar | JKM385M-6RL3-B |  | 0.385 | 16 | 244 | 23 |  | Fixed | Roof
NJADRE1555053335 | Administratively Determined Incentive Program | WOODSTOWN | 8098 | 16 | 10.53 | Residential | Behind the Meter | No | Net Metered Residential | Trinity Solar |  | AC Electric | Accepted | 2023-11-15 | 2023-12-15 | 2024-12-15 | Solar Panels | HANWHA 405 (Q.PEAK DUO BLK ML-G10+ 405) | HANWHA 405 (Q.PEAK DUO BLK ML-G10+ 405) |  | 0.405 | 16 | 203 | 40 |  | Fixed | Roof
NJADRE1555053335 | Administratively Determined Incentive Program | WOODSTOWN | 8098 | 16 | 10.53 | Residential | Behind the Meter | No | Net Metered Residential | Trinity Solar |  | AC Electric | Accepted | 2023-11-15 | 2023-12-15 | 2024-12-15 | Solar Panels | HANWHA 405 (Q.PEAK DUO BLK ML-G10+ 405) | HANWHA 405 (Q.PEAK DUO BLK ML-G10+ 405) |  | 0.405 | 2 | 23 | 27 |  | Fixed | Roof
NJADRE1555053335 | Administratively Determined Incentive Program | WOODSTOWN | 8098 | 16 | 10.53 | Residential | Behind the Meter | No | Net Metered Residential | Trinity Solar |  | AC Electric | Accepted | 2023-11-15 | 2023-12-15 | 2024-12-15 | Solar Panels | HANWHA 405 (Q.PEAK DUO BLK ML-G10+ 405) | HANWHA 405 (Q.PEAK DUO BLK ML-G10+ 405) |  | 0.405 | 5 | 23 | 18 |  | Fixed | Roof
NJADRE1555053335 | Administratively Determined Incentive Program | WOODSTOWN | 8098 | 16 | 10.53 | Residential | Behind the Meter | No | Net Metered Residential | Trinity Solar |  | AC Electric | Accepted | 2023-11-15 | 2023-12-15 | 2024-12-15 | Solar Panels | HANWHA 405 (Q.PEAK DUO BLK ML-G10+ 405) | HANWHA 405 (Q.PEAK DUO BLK ML-G10+ 405) |  | 0.405 | 3 | 203 | 40 |  | Fixed | Roof
NJADRE1555053335 | Administratively Determined Incentive Program | WOODSTOWN | 8098 | 16 | 10.53 | Residential | Behind the Meter | No | Net Metered Residential | Trinity Solar |  | AC Electric | Accepted | 2023-11-15 | 2023-12-15 | 2024-12-15 | Inverters | Solar Edge | SE10000H-US | 10000 |  | 1 |  |  | 0.97 |  | Outside
NJADRE1555053337 | Administratively Determined Incentive Program | KINNELON | 7405 | 3 | 5.27 | Residential | Behind the Meter | No | Net Metered Residential | Tesla Energy Operations Inc |  | Butler | Accepted | 2023-11-15 | 2023-12-15 | 2024-12-15 | Inverters | Tesla | 1707000-20-G | 11500 |  | 2 |  |  | 0.98 |  | Outside
NJADRE1555053337 | Administratively Determined Incentive Program | KINNELON | 7405 | 3 | 5.27 | Residential | Behind the Meter | No | Net Metered Residential | Tesla Energy Operations Inc |  | Butler | Accepted | 2023-11-15 | 2023-12-15 | 2024-12-15 | Electric Storage Battery | Tesla | PW3 |  |  | 2 |  |  |  | Lithium Ion |  | Outside
NJADRE1555053337 | Administratively Determined Incentive Program | KINNELON | 7405 | 3 | 5.27 | Residential | Behind the Meter | No | Net Metered Residential | Tesla Energy Operations Inc |  | Butler | Accepted | 2023-11-15 | 2023-12-15 | 2024-12-15 | Solar Panels | Hanwha | Â # Q.PEAK DUO BLK ML-G10+/TS 405 |  | 0.405 | 13 | 347 | 30 |  | Fixed | Roof
NJADRE1555053620 | Administratively Determined Incentive Program | NEPTUNE | 7753 | 17 | 6.3 | Residential | Behind the Meter | Yes | Net Metered Residential | EMT Renewables |  | JCP&L | Accepted | 2023-11-15 | 2023-12-15 | 2024-12-15 | Inverters | ENPHASE | IQ7x | 315 |  | 15 |  |  | 0.98 |  | Other | UNDER EACH PANEL
NJADRE1555053620 | Administratively Determined Incentive Program | NEPTUNE | 7753 | 17 | 6.3 | Residential | Behind the Meter | Yes | Net Metered Residential | EMT Renewables |  | JCP&L | Accepted | 2023-11-15 | 2023-12-15 | 2024-12-15 | Solar Panels | REC ALPHA | REC 420 |  | 0.42 | 10 | 186 | 23 |  | Fixed | Roof
NJADRE1555053620 | Administratively Determined Incentive Program | NEPTUNE | 7753 | 17 | 6.3 | Residential | Behind the Meter | Yes | Net Metered Residential | EMT Renewables |  | JCP&L | Accepted | 2023-11-15 | 2023-12-15 | 2024-12-15 | Solar Panels | REC ALPHA | REC 420 |  | 0.42 | 5 | 186 | 23 |  | Fixed | Roof
NJADRE1555053722 | Administratively Determined Incentive Program | NEW BRUNSWICK | 8901 | 11 | 8.91 | Residential | Behind the Meter | Yes | Net Metered Residential | Trinity Solar |  | PSE&G | Accepted | 2023-11-15 | 2023-12-18 | 2024-12-18 | Inverters | solar edge | SE7600H-US | 7600 |  | 1 |  |  | 0.97 |  | Outside
NJADRE1555053722 | Administratively Determined Incentive Program | NEW BRUNSWICK | 8901 | 11 | 8.91 | Residential | Behind the Meter | Yes | Net Metered Residential | Trinity Solar |  | PSE&G | Accepted | 2023-11-15 | 2023-12-18 | 2024-12-18 | Solar Panels | HANWHA 405 ( Q.PEAK DUO BLK ML-G10+405) | HANWHA 405 ( Q.PEAK DUO BLK ML-G10+405) |  | 0.405 | 12 | 224 | 43 |  | Fixed | Roof
NJADRE1555053722 | Administratively Determined Incentive Program | NEW BRUNSWICK | 8901 | 11 | 8.91 | Residential | Behind the Meter | Yes | Net Metered Residential | Trinity Solar |  | PSE&G | Accepted | 2023-11-15 | 2023-12-18 | 2024-12-18 | Solar Panels | HANWHA 405 ( Q.PEAK DUO BLK ML-G10+405) | HANWHA 405 ( Q.PEAK DUO BLK ML-G10+405) |  | 0.405 | 6 | 224 | 5 |  | Fixed | Roof
NJADRE1555053722 | Administratively Determined Incentive Program | NEW BRUNSWICK | 8901 | 11 | 8.91 | Residential | Behind the Meter | Yes | Net Metered Residential | Trinity Solar |  | PSE&G | Accepted | 2023-11-15 | 2023-12-18 | 2024-12-18 | Solar Panels | HANWHA 405 ( Q.PEAK DUO BLK ML-G10+405) | HANWHA 405 ( Q.PEAK DUO BLK ML-G10+405) |  | 0.405 | 4 | 224 | 18 |  | Fixed | Roof
NJADRE1555053748 | Administratively Determined Incentive Program | SOUTH RIVER | 8882 | 11 | 6.32 | Residential | Behind the Meter | No | Net Metered Residential | Bright Planet Solar |  | South River | Accepted | 2023-11-15 | 2023-12-15 | 2024-12-15 | Inverters | Solar Edge | SE5000H-USRGM | 5000 |  | 1 |  |  | 0.98 |  | Outdoor | OUTSIDE
NJADRE1555053748 | Administratively Determined Incentive Program | SOUTH RIVER | 8882 | 11 | 6.32 | Residential | Behind the Meter | No | Net Metered Residential | Bright Planet Solar |  | South River | Accepted | 2023-11-15 | 2023-12-15 | 2024-12-15 | Solar Panels | Canadian Solar | CS3N-395MS |  | 0.395 | 11 | 33 | 37 |  | Fixed | Roof
NJADRE1555053748 | Administratively Determined Incentive Program | SOUTH RIVER | 8882 | 11 | 6.32 | Residential | Behind the Meter | No | Net Metered Residential | Bright Planet Solar |  | South River | Accepted | 2023-11-15 | 2023-12-15 | 2024-12-15 | Solar Panels | Canadian Solar | CS3N-395MS |  | 0.395 | 3 | 212 | 37 |  | Fixed | Roof
NJADRE1555053748 | Administratively Determined Incentive Program | SOUTH RIVER | 8882 | 11 | 6.32 | Residential | Behind the Meter | No | Net Metered Residential | Bright Planet Solar |  | South River | Accepted | 2023-11-15 | 2023-12-15 | 2024-12-15 | Solar Panels | Canadian Solar | CS3N-395MS |  | 0.395 | 2 | 211 | 5 |  | Fixed | Roof
NJADRE1555053763 | Administratively Determined Incentive Program | MANVILLE | 8835 | 5 | 2.31 | Residential | Behind the Meter | Yes | Net Metered Residential | Freedom Forever New Jersey LLC |  | PSE&G | Accepted | 2023-11-15 | 2023-12-18 | 2024-12-18 | Inverters | Solar Edge | SE3800H-USRGM | 3800 |  | 1 |  |  | 0.99 |  | Outdoor
NJADRE1555053763 | Administratively Determined Incentive Program | MANVILLE | 8835 | 5 | 2.31 | Residential | Behind the Meter | Yes | Net Metered Residential | Freedom Forever New Jersey LLC |  | PSE&G | Accepted | 2023-11-15 | 2023-12-18 | 2024-12-18 | Solar Panels | Jinko Solar | JKM385M-6RL3-B |  | 0.385 | 6 | 252 | 22 |  | Fixed | Roof
NJADRE1555053812 | Administratively Determined Incentive Program | UNION | 7083 | 10 | 10.4 | Residential | Behind the Meter | Yes | Net Metered Residential | Freedom Forever New Jersey LLC |  | PSE&G | Accepted | 2023-11-15 | 2023-12-18 | 2024-12-18 | Inverters | Solar Edge | SE10000H-USRGM | 10000 |  | 1 |  |  | 0.99 |  | Outdoor
NJADRE1555053812 | Administratively Determined Incentive Program | UNION | 7083 | 10 | 10.4 | Residential | Behind the Meter | Yes | Net Metered Residential | Freedom Forever New Jersey LLC |  | PSE&G | Accepted | 2023-11-15 | 2023-12-18 | 2024-12-18 | Solar Panels | Jinko Solar | JKM385M-6RL3-B |  | 0.385 | 1 | 131 | 40 |  | Fixed | Roof
NJADRE1555053812 | Administratively Determined Incentive Program | UNION | 7083 | 10 | 10.4 | Residential | Behind the Meter | Yes | Net Metered Residential | Freedom Forever New Jersey LLC |  | PSE&G | Accepted | 2023-11-15 | 2023-12-18 | 2024-12-18 | Solar Panels | Jinko Solar | JKM385M-6RL3-B |  | 0.385 | 17 | 41 | 40 |  | Fixed | Roof
NJADRE1555053812 | Administratively Determined Incentive Program | UNION | 7083 | 10 | 10.4 | Residential | Behind the Meter | Yes | Net Metered Residential | Freedom Forever New Jersey LLC |  | PSE&G | Accepted | 2023-11-15 | 2023-12-18 | 2024-12-18 | Solar Panels | Jinko Solar | JKM385M-6RL3-B |  | 0.385 | 6 | 221 | 40 |  | Fixed | Roof
NJADRE1555053812 | Administratively Determined Incentive Program | UNION | 7083 | 10 | 10.4 | Residential | Behind the Meter | Yes | Net Metered Residential | Freedom Forever New Jersey LLC |  | PSE&G | Accepted | 2023-11-15 | 2023-12-18 | 2024-12-18 | Solar Panels | Jinko Solar | JKM385M-6RL3-B |  | 0.385 | 3 | 221 | 40 |  | Fixed | Roof
NJADRE1555053854 | Administratively Determined Incentive Program | SOMERVILLE | 8876 | 5 | 9.72 | Residential | Behind the Meter | No | Net Metered Residential | EMT Renewables |  | PSE&G | Accepted | 2023-11-15 | 2023-12-18 | 2024-12-18 | Inverters | ENPHASE | IQ8+ | 290 |  | 24 |  |  | 0.98 |  | Other | UNDER EACH PANEL
NJADRE1555053854 | Administratively Determined Incentive Program | SOMERVILLE | 8876 | 5 | 9.72 | Residential | Behind the Meter | No | Net Metered Residential | EMT Renewables |  | PSE&G | Accepted | 2023-11-15 | 2023-12-18 | 2024-12-18 | Solar Panels | Q PEAK | Q PEAK DUO BLK |  | 0.405 | 11 | 274 | 23 |  | Fixed | Roof
NJADRE1555053854 | Administratively Determined Incentive Program | SOMERVILLE | 8876 | 5 | 9.72 | Residential | Behind the Meter | No | Net Metered Residential | EMT Renewables |  | PSE&G | Accepted | 2023-11-15 | 2023-12-18 | 2024-12-18 | Solar Panels | Q CELLS | Q PEAK DUO BLK |  | 0.405 | 6 | 184 | 24 |  | Fixed | Roof
NJADRE1555053854 | Administratively Determined Incentive Program | SOMERVILLE | 8876 | 5 | 9.72 | Residential | Behind the Meter | No | Net Metered Residential | EMT Renewables |  | PSE&G | Accepted | 2023-11-15 | 2023-12-18 | 2024-12-18 | Solar Panels | Q CELLS | Q PEAK DUO BLK |  | 0.405 | 7 | 4 | 24 |  | Fixed | Roof
NJADRE1555053886 | Administratively Determined Incentive Program | COLLINGSWOOD | 8108 | 14 | 5.2 | Residential | Behind the Meter | No | Net Metered Residential | SunPower Corporation, Systems |  | PSE&G | Accepted | 2023-11-15 | 2023-12-18 | 2024-12-18 | Solar Panels | WAAREE ENERGIES LIMITED | WSMDI-400 |  | 0.4 | 1 | 156 | 40 |  | Fixed | Roof
NJADRE1555053886 | Administratively Determined Incentive Program | COLLINGSWOOD | 8108 | 14 | 5.2 | Residential | Behind the Meter | No | Net Metered Residential | SunPower Corporation, Systems |  | PSE&G | Accepted | 2023-11-15 | 2023-12-18 | 2024-12-18 | Solar Panels | WAAREE ENERGIES LIMITED | WSMDI-400 |  | 0.4 | 9 | 156 | 40 |  | Fixed | Roof
NJADRE1555053886 | Administratively Determined Incentive Program | COLLINGSWOOD | 8108 | 14 | 5.2 | Residential | Behind the Meter | No | Net Metered Residential | SunPower Corporation, Systems |  | PSE&G | Accepted | 2023-11-15 | 2023-12-18 | 2024-12-18 | Solar Panels | WAAREE ENERGIES LIMITED | WSMDI-400 |  | 0.4 | 3 | 156 | 40 |  | Fixed | Roof
NJADRE1555053886 | Administratively Determined Incentive Program | COLLINGSWOOD | 8108 | 14 | 5.2 | Residential | Behind the Meter | No | Net Metered Residential | SunPower Corporation, Systems |  | PSE&G | Accepted | 2023-11-15 | 2023-12-18 | 2024-12-18 | Inverters | Enphase | IQ7HS-66-M-US | 384 |  | 13 |  |  | 0.97 |  | Other | Under Each Panel
NJADRE1555053889 | Administratively Determined Incentive Program | WAYNE | 7470 | 6 | 11.75 | Residential | Behind the Meter | No | Net Metered Residential | Tesla Energy Operations Inc |  | PSE&G | Accepted | 2023-11-15 | 2023-12-18 | 2024-12-18 | Inverters | Tesla | 1538000-45-A | 7600 |  | 1 |  |  | 0.98 |  | Indoor
NJADRE1555053889 | Administratively Determined Incentive Program | WAYNE | 7470 | 6 | 11.75 | Residential | Behind the Meter | No | Net Metered Residential | Tesla Energy Operations Inc |  | PSE&G | Accepted | 2023-11-15 | 2023-12-18 | 2024-12-18 | Inverters | Tesla | 1538000-45-A | 5000 |  | 1 |  |  | 0.98 |  | Indoor
NJADRE1555053889 | Administratively Determined Incentive Program | WAYNE | 7470 | 6 | 11.75 | Residential | Behind the Meter | No | Net Metered Residential | Tesla Energy Operations Inc |  | PSE&G | Accepted | 2023-11-15 | 2023-12-18 | 2024-12-18 | Solar Panels | Hanwha | Â # Q.PEAK DUO BLK ML-G10+/TS 405 |  | 0.405 | 17 | 48 | 30 |  | Fixed | Roof
NJADRE1555053889 | Administratively Determined Incentive Program | WAYNE | 7470 | 6 | 11.75 | Residential | Behind the Meter | No | Net Metered Residential | Tesla Energy Operations Inc |  | PSE&G | Accepted | 2023-11-15 | 2023-12-18 | 2024-12-18 | Solar Panels | Hanwha | Â # Q.PEAK DUO BLK ML-G10+/TS 405 |  | 0.405 | 10 | 228 | 30 |  | Fixed | Roof
NJADRE1555053889 | Administratively Determined Incentive Program | WAYNE | 7470 | 6 | 11.75 | Residential | Behind the Meter | No | Net Metered Residential | Tesla Energy Operations Inc |  | PSE&G | Accepted | 2023-11-15 | 2023-12-18 | 2024-12-18 | Solar Panels | Hanwha | Â # Q.PEAK DUO BLK ML-G10+/TS 405 |  | 0.405 | 2 | 229 | 31 |  | Fixed | Roof
NJADRE1555053897 | Administratively Determined Incentive Program | SECAUCUS | 7094 | 8 | 210.65 | Municipality | Behind the Meter | No | Small Net-Metered Non-Residential located on Rooftop, Carport, Canopy and Floating Solar | Schneider Electric |  | PSE&G | Accepted | 2023-11-15 | 2023-12-14 | 2024-12-14 | Solar Panels | Solar America | S4A550-144MH10STT-550 |  | 0.55 | 383 | 122,33,212,302 | 5 |  | Fixed | Roof
NJADRE1555053897 | Administratively Determined Incentive Program | SECAUCUS | 7094 | 8 | 210.65 | Municipality | Behind the Meter | No | Small Net-Metered Non-Residential located on Rooftop, Carport, Canopy and Floating Solar | Schneider Electric |  | PSE&G | Accepted | 2023-11-15 | 2023-12-14 | 2024-12-14 | Inverters | Goodwe | GW50K-SMT-US | 50 |  | 4 |  |  | 0.985 |  | Outdoor
NJADRE1555053897 | Administratively Determined Incentive Program | SECAUCUS | 7094 | 8 | 210.65 | Municipality | Behind the Meter | No | Small Net-Metered Non-Residential located on Rooftop, Carport, Canopy and Floating Solar | Schneider Electric |  | PSE&G | Accepted | 2023-11-15 | 2023-12-14 | 2024-12-14 | Meters | Goodwe | Smart Energy Management System |  |  | 1 |  |  |  | Yes | Outdoor
NJADRE1555053902 | Administratively Determined Incentive Program | ENGLEWOOD | 7631 | 7 | 3.16 | Residential | Behind the Meter | No | Net Metered Residential | Bright Planet Solar |  | PSE&G | Accepted | 2023-11-15 | 2023-12-18 | 2024-12-18 | Inverters | Solar Edge | SE3000H-USRGM | 3000 |  | 1 |  |  | 0.98 |  | Outdoor | OUTSIDE
NJADRE1555053902 | Administratively Determined Incentive Program | ENGLEWOOD | 7631 | 7 | 3.16 | Residential | Behind the Meter | No | Net Metered Residential | Bright Planet Solar |  | PSE&G | Accepted | 2023-11-15 | 2023-12-18 | 2024-12-18 | Solar Panels | Canadian Solar | CS3N-395MS |  | 0.395 | 1 | 211 | 5 |  | Fixed | Roof
NJADRE1555053902 | Administratively Determined Incentive Program | ENGLEWOOD | 7631 | 7 | 3.16 | Residential | Behind the Meter | No | Net Metered Residential | Bright Planet Solar |  | PSE&G | Accepted | 2023-11-15 | 2023-12-18 | 2024-12-18 | Solar Panels | Canadian Solar | CS3N-395MS |  | 0.395 | 3 | 128 | 5 |  | Fixed | Roof
NJADRE1555053902 | Administratively Determined Incentive Program | ENGLEWOOD | 7631 | 7 | 3.16 | Residential | Behind the Meter | No | Net Metered Residential | Bright Planet Solar |  | PSE&G | Accepted | 2023-11-15 | 2023-12-18 | 2024-12-18 | Solar Panels | Canadian Solar | CS3N-395MS |  | 0.395 | 2 | 37 | 5 |  | Fixed | Roof
NJADRE1555053902 | Administratively Determined Incentive Program | ENGLEWOOD | 7631 | 7 | 3.16 | Residential | Behind the Meter | No | Net Metered Residential | Bright Planet Solar |  | PSE&G | Accepted | 2023-11-15 | 2023-12-18 | 2024-12-18 | Solar Panels | Canadian Solar | CS3N-395MS |  | 0.395 | 2 | 308 | 5 |  | Fixed | Roof
NJADRE1555053945 | Administratively Determined Incentive Program | BLACKWOOD | 8012 | 14 | 6.48 | Residential | Behind the Meter | Yes | Net Metered Residential | SunnyMac LLC |  | AC Electric | Accepted | 2023-11-15 | 2023-12-18 | 2024-12-18 | Solar Panels | Q.PEAK DUO BLK ML-G10+ 405 | HANWHA |  | 0.405 | 16 | 158 | 19 |  | Fixed | Roof
NJADRE1555053945 | Administratively Determined Incentive Program | BLACKWOOD | 8012 | 14 | 6.48 | Residential | Behind the Meter | Yes | Net Metered Residential | SunnyMac LLC |  | AC Electric | Accepted | 2023-11-15 | 2023-12-18 | 2024-12-18 | Inverters | SE6000H-US | Solaredge | 6000 |  | 1 |  |  | 0.1 |  | Outdoor | next to meter
NJADRE1555053958 | Administratively Determined Incentive Program | PATERSON | 7501 | 6 | 13.2 | Residential | Behind the Meter | Yes | Net Metered Residential | Pro Custom Solar dba Momentum Solar |  | PSE&G | Accepted | 2023-11-15 | 2023-12-18 | 2024-12-18 | Solar Panels | Â Q. PEAK DUO BLK-G10+400 | hawnha |  | 0.4 | 22 | 193 | 45 |  | Fixed | Roof
NJADRE1555053958 | Administratively Determined Incentive Program | PATERSON | 7501 | 6 | 13.2 | Residential | Behind the Meter | Yes | Net Metered Residential | Pro Custom Solar dba Momentum Solar |  | PSE&G | Accepted | 2023-11-15 | 2023-12-18 | 2024-12-18 | Solar Panels | Â Q. PEAK DUO BLK-G10+400 | hanwha |  | 0.4 | 11 | 13 | 45 |  | Fixed | Roof
NJADRE1555053958 | Administratively Determined Incentive Program | PATERSON | 7501 | 6 | 13.2 | Residential | Behind the Meter | Yes | Net Metered Residential | Pro Custom Solar dba Momentum Solar |  | PSE&G | Accepted | 2023-11-15 | 2023-12-18 | 2024-12-18 | Inverters | IQ8PLUS-72-2-US | enphase | 290 |  | 33 |  |  | 0.97 |  | Outdoor
NJADRE1555053999 | Administratively Determined Incentive Program | Livingston | 7039 | 9 | 11.75 | Residential | Behind the Meter | No | Net Metered Residential | Tesla Energy Operations Inc |  | JCP&L | Accepted | 2023-11-15 | 2023-12-18 | 2024-12-18 | Inverters | Tesla Inc | 1538000-45-A | 7600 |  | 1 |  |  | 0.98 |  | Outside
NJADRE1555053999 | Administratively Determined Incentive Program | Livingston | 7039 | 9 | 11.75 | Residential | Behind the Meter | No | Net Metered Residential | Tesla Energy Operations Inc |  | JCP&L | Accepted | 2023-11-15 | 2023-12-18 | 2024-12-18 | Inverters | Tesla Inc | 1538000-38-A | 3800 |  | 1 |  |  | 0.98 |  | Outside
NJADRE1555053999 | Administratively Determined Incentive Program | Livingston | 7039 | 9 | 11.75 | Residential | Behind the Meter | No | Net Metered Residential | Tesla Energy Operations Inc |  | JCP&L | Accepted | 2023-11-15 | 2023-12-18 | 2024-12-18 | Solar Panels | Hanwha | Q.PEAK DUO BLK ML-G10+/TS 405 |  | 0.405 | 6 | 133 | 40 |  | Fixed | Roof
NJADRE1555053999 | Administratively Determined Incentive Program | Livingston | 7039 | 9 | 11.75 | Residential | Behind the Meter | No | Net Metered Residential | Tesla Energy Operations Inc |  | JCP&L | Accepted | 2023-11-15 | 2023-12-18 | 2024-12-18 | Solar Panels | Hanwha | Q.PEAK DUO BLK ML-G10+/TS 405 |  | 0.405 | 6 | 134 | 40 |  | Fixed | Roof
NJADRE1555053999 | Administratively Determined Incentive Program | Livingston | 7039 | 9 | 11.75 | Residential | Behind the Meter | No | Net Metered Residential | Tesla Energy Operations Inc |  | JCP&L | Accepted | 2023-11-15 | 2023-12-18 | 2024-12-18 | Solar Panels | Hanwha | Q.PEAK DUO BLK ML-G10+/TS 405 |  | 0.405 | 8 | 313 | 40 |  | Fixed | Roof
NJADRE1555053999 | Administratively Determined Incentive Program | Livingston | 7039 | 9 | 11.75 | Residential | Behind the Meter | No | Net Metered Residential | Tesla Energy Operations Inc |  | JCP&L | Accepted | 2023-11-15 | 2023-12-18 | 2024-12-18 | Solar Panels | Hanwha | Q.PEAK DUO BLK ML-G10+/TS 405 |  | 0.405 | 9 | 313 | 40 |  | Fixed | Roof
NJADRE1555054001 | Administratively Determined Incentive Program | TURNERSVILLE | 8012 | 14 | 11.75 | Residential | Behind the Meter | Yes | Net Metered Residential | SunnyMac LLC |  | AC Electric | Accepted | 2023-11-15 | 2023-12-18 | 2024-12-18 | Solar Panels | Q.PEAK DUO BLK ML-G10+ 405 | HANWHA |  | 0.405 | 15 | 201 | 32 |  | Fixed | Roof
NJADRE1555054001 | Administratively Determined Incentive Program | TURNERSVILLE | 8012 | 14 | 11.75 | Residential | Behind the Meter | Yes | Net Metered Residential | SunnyMac LLC |  | AC Electric | Accepted | 2023-11-15 | 2023-12-18 | 2024-12-18 | Solar Panels | Q.PEAK DUO BLK ML-G10+ 405 | HANWHA |  | 0.405 | 14 | 201 | 21 |  | Fixed | Roof
NJADRE1555054001 | Administratively Determined Incentive Program | TURNERSVILLE | 8012 | 14 | 11.75 | Residential | Behind the Meter | Yes | Net Metered Residential | SunnyMac LLC |  | AC Electric | Accepted | 2023-11-15 | 2023-12-18 | 2024-12-18 | Inverters | SE10000H-US | Solaredge | 10000 |  | 1 |  |  | 0.1 |  | Outdoor | next to meter
NJADRE1555054012 | Administratively Determined Incentive Program | NORTH CALDWELL | 7006 | 9 | 8.91 | Residential | Behind the Meter | No | Net Metered Residential | EMT Renewables |  | PSE&G | Accepted | 2023-11-15 | 2023-12-18 | 2024-12-18 | Inverters | ENPHASE | IQ8+ | 290 |  | 22 |  |  | 0.98 |  | Other | UNDER EACH PANEL
NJADRE1555054012 | Administratively Determined Incentive Program | NORTH CALDWELL | 7006 | 9 | 8.91 | Residential | Behind the Meter | No | Net Metered Residential | EMT Renewables |  | PSE&G | Accepted | 2023-11-15 | 2023-12-18 | 2024-12-18 | Solar Panels | Q CELLS | Q PEAK DUO BLK |  | 0.405 | 22 | 219 | 29 |  | Fixed | Roof
NJADRE1555054015 | Administratively Determined Incentive Program | GERMANIA | 8215 | 19 | 7.47 | Residential | Behind the Meter | No | Net Metered Residential | Kaitanna Solar, LLC |  | AC Electric | Accepted | 2023-12-05 | 2024-01-10 | 2025-01-10 | Solar Panels | Trina | TSM-NE09RC.05 |  | 0.415 | 18 | 163163 | 27 |  | Fixed | Roof
NJADRE1555054015 | Administratively Determined Incentive Program | GERMANIA | 8215 | 19 | 7.47 | Residential | Behind the Meter | No | Net Metered Residential | Kaitanna Solar, LLC |  | AC Electric | Accepted | 2023-12-05 | 2024-01-10 | 2025-01-10 | Inverters | Enphase | IQ8Plus | 290 |  | 18 |  |  | 0.97 |  | Outdoor | Under module
NJADRE1555054015 | Administratively Determined Incentive Program | GERMANIA | 8215 | 19 | 7.47 | Residential | Behind the Meter | No | Net Metered Residential | Kaitanna Solar, LLC |  | AC Electric | Accepted | 2023-12-05 | 2024-01-10 | 2025-01-10 | Meters | Enphase | IQ Combiner 4 |  |  | 1 |  |  |  | Yes | Outdoor
NJADRE1555054058 | Administratively Determined Incentive Program | IRVINGTON | 7111 | 9 | 2.8 | Residential | Behind the Meter | Yes | Net Metered Residential | Pro Custom Solar dba Momentum Solar |  | PSE&G | Accepted | 2023-11-15 | 2023-12-18 | 2024-12-18 | Solar Panels | HANWHA | Q. PEAK DUO BLK ML-G10+400 |  | 0.4 | 3 | 31 | 45 |  | Fixed | Roof
NJADRE1555054058 | Administratively Determined Incentive Program | IRVINGTON | 7111 | 9 | 2.8 | Residential | Behind the Meter | Yes | Net Metered Residential | Pro Custom Solar dba Momentum Solar |  | PSE&G | Accepted | 2023-11-15 | 2023-12-18 | 2024-12-18 | Solar Panels | HANWHA | Q. PEAK DUO BLK ML-G10+400 |  | 0.4 | 4 | 211 | 45 |  | Fixed | Roof
NJADRE1555054058 | Administratively Determined Incentive Program | IRVINGTON | 7111 | 9 | 2.8 | Residential | Behind the Meter | Yes | Net Metered Residential | Pro Custom Solar dba Momentum Solar |  | PSE&G | Accepted | 2023-11-15 | 2023-12-18 | 2024-12-18 | Inverters | ENPHASE | IQ8PLUS-72-2-US | 290 |  | 7 |  |  | 0.97 |  | Outdoor
NJADRE1555054148 | Administratively Determined Incentive Program | SADDLE BROOK | 7663 | 7 | 6.08 | Residential | Behind the Meter | Yes | Net Metered Residential | Sunrun Installation Services, Inc. |  | PSE&G | Accepted | 2023-11-15 | 2023-12-18 | 2024-12-18 | Inverters | Delta Electronics | E6-TL-US | 6000 |  | 1 |  |  | 0.975 |  | Outdoor | next to meter
NJADRE1555054148 | Administratively Determined Incentive Program | SADDLE BROOK | 7663 | 7 | 6.08 | Residential | Behind the Meter | Yes | Net Metered Residential | Sunrun Installation Services, Inc. |  | PSE&G | Accepted | 2023-11-15 | 2023-12-18 | 2024-12-18 | Solar Panels | HANWHA Q-CELLS | Q.PEAK DUO BLK ML-G10+ 405 |  | 0.405 | 15 | 163 | 14 |  | Fixed | Roof
NJADRE1555054151 | Administratively Determined Incentive Program | CAMDEN | 8105 | 14 | 4.8 | Residential | Behind the Meter | Yes | Net Metered Residential | Solar Mite Solutions |  | PSE&G | Accepted | 2023-11-15 | 2023-12-18 | 2024-12-18 | Inverters | Enphase | IQ8PLUS-72-2 | 290 |  | 12 |  |  | 0.98 |  | Outdoor
NJADRE1555054151 | Administratively Determined Incentive Program | CAMDEN | 8105 | 14 | 4.8 | Residential | Behind the Meter | Yes | Net Metered Residential | Solar Mite Solutions |  | PSE&G | Accepted | 2023-11-15 | 2023-12-18 | 2024-12-18 | Solar Panels | Canadian Solar | CS6R |  | 0.4 | 12 | 240 | 45 |  | Fixed | Roof | Array 1
NJADRE1555054421 | Administratively Determined Incentive Program | JAMESBURG | 8831 | 11 | 13.44 | Residential | Behind the Meter | Yes | Net Metered Residential | EMT Renewables |  | JCP&L | Accepted | 2023-11-15 | 2023-12-18 | 2024-12-18 | Inverters | ENPHASE | IQ7x | 315 |  | 32 |  |  | 0.98 |  | Other | UNDER EACH PANEL
NJADRE1555054421 | Administratively Determined Incentive Program | JAMESBURG | 8831 | 11 | 13.44 | Residential | Behind the Meter | Yes | Net Metered Residential | EMT Renewables |  | JCP&L | Accepted | 2023-11-15 | 2023-12-18 | 2024-12-18 | Solar Panels | REC ALPHA | REC 420 |  | 0.42 | 9 | 178 | 33 |  | Fixed | Roof
NJADRE1555054421 | Administratively Determined Incentive Program | JAMESBURG | 8831 | 11 | 13.44 | Residential | Behind the Meter | Yes | Net Metered Residential | EMT Renewables |  | JCP&L | Accepted | 2023-11-15 | 2023-12-18 | 2024-12-18 | Solar Panels | REC ALPHA | REC 420 |  | 0.42 | 5 | 88 | 11 |  | Fixed | Roof
NJADRE1555054421 | Administratively Determined Incentive Program | JAMESBURG | 8831 | 11 | 13.44 | Residential | Behind the Meter | Yes | Net Metered Residential | EMT Renewables |  | JCP&L | Accepted | 2023-11-15 | 2023-12-18 | 2024-12-18 | Solar Panels | REC ALPHA | REC 420 |  | 0.42 | 5 | 268 | 36 |  | Fixed | Roof
NJADRE1555054421 | Administratively Determined Incentive Program | JAMESBURG | 8831 | 11 | 13.44 | Residential | Behind the Meter | Yes | Net Metered Residential | EMT Renewables |  | JCP&L | Accepted | 2023-11-15 | 2023-12-18 | 2024-12-18 | Solar Panels | REC ALPHA | REC 420 |  | 0.42 | 4 | 270 | 9 |  | Fixed | Roof
NJADRE1555054421 | Administratively Determined Incentive Program | JAMESBURG | 8831 | 11 | 13.44 | Residential | Behind the Meter | Yes | Net Metered Residential | EMT Renewables |  | JCP&L | Accepted | 2023-11-15 | 2023-12-18 | 2024-12-18 | Solar Panels | REC ALPHA | REC 420 |  | 0.42 | 3 | 180 | 21 |  | Fixed | Roof
NJADRE1555054421 | Administratively Determined Incentive Program | JAMESBURG | 8831 | 11 | 13.44 | Residential | Behind the Meter | Yes | Net Metered Residential | EMT Renewables |  | JCP&L | Accepted | 2023-11-15 | 2023-12-18 | 2024-12-18 | Solar Panels | REC ALPHA | REC 420 |  | 0.42 | 2 | 0 | 21 |  | Fixed | Roof
NJADRE1555054421 | Administratively Determined Incentive Program | JAMESBURG | 8831 | 11 | 13.44 | Residential | Behind the Meter | Yes | Net Metered Residential | EMT Renewables |  | JCP&L | Accepted | 2023-11-15 | 2023-12-18 | 2024-12-18 | Solar Panels | REC ALPHA | REC 420 |  | 0.42 | 4 | 90 | 31 |  | Fixed | Roof
NJADRE1555054432 | Administratively Determined Incentive Program | EDISON | 8820 | 11 | 18.23 | Residential | Behind the Meter | No | Net Metered Residential | Tesla Energy Operations Inc |  | PSE&G | Accepted | 2023-11-15 | 2023-12-18 | 2024-12-18 | Inverters | Tesla | 1850000-00-C | 7600 |  | 2 |  |  | 0.98 |  | Outside
NJADRE1555054432 | Administratively Determined Incentive Program | EDISON | 8820 | 11 | 18.23 | Residential | Behind the Meter | No | Net Metered Residential | Tesla Energy Operations Inc |  | PSE&G | Accepted | 2023-11-15 | 2023-12-18 | 2024-12-18 | Solar Panels | Hanwha | Q.PEAK DUO BLK ML-G10+/TS 405 |  | 0.405 | 23 | 242 | 36 |  | Fixed | Roof
NJADRE1555054432 | Administratively Determined Incentive Program | EDISON | 8820 | 11 | 18.23 | Residential | Behind the Meter | No | Net Metered Residential | Tesla Energy Operations Inc |  | PSE&G | Accepted | 2023-11-15 | 2023-12-18 | 2024-12-18 | Solar Panels | Hanwha | Q.PEAK DUO BLK ML-G10+/TS 405 |  | 0.405 | 22 | 62 | 36 |  | Fixed | Roof
NJADRE1555054432 | Administratively Determined Incentive Program | EDISON | 8820 | 11 | 18.23 | Residential | Behind the Meter | No | Net Metered Residential | Tesla Energy Operations Inc |  | PSE&G | Accepted | 2023-11-15 | 2023-12-18 | 2024-12-18 | Electric Storage Battery | Tesla | AC Powerwall 2.0 |  |  | 3 |  |  |  | Lithium Ion |  | outside
NJADRE1555054451 | Administratively Determined Incentive Program | TEANECK | 7666 |  | 11.6 | Residential | Behind the Meter | No | Net Metered Residential | Pro Custom Solar dba Momentum Solar |  | PSE&G | Accepted | 2023-11-15 | 2023-12-18 | 2024-12-18 | Solar Panels | HANWHA | Q. PEAK DUO BLK ML-G10+400 |  | 0.4 | 16 | 205 | 22 |  | Fixed | Roof
NJADRE1555054451 | Administratively Determined Incentive Program | TEANECK | 7666 |  | 11.6 | Residential | Behind the Meter | No | Net Metered Residential | Pro Custom Solar dba Momentum Solar |  | PSE&G | Accepted | 2023-11-15 | 2023-12-18 | 2024-12-18 | Solar Panels | HANWHA | Q. PEAK DUO BLK ML-G10+400 |  | 0.4 | 13 | 25 | 22 |  | Fixed | Roof
NJADRE1555054451 | Administratively Determined Incentive Program | TEANECK | 7666 |  | 11.6 | Residential | Behind the Meter | No | Net Metered Residential | Pro Custom Solar dba Momentum Solar |  | PSE&G | Accepted | 2023-11-15 | 2023-12-18 | 2024-12-18 | Inverters | ENPHASE | IQ8PLUS-72-2-US | 290 |  | 29 |  |  | 0.97 |  | Outdoor
NJADRE1555054456 | Administratively Determined Incentive Program | DEPTFORD TWP | 8096 | 15 | 4.86 | Residential | Behind the Meter | No | Net Metered Residential | Tesla Energy Operations Inc |  | PSE&G | Accepted | 2023-11-15 | 2023-12-18 | 2024-12-18 | Solar Panels | Hanwha | Q.PEAK DUO BLK ML-G10+/TS 405 |  | 0.405 | 3 | 90 | 45 |  | Fixed | Roof
NJADRE1555054456 | Administratively Determined Incentive Program | DEPTFORD TWP | 8096 | 15 | 4.86 | Residential | Behind the Meter | No | Net Metered Residential | Tesla Energy Operations Inc |  | PSE&G | Accepted | 2023-11-15 | 2023-12-18 | 2024-12-18 | Solar Panels | Tesla | Q.PEAK DUO BLK ML-G10+/TS 405 |  | 0.405 | 4 | 270 | 45 |  | Fixed | Roof
NJADRE1555054456 | Administratively Determined Incentive Program | DEPTFORD TWP | 8096 | 15 | 4.86 | Residential | Behind the Meter | No | Net Metered Residential | Tesla Energy Operations Inc |  | PSE&G | Accepted | 2023-11-15 | 2023-12-18 | 2024-12-18 | Solar Panels | Hanwha | Q.PEAK DUO BLK ML-G10+/TS 405 |  | 0.405 | 5 | 180 | 33 |  | Fixed | Roof
NJADRE1555054456 | Administratively Determined Incentive Program | DEPTFORD TWP | 8096 | 15 | 4.86 | Residential | Behind the Meter | No | Net Metered Residential | Tesla Energy Operations Inc |  | PSE&G | Accepted | 2023-11-15 | 2023-12-18 | 2024-12-18 | Inverters | Tesla | # 1707000-20-G | 11500 |  | 1 |  |  | 0.97 |  | Outdoor
NJADRE1555054456 | Administratively Determined Incentive Program | DEPTFORD TWP | 8096 | 15 | 4.86 | Residential | Behind the Meter | No | Net Metered Residential | Tesla Energy Operations Inc |  | PSE&G | Accepted | 2023-11-15 | 2023-12-18 | 2024-12-18 | Electric Storage Battery | Tesla | Powerwall3 |  |  | 1 |  |  |  | Lithium Ion |  | OUTSIDE
NJADRE1555054461 | Administratively Determined Incentive Program | Pitman | 8071 | 15 | 8.71 | Residential | Behind the Meter | No | Net Metered Residential | Arthur R. Todd Electrical Contractor |  | AC Electric | Accepted | 2023-12-13 | 2024-01-23 | 2025-01-23 | Inverters | Altenergy Power Systems | DS3-S | 640 |  | 13 |  |  | 0.97 |  | Outdoor
NJADRE1555054461 | Administratively Determined Incentive Program | Pitman | 8071 | 15 | 8.71 | Residential | Behind the Meter | No | Net Metered Residential | Arthur R. Todd Electrical Contractor |  | AC Electric | Accepted | 2023-12-13 | 2024-01-23 | 2025-01-23 | Solar Panels | Crossroads | CRS 60-335 |  | 0.335 | 26 | 262 | 23 |  | Fixed | Roof
NJADRE1555054461 | Administratively Determined Incentive Program | Pitman | 8071 | 15 | 8.71 | Residential | Behind the Meter | No | Net Metered Residential | Arthur R. Todd Electrical Contractor |  | AC Electric | Accepted | 2023-12-13 | 2024-01-23 | 2025-01-23 | Meters | Itron | C1S |  |  | 1 |  |  |  | Yes | Outdoor
NJADRE1555054477 | Administratively Determined Incentive Program | IRVINGTON | 7111 | 9 | 5.67 | Residential | Behind the Meter | Yes | Net Metered Residential | Trinity Solar Inc. |  | PSE&G | Accepted | 2023-11-15 | 2023-12-18 | 2024-12-18 | Solar Panels | HANWHA 405 (Q.PEAK DUO BLK ML-G10+ 405) | HANWHA 405 (Q.PEAK DUO BLK ML-G10+ 405) |  | 0.405 | 6 | 119 | 27 |  | Fixed | Roof
NJADRE1555054477 | Administratively Determined Incentive Program | IRVINGTON | 7111 | 9 | 5.67 | Residential | Behind the Meter | Yes | Net Metered Residential | Trinity Solar Inc. |  | PSE&G | Accepted | 2023-11-15 | 2023-12-18 | 2024-12-18 | Solar Panels | HANWHA 405 (Q.PEAK DUO BLK ML-G10+ 405) | HANWHA 405 (Q.PEAK DUO BLK ML-G10+ 405) |  | 0.405 | 8 | 299 | 27 |  | Fixed | Roof
NJADRE1555054477 | Administratively Determined Incentive Program | IRVINGTON | 7111 | 9 | 5.67 | Residential | Behind the Meter | Yes | Net Metered Residential | Trinity Solar Inc. |  | PSE&G | Accepted | 2023-11-15 | 2023-12-18 | 2024-12-18 | Inverters | Solar Edge | SE5000H-US | 5000 |  | 1 |  |  | 0.97 |  | Outside
NJADRE1555054564 | Administratively Determined Incentive Program | KEANSBURG | 7734 | 17 | 7.29 | Residential | Behind the Meter | Yes | Net Metered Residential | EMT Renewables |  | JCP&L | Accepted | 2023-11-15 | 2023-12-18 | 2024-12-18 | Inverters | ENPHASE | IQ8+ | 290 |  | 18 |  |  | 0.98 |  | Other | UNDER EACH PANEL
NJADRE1555054564 | Administratively Determined Incentive Program | KEANSBURG | 7734 | 17 | 7.29 | Residential | Behind the Meter | Yes | Net Metered Residential | EMT Renewables |  | JCP&L | Accepted | 2023-11-15 | 2023-12-18 | 2024-12-18 | Solar Panels | Q CELLS | Q PEAK DUO BLK |  | 0.405 | 15 | 259 | 26 |  | Fixed | Roof
NJADRE1555054564 | Administratively Determined Incentive Program | KEANSBURG | 7734 | 17 | 7.29 | Residential | Behind the Meter | Yes | Net Metered Residential | EMT Renewables |  | JCP&L | Accepted | 2023-11-15 | 2023-12-18 | 2024-12-18 | Solar Panels | Q CELLS | Q PEAK DUO BLK |  | 0.405 | 3 | 79 | 26 |  | Fixed | Roof
NJADRE1555054622 | Administratively Determined Incentive Program | ATLANTIC CITY | 8401 | 19 | 11.34 | Residential | Behind the Meter | Yes | Net Metered Residential | EMT Renewables |  | AC Electric | Accepted | 2023-11-15 | 2023-12-18 | 2024-12-18 | Inverters | ENPHASE | IQ8+ | 290 |  | 28 |  |  | 0.98 |  | Other | UNDER EACH PANEL
NJADRE1555054622 | Administratively Determined Incentive Program | ATLANTIC CITY | 8401 | 19 | 11.34 | Residential | Behind the Meter | Yes | Net Metered Residential | EMT Renewables |  | AC Electric | Accepted | 2023-11-15 | 2023-12-18 | 2024-12-18 | Solar Panels | REC ALPHA | REC 405 |  | 0.405 | 23 | 148 | 24 |  | Fixed | Roof
NJADRE1555054622 | Administratively Determined Incentive Program | ATLANTIC CITY | 8401 | 19 | 11.34 | Residential | Behind the Meter | Yes | Net Metered Residential | EMT Renewables |  | AC Electric | Accepted | 2023-11-15 | 2023-12-18 | 2024-12-18 | Solar Panels | REC ALPHA | REC 405 |  | 0.405 | 5 | 328 | 24 |  | Fixed | Roof
NJADRE1555054654 | Administratively Determined Incentive Program | Erial | 8081 | 14 | 13.37 | Residential | Behind the Meter | Yes | Net Metered Residential | Sunrun Installation Services, Inc. |  | AC Electric | Accepted | 2023-11-15 | 2023-12-18 | 2024-12-18 | Inverters | SOLAREDGE TECHNOLOGIES | SE10000H-USSN | 10000 |  | 1 |  |  | 0.99 |  | Outdoor | next to meter
NJADRE1555054654 | Administratively Determined Incentive Program | Erial | 8081 | 14 | 13.37 | Residential | Behind the Meter | Yes | Net Metered Residential | Sunrun Installation Services, Inc. |  | AC Electric | Accepted | 2023-11-15 | 2023-12-18 | 2024-12-18 | Solar Panels | Hanwha Q Cells | Q.PEAK DUO BLK ML-G10+ 405 |  | 0.405 | 12 | 41 | 23 |  | Fixed | Roof
NJADRE1555054654 | Administratively Determined Incentive Program | Erial | 8081 | 14 | 13.37 | Residential | Behind the Meter | Yes | Net Metered Residential | Sunrun Installation Services, Inc. |  | AC Electric | Accepted | 2023-11-15 | 2023-12-18 | 2024-12-18 | Solar Panels | Hanwha Q Cells | Q.PEAK DUO BLK ML-G10+ 405 |  | 0.405 | 10 | 220 | 23 |  | Fixed | Roof
NJADRE1555054654 | Administratively Determined Incentive Program | Erial | 8081 | 14 | 13.37 | Residential | Behind the Meter | Yes | Net Metered Residential | Sunrun Installation Services, Inc. |  | AC Electric | Accepted | 2023-11-15 | 2023-12-18 | 2024-12-18 | Solar Panels | Hanwha Q Cells | Q.PEAK DUO BLK ML-G10+ 405 |  | 0.405 | 5 | 218 | 20 |  | Fixed | Roof
NJADRE1555054654 | Administratively Determined Incentive Program | Erial | 8081 | 14 | 13.37 | Residential | Behind the Meter | Yes | Net Metered Residential | Sunrun Installation Services, Inc. |  | AC Electric | Accepted | 2023-11-15 | 2023-12-18 | 2024-12-18 | Solar Panels | Hanwha Q Cells | Q.PEAK DUO BLK ML-G10+ 405 |  | 0.405 | 6 | 221 | 22 |  | Fixed | Roof
NJADRE1555054669 | Administratively Determined Incentive Program | NORTH BRUNSWICK | 8902 | 11 | 4.05 | Residential | Behind the Meter | Yes | Net Metered Residential | Sunrun Installation Services, Inc. |  | PSE&G | Accepted | 2023-11-15 | 2023-12-18 | 2024-12-18 | Solar Panels | Hanwha Q Cells | Q.PEAK DUO BLK ML-G10+ 405 |  | 0.405 | 3 | 180 | 27 |  | Fixed | Roof
NJADRE1555054669 | Administratively Determined Incentive Program | NORTH BRUNSWICK | 8902 | 11 | 4.05 | Residential | Behind the Meter | Yes | Net Metered Residential | Sunrun Installation Services, Inc. |  | PSE&G | Accepted | 2023-11-15 | 2023-12-18 | 2024-12-18 | Solar Panels | Hanwha Q Cells | Q.PEAK DUO BLK ML-G10+ 405 |  | 0.405 | 7 | 90 | 27 |  | Fixed | Roof
NJADRE1555054669 | Administratively Determined Incentive Program | NORTH BRUNSWICK | 8902 | 11 | 4.05 | Residential | Behind the Meter | Yes | Net Metered Residential | Sunrun Installation Services, Inc. |  | PSE&G | Accepted | 2023-11-15 | 2023-12-18 | 2024-12-18 | Inverters | SolarEdge Technologies | SE3800H-USMN | 3800 |  | 1 |  |  | 0.99 |  | Outdoor
NJADRE1555054686 | Administratively Determined Incentive Program | AVENEL | 7001 | 11 | 6.48 | Residential | Behind the Meter | Yes | Net Metered Residential | Sunrun Installation Services, Inc. |  | PSE&G | Accepted | 2023-11-15 | 2023-12-18 | 2024-12-18 | Inverters | SOLAREDGE TECHNOLOGIES | SE6000H-USSN | 6000 |  | 1 |  |  | 0.99 |  | Outdoor | next to meter
NJADRE1555054686 | Administratively Determined Incentive Program | AVENEL | 7001 | 11 | 6.48 | Residential | Behind the Meter | Yes | Net Metered Residential | Sunrun Installation Services, Inc. |  | PSE&G | Accepted | 2023-11-15 | 2023-12-18 | 2024-12-18 | Solar Panels | Hanwha Q Cells | Q.PEAK DUO BLK ML-G10+ 405 |  | 0.405 | 8 | 274 | 23 |  | Fixed | Roof
NJADRE1555054686 | Administratively Determined Incentive Program | AVENEL | 7001 | 11 | 6.48 | Residential | Behind the Meter | Yes | Net Metered Residential | Sunrun Installation Services, Inc. |  | PSE&G | Accepted | 2023-11-15 | 2023-12-18 | 2024-12-18 | Solar Panels | Hanwha Q Cells | Q.PEAK DUO BLK ML-G10+ 405 |  | 0.405 | 8 | 94 | 25 |  | Fixed | Roof
NJADRE1555054719 | Administratively Determined Incentive Program | HAZLET | 7730 | 17 | 3.24 | Residential | Behind the Meter | Yes | Net Metered Residential | Sunrun Installation Services, Inc. |  | JCP&L | Accepted | 2023-11-15 | 2023-12-20 | 2024-12-20 | Solar Panels | Hanwha Q Cells | Q.PEAK DUO BLK ML-G10+ 405 |  | 0.405 | 8 | 201 | 17 |  | Fixed | Roof
NJADRE1555054719 | Administratively Determined Incentive Program | HAZLET | 7730 | 17 | 3.24 | Residential | Behind the Meter | Yes | Net Metered Residential | Sunrun Installation Services, Inc. |  | JCP&L | Accepted | 2023-11-15 | 2023-12-20 | 2024-12-20 | Inverters | SolarEdge Technologies | SE3800H-USMN | 3800 |  | 1 |  |  | 0.99 |  | Outdoor | NEXT TO METER
NJADRE1555054719 | Administratively Determined Incentive Program | HAZLET | 7730 | 17 | 3.24 | Residential | Behind the Meter | Yes | Net Metered Residential | Sunrun Installation Services, Inc. |  | JCP&L | Accepted | 2023-11-15 | 2023-12-20 | 2024-12-20 | Electric Storage Battery | TESLA | POWERWALL |  |  | 1 |  |  |  | Lithium Ion |  | Outside
NJADRE1555054761 | Administratively Determined Incentive Program | LEONIA | 7605 | 7 | 2.21 | Residential | Behind the Meter | No | Net Metered Residential | GAF Energy |  | PSE&G | Accepted | 2023-11-15 | 2023-12-18 | 2024-12-18 | Inverters | Delta | M4-TL-US | 4000 |  | 1 |  |  | 0.975 |  | Outdoor
NJADRE1555054761 | Administratively Determined Incentive Program | LEONIA | 7605 | 7 | 2.21 | Residential | Behind the Meter | No | Net Metered Residential | GAF Energy |  | PSE&G | Accepted | 2023-11-15 | 2023-12-18 | 2024-12-18 | Solar Panels | GAF Energy | TLS-1 |  | 0.046 | 36 | 218 | 30 |  | Fixed | Roof
NJADRE1555054761 | Administratively Determined Incentive Program | LEONIA | 7605 | 7 | 2.21 | Residential | Behind the Meter | No | Net Metered Residential | GAF Energy |  | PSE&G | Accepted | 2023-11-15 | 2023-12-18 | 2024-12-18 | Solar Panels | GAF Energy | TLS-1 |  | 0.046 | 12 | 218 | 18 |  | Fixed | Roof
NJADRE1555054774 | Administratively Determined Incentive Program | BELLE MEAD | 8502 | 5 | 10.22 | Residential | Behind the Meter | No | Net Metered Residential | Power Home Remodeling |  | PSE&G | Accepted | 2023-11-15 | 2023-12-27 | 2024-12-27 | Inverters | SolarEdge | SE7600H-US | 7600 |  | 1 |  |  | 0.99 |  | Outdoor
NJADRE1555054774 | Administratively Determined Incentive Program | BELLE MEAD | 8502 | 5 | 10.22 | Residential | Behind the Meter | No | Net Metered Residential | Power Home Remodeling |  | PSE&G | Accepted | 2023-11-15 | 2023-12-27 | 2024-12-27 | Meters | SolarEdge | Revenue Grade Data Ansi C12.20 |  |  | 1 |  |  |  | Yes
NJADRE1555054774 | Administratively Determined Incentive Program | BELLE MEAD | 8502 | 5 | 10.22 | Residential | Behind the Meter | No | Net Metered Residential | Power Home Remodeling |  | PSE&G | Accepted | 2023-11-15 | 2023-12-27 | 2024-12-27 | Solar Panels | QCell | Q.PEAK DUO BLK-G10+ 365 |  | 0.365 | 18 | 196 | 31 |  | Fixed | Roof
NJADRE1555054774 | Administratively Determined Incentive Program | BELLE MEAD | 8502 | 5 | 10.22 | Residential | Behind the Meter | No | Net Metered Residential | Power Home Remodeling |  | PSE&G | Accepted | 2023-11-15 | 2023-12-27 | 2024-12-27 | Solar Panels | QCell | Q.PEAK DUO BLK-G10+ 365 |  | 0.365 | 6 | 286 | 38 |  | Fixed | Roof
NJADRE1555054774 | Administratively Determined Incentive Program | BELLE MEAD | 8502 | 5 | 10.22 | Residential | Behind the Meter | No | Net Metered Residential | Power Home Remodeling |  | PSE&G | Accepted | 2023-11-15 | 2023-12-27 | 2024-12-27 | Solar Panels | QCell | Q.PEAK DUO BLK-G10+ 365 |  | 0.365 | 2 | 197 | 20 |  | Fixed | Roof
NJADRE1555054774 | Administratively Determined Incentive Program | BELLE MEAD | 8502 | 5 | 10.22 | Residential | Behind the Meter | No | Net Metered Residential | Power Home Remodeling |  | PSE&G | Accepted | 2023-11-15 | 2023-12-27 | 2024-12-27 | Solar Panels | QCell | Q.PEAK DUO BLK-G10+ 365 |  | 0.365 | 2 | 17 | 20 |  | Fixed | Roof
NJADRE1555054798 | Administratively Determined Incentive Program | JERSEY CITY | 7307 | 8 | 4.98 | Residential | Behind the Meter | Yes | Net Metered Residential | Posigen Developer. LLC |  | PSE&G | Accepted | 2023-11-15 | 2023-12-18 | 2024-12-18 | Solar Panels | Canadian Solar | CS3N-415MS |  | 0.415 | 12 | 116 | 5 |  | Fixed | Roof
NJADRE1555054798 | Administratively Determined Incentive Program | JERSEY CITY | 7307 | 8 | 4.98 | Residential | Behind the Meter | Yes | Net Metered Residential | Posigen Developer. LLC |  | PSE&G | Accepted | 2023-11-15 | 2023-12-18 | 2024-12-18 | Inverters | SolarEdge | SE3800H-US | 3800 |  | 1 |  |  | 0.99 |  | Outside | within ten feet of meter
NJADRE1555054806 | Administratively Determined Incentive Program | FAIR LAWN | 7410 | 7 | 3 | Residential | Behind the Meter | Yes | Net Metered Residential | Sunrun Installation Services, Inc. |  | PSE&G | Accepted | 2023-11-27 | 2023-12-27 | 2024-12-27 | Inverters | SolarEdge Technologies | SE3800H-USMN | 3800 |  | 1 |  |  | 0.96 |  | Outdoor | Next To Meter
NJADRE1555054806 | Administratively Determined Incentive Program | FAIR LAWN | 7410 | 7 | 3 | Residential | Behind the Meter | Yes | Net Metered Residential | Sunrun Installation Services, Inc. |  | PSE&G | Accepted | 2023-11-27 | 2023-12-27 | 2024-12-27 | Solar Panels | Vikram Solar | VSMDHT.60.375.05 |  | 0.375 | 8 | 252 | 27 |  | Fixed | Roof
NJADRE1555054829 | Administratively Determined Incentive Program | SOMERSET | 8873 | 5 | 8.1 | Residential | Behind the Meter | Yes | Net Metered Residential | Sunrun Installation Services, Inc. |  | PSE&G | Accepted | 2023-11-17 | 2023-12-19 | 2024-12-19 | Solar Panels | Hanwha Q-Cells | Q.PEAK DUO BLK ML-G10+ 405 |  | 0.405 | 20 | 218 | 19 |  | Fixed | Roof
NJADRE1555054829 | Administratively Determined Incentive Program | SOMERSET | 8873 | 5 | 8.1 | Residential | Behind the Meter | Yes | Net Metered Residential | Sunrun Installation Services, Inc. |  | PSE&G | Accepted | 2023-11-17 | 2023-12-19 | 2024-12-19 | Inverters | Delta Electronics | E6-TL-US | 5760 |  | 1 |  |  | 0.98 |  | Outdoor
NJADRE1555059843 | Administratively Determined Incentive Program | WOODLAND PARK | 7424 | 6 | 3.24 | Residential | Behind the Meter | Yes | Net Metered Residential | Sunrun Installation Services, Inc. |  | PSE&G | Accepted | 2023-11-15 | 2023-12-18 | 2024-12-18 | Inverters | SolarEdge Technologies | SE3800H-USSN | 3800 |  | 1 |  |  | 0.96 |  | Outdoor | Next To Meter
NJADRE1555059843 | Administratively Determined Incentive Program | WOODLAND PARK | 7424 | 6 | 3.24 | Residential | Behind the Meter | Yes | Net Metered Residential | Sunrun Installation Services, Inc. |  | PSE&G | Accepted | 2023-11-15 | 2023-12-18 | 2024-12-18 | Solar Panels | Hanwha Q Cells | Q.PEAK DUO BLK ML-G10+ 405 |  | 0.405 | 4 | 22 | 36 |  | Fixed | Roof
NJADRE1555059843 | Administratively Determined Incentive Program | WOODLAND PARK | 7424 | 6 | 3.24 | Residential | Behind the Meter | Yes | Net Metered Residential | Sunrun Installation Services, Inc. |  | PSE&G | Accepted | 2023-11-15 | 2023-12-18 | 2024-12-18 | Solar Panels | Hanwha Q Cells | Q.PEAK DUO BLK ML-G10+ 405 |  | 0.405 | 4 | 22 | 24 |  | Fixed | Roof
NJADRE1555063231 | Administratively Determined Incentive Program | GLENDORA | 8029 | 14 | 3.2 | Residential | Behind the Meter | Yes | Net Metered Residential | Suntuity Solar LLC |  | PSE&G | Accepted | 2023-11-20 | 2023-12-21 | 2024-12-21 | Inverters | Enphase | IQ8PLUS-72-2-US | 290 |  | 8 |  |  | 0.97 |  | Outdoor | Behind the PV module
NJADRE1555063231 | Administratively Determined Incentive Program | GLENDORA | 8029 | 14 | 3.2 | Residential | Behind the Meter | Yes | Net Metered Residential | Suntuity Solar LLC |  | PSE&G | Accepted | 2023-11-20 | 2023-12-21 | 2024-12-21 | Solar Panels | SILFAB PRIME | SIL-400 HC+ |  | 0.4 | 8 | 181 | 11 |  | Fixed | Roof
NJADRE1555063242 | Administratively Determined Incentive Program | PATERSON | 7503 | 6 | 6.66 | Residential | Behind the Meter | No | Net Metered Residential | Fusion Solar Energy |  | PSE&G | Accepted | 2023-11-16 | 2023-12-18 | 2024-12-18 | Inverters | ENPHASE | IQ7PLUS-72-2-US | 290 |  | 18 |  |  | 0.94 |  | Outside
NJADRE1555063242 | Administratively Determined Incentive Program | PATERSON | 7503 | 6 | 6.66 | Residential | Behind the Meter | No | Net Metered Residential | Fusion Solar Energy |  | PSE&G | Accepted | 2023-11-16 | 2023-12-18 | 2024-12-18 | Solar Panels | VSUN | VSUN370-120BMH |  | 0.37 | 10 | 127 | 36 |  | Fixed | Roof
NJADRE1555063242 | Administratively Determined Incentive Program | PATERSON | 7503 | 6 | 6.66 | Residential | Behind the Meter | No | Net Metered Residential | Fusion Solar Energy |  | PSE&G | Accepted | 2023-11-16 | 2023-12-18 | 2024-12-18 | Solar Panels | VSUN | VSUN370-120BMH |  | 0.37 | 8 | 307 | 38 |  | Fixed | Roof
NJADRE1555063259 | Administratively Determined Incentive Program | MULLICA HILL | 8062 | 15 | 13.77 | Residential | Behind the Meter | No | Net Metered Residential | Tesla Energy Operations Inc |  | AC Electric | Accepted | 2023-11-16 | 2023-12-19 | 2024-12-19 | Inverters | Tesla Inc | 1538000-45-A | 5000 |  | 1 |  |  | 0.98 |  | Outside
NJADRE1555063259 | Administratively Determined Incentive Program | MULLICA HILL | 8062 | 15 | 13.77 | Residential | Behind the Meter | No | Net Metered Residential | Tesla Energy Operations Inc |  | AC Electric | Accepted | 2023-11-16 | 2023-12-19 | 2024-12-19 | Inverters | Tesla | 1850000-00-C | 7600 |  | 1 |  |  | 0.98 |  | Outside
NJADRE1555063259 | Administratively Determined Incentive Program | MULLICA HILL | 8062 | 15 | 13.77 | Residential | Behind the Meter | No | Net Metered Residential | Tesla Energy Operations Inc |  | AC Electric | Accepted | 2023-11-16 | 2023-12-19 | 2024-12-19 | Solar Panels | Hanwha | Q.PEAK DUO BLK ML-G10+/TS 405 |  | 0.405 | 14 | 184 | 45 |  | Fixed | Roof
NJADRE1555063259 | Administratively Determined Incentive Program | MULLICA HILL | 8062 | 15 | 13.77 | Residential | Behind the Meter | No | Net Metered Residential | Tesla Energy Operations Inc |  | AC Electric | Accepted | 2023-11-16 | 2023-12-19 | 2024-12-19 | Solar Panels | Hanwha | Q.PEAK DUO BLK ML-G10+/TS 405 |  | 0.405 | 9 | 184 | 36 |  | Fixed | Roof
NJADRE1555063259 | Administratively Determined Incentive Program | MULLICA HILL | 8062 | 15 | 13.77 | Residential | Behind the Meter | No | Net Metered Residential | Tesla Energy Operations Inc |  | AC Electric | Accepted | 2023-11-16 | 2023-12-19 | 2024-12-19 | Solar Panels | Hanwha | Q.PEAK DUO BLK ML-G10+/TS 405 |  | 0.405 | 6 | 274 | 45 |  | Fixed | Roof
NJADRE1555063259 | Administratively Determined Incentive Program | MULLICA HILL | 8062 | 15 | 13.77 | Residential | Behind the Meter | No | Net Metered Residential | Tesla Energy Operations Inc |  | AC Electric | Accepted | 2023-11-16 | 2023-12-19 | 2024-12-19 | Solar Panels | Hanwha | Q.PEAK DUO BLK ML-G10+/TS 405 |  | 0.405 | 5 | 94 | 45 |  | Fixed | Roof
NJADRE1555063259 | Administratively Determined Incentive Program | MULLICA HILL | 8062 | 15 | 13.77 | Residential | Behind the Meter | No | Net Metered Residential | Tesla Energy Operations Inc |  | AC Electric | Accepted | 2023-11-16 | 2023-12-19 | 2024-12-19 | Electric Storage Battery | Tesla | AC Powerwall 2.0 |  |  | 2 |  |  |  | Lithium Ion |  | outside
NJADRE1555063285 | Administratively Determined Incentive Program | Rosenhayn | 8352 | 20 | 6.89 | Residential | Behind the Meter | No | Net Metered Residential | EMT Renewables |  | AC Electric | Accepted | 2023-11-16 | 2023-12-18 | 2024-12-18 | Inverters | ENPHASE | IQ8+ | 290 |  | 17 |  |  | 0.98 |  | Other | UNDER EACH PANEL
NJADRE1555063285 | Administratively Determined Incentive Program | Rosenhayn | 8352 | 20 | 6.89 | Residential | Behind the Meter | No | Net Metered Residential | EMT Renewables |  | AC Electric | Accepted | 2023-11-16 | 2023-12-18 | 2024-12-18 | Solar Panels | Q CELLS | Q PEAK DUO BLK |  | 0.405 | 7 | 162 | 20 |  | Fixed | Roof
NJADRE1555063285 | Administratively Determined Incentive Program | Rosenhayn | 8352 | 20 | 6.89 | Residential | Behind the Meter | No | Net Metered Residential | EMT Renewables |  | AC Electric | Accepted | 2023-11-16 | 2023-12-18 | 2024-12-18 | Solar Panels | Q CELLS | Q PEAK DUO BLK |  | 0.405 | 10 | 342 | 20 |  | Fixed | Roof
NJADRE1555063311 | Administratively Determined Incentive Program | RANDOLPH | 7869 | 3 | 7.29 | Residential | Behind the Meter | No | Net Metered Residential | Tesla Energy Operations Inc |  | JCP&L | Accepted | 2023-11-16 | 2023-12-18 | 2024-12-18 | Solar Panels | Hanwha | Q.PEAK DUO BLK ML-G10+/TS 405 |  | 0.405 | 8 | 276 | 23 |  | Fixed | Roof
NJADRE1555063311 | Administratively Determined Incentive Program | RANDOLPH | 7869 | 3 | 7.29 | Residential | Behind the Meter | No | Net Metered Residential | Tesla Energy Operations Inc |  | JCP&L | Accepted | 2023-11-16 | 2023-12-18 | 2024-12-18 | Solar Panels | Hanwha | Q.PEAK DUO BLK ML-G10+/TS 405 |  | 0.405 | 6 | 96 | 23 |  | Fixed | Roof
NJADRE1555063311 | Administratively Determined Incentive Program | RANDOLPH | 7869 | 3 | 7.29 | Residential | Behind the Meter | No | Net Metered Residential | Tesla Energy Operations Inc |  | JCP&L | Accepted | 2023-11-16 | 2023-12-18 | 2024-12-18 | Solar Panels | Q.PEAK DUO BLK ML-G10+/TS 405 | Hanwha |  | 0.405 | 4 | 96 | 23 |  | Fixed | Roof
NJADRE1555063311 | Administratively Determined Incentive Program | RANDOLPH | 7869 | 3 | 7.29 | Residential | Behind the Meter | No | Net Metered Residential | Tesla Energy Operations Inc |  | JCP&L | Accepted | 2023-11-16 | 2023-12-18 | 2024-12-18 | Inverters | Tesla | 1850000-00-C | 7600 |  | 1 |  |  | 0.98 |  | Outdoor
NJADRE1555063311 | Administratively Determined Incentive Program | RANDOLPH | 7869 | 3 | 7.29 | Residential | Behind the Meter | No | Net Metered Residential | Tesla Energy Operations Inc |  | JCP&L | Accepted | 2023-11-16 | 2023-12-18 | 2024-12-18 | Electric Storage Battery | Tesla | AC Powerwall 2.0 |  |  | 2 |  |  |  | Lead Acid |  | OUTSIDE
NJADRE1555063312 | Administratively Determined Incentive Program | MOORESTOWN | 8057 | 13 | 6.48 | Residential | Behind the Meter | No | Net Metered Residential | Tesla Energy Operations Inc |  | PSE&G | Accepted | 2023-11-16 | 2023-12-18 | 2024-12-18 | Inverters | Tesla Inc | 1538000-45-A | 5700 |  | 1 |  |  | 0.98 |  | Outside
NJADRE1555063312 | Administratively Determined Incentive Program | MOORESTOWN | 8057 | 13 | 6.48 | Residential | Behind the Meter | No | Net Metered Residential | Tesla Energy Operations Inc |  | PSE&G | Accepted | 2023-11-16 | 2023-12-18 | 2024-12-18 | Solar Panels | Hanwha | Q.PEAK DUO BLK ML-G10+/TS 405 |  | 0.405 | 10 | 270 | 45 |  | Fixed | Roof
NJADRE1555063312 | Administratively Determined Incentive Program | MOORESTOWN | 8057 | 13 | 6.48 | Residential | Behind the Meter | No | Net Metered Residential | Tesla Energy Operations Inc |  | PSE&G | Accepted | 2023-11-16 | 2023-12-18 | 2024-12-18 | Solar Panels | Hanwha | Q.PEAK DUO BLK ML-G10+/TS 405 |  | 0.405 | 6 | 360 | 18 |  | Fixed | Roof
NJADRE1555063314 | Administratively Determined Incentive Program | EGG HARBOR CITY | 8215 | 19 | 14.35 | Residential | Behind the Meter | Yes | Net Metered Residential | Sun Up Zero Down |  | AC Electric | Accepted | 2023-11-16 | 2023-12-18 | 2024-12-18 | Inverters | Enphase | IQ8PLUS-72-2-US | 290 |  | 35 |  |  | 0.976 |  | Outdoor
NJADRE1555063314 | Administratively Determined Incentive Program | EGG HARBOR CITY | 8215 | 19 | 14.35 | Residential | Behind the Meter | Yes | Net Metered Residential | Sun Up Zero Down |  | AC Electric | Accepted | 2023-11-16 | 2023-12-18 | 2024-12-18 | Meters | Enphase | TBD |  |  | 1 |  |  |  | Yes
NJADRE1555063314 | Administratively Determined Incentive Program | EGG HARBOR CITY | 8215 | 19 | 14.35 | Residential | Behind the Meter | Yes | Net Metered Residential | Sun Up Zero Down |  | AC Electric | Accepted | 2023-11-16 | 2023-12-18 | 2024-12-18 | Solar Panels | TSM-410-NE09RC.05 Vertex S+ | Trina |  | 0.41 | 35 | 180 | 30 |  | Fixed | Ground
NJADRE1555063318 | Administratively Determined Incentive Program | WAYNE | 7470 | 6 | 12 | Residential | Behind the Meter | Yes | Net Metered Residential | Pro Custom Solar dba Momentum Solar |  | PSE&G | Accepted | 2023-11-16 | 2023-12-18 | 2024-12-18 | Solar Panels | Â Q. PEAK DUO BLK-G10+400 | hawnha |  | 0.4 | 14 | 246 | 24 |  | Fixed | Roof
NJADRE1555063318 | Administratively Determined Incentive Program | WAYNE | 7470 | 6 | 12 | Residential | Behind the Meter | Yes | Net Metered Residential | Pro Custom Solar dba Momentum Solar |  | PSE&G | Accepted | 2023-11-16 | 2023-12-18 | 2024-12-18 | Solar Panels | Â Q. PEAK DUO BLK-G10+400 | hanwha |  | 0.4 | 10 | 246 | 22 |  | Fixed | Roof
NJADRE1555063318 | Administratively Determined Incentive Program | WAYNE | 7470 | 6 | 12 | Residential | Behind the Meter | Yes | Net Metered Residential | Pro Custom Solar dba Momentum Solar |  | PSE&G | Accepted | 2023-11-16 | 2023-12-18 | 2024-12-18 | Solar Panels | Â Q. PEAK DUO BLK-G10+400 | hanwha |  | 0.4 | 6 | 66 | 21 |  | Fixed | Roof
NJADRE1555063318 | Administratively Determined Incentive Program | WAYNE | 7470 | 6 | 12 | Residential | Behind the Meter | Yes | Net Metered Residential | Pro Custom Solar dba Momentum Solar |  | PSE&G | Accepted | 2023-11-16 | 2023-12-18 | 2024-12-18 | Inverters | IQ8PLUS-72-2-US | enphase | 290 |  | 30 |  |  | 0.97 |  | Outdoor
NJADRE1555063336 | Administratively Determined Incentive Program | OCEAN VIEW | 8230 | 21 | 10.53 | Residential | Behind the Meter | Yes | Net Metered Residential | EMT Renewables |  | AC Electric | Accepted | 2023-11-16 | 2023-12-18 | 2024-12-18 | Inverters | ENPHASE | IQ8+ | 290 |  | 26 |  |  | 0.98 |  | Other | UNDER EACH PANEL
NJADRE1555063336 | Administratively Determined Incentive Program | OCEAN VIEW | 8230 | 21 | 10.53 | Residential | Behind the Meter | Yes | Net Metered Residential | EMT Renewables |  | AC Electric | Accepted | 2023-11-16 | 2023-12-18 | 2024-12-18 | Solar Panels | Q CELLS | Q PEAK DUO BLK |  | 0.405 | 26 | 245 | 34 |  | Fixed | Roof
NJADRE1555063352 | Administratively Determined Incentive Program | IRVINGTON | 7111 | 9 | 5.67 | Residential | Behind the Meter | Yes | Net Metered Residential | Trinity Solar |  | PSE&G | Accepted | 2023-11-16 | 2023-12-18 | 2024-12-18 | Solar Panels | HANWHA 405 (Q.PEAK DUO BLK ML-G10+ 405) | HANWHA 405 (Q.PEAK DUO BLK ML-G10+ 405) |  | 0.405 | 11 | 119 | 27 |  | Fixed | Roof
NJADRE1555063352 | Administratively Determined Incentive Program | IRVINGTON | 7111 | 9 | 5.67 | Residential | Behind the Meter | Yes | Net Metered Residential | Trinity Solar |  | PSE&G | Accepted | 2023-11-16 | 2023-12-18 | 2024-12-18 | Solar Panels | HANWHA 405 (Q.PEAK DUO BLK ML-G10+ 405) | HANWHA 405 (Q.PEAK DUO BLK ML-G10+ 405) |  | 0.405 | 3 | 29 | 27 |  | Fixed | Roof
NJADRE1555063352 | Administratively Determined Incentive Program | IRVINGTON | 7111 | 9 | 5.67 | Residential | Behind the Meter | Yes | Net Metered Residential | Trinity Solar |  | PSE&G | Accepted | 2023-11-16 | 2023-12-18 | 2024-12-18 | Inverters | Solar Edge | SE5000H-US | 5000 |  | 1 |  |  | 0.97 |  | Outside
NJADRE1555063372 | Administratively Determined Incentive Program | LITTLE EGG HARBOR TWP | 8087 | 18 | 6.48 | Residential | Behind the Meter | Yes | Net Metered Residential | Trinity Solar |  | AC Electric | Accepted | 2023-11-16 | 2023-12-18 | 2024-12-18 | Inverters | Solar Edge | SE5000H-US | 5000 |  | 1 |  |  | 0.96 |  | Outdoor
NJADRE1555063372 | Administratively Determined Incentive Program | LITTLE EGG HARBOR TWP | 8087 | 18 | 6.48 | Residential | Behind the Meter | Yes | Net Metered Residential | Trinity Solar |  | AC Electric | Accepted | 2023-11-16 | 2023-12-18 | 2024-12-18 | Solar Panels | HANWHA 405 (Q.PEAK DUO BLK ML-G10+ 405) | HANWHA 405 (Q.PEAK DUO BLK ML-G10+ 405) |  | 0.405 | 8 | 263 | 23 |  | Fixed | Roof
NJADRE1555063372 | Administratively Determined Incentive Program | LITTLE EGG HARBOR TWP | 8087 | 18 | 6.48 | Residential | Behind the Meter | Yes | Net Metered Residential | Trinity Solar |  | AC Electric | Accepted | 2023-11-16 | 2023-12-18 | 2024-12-18 | Solar Panels | HANWHA 405 (Q.PEAK DUO BLK ML-G10+ 405) | HANWHA 405 (Q.PEAK DUO BLK ML-G10+ 405) |  | 0.405 | 8 | 83 | 23 |  | Fixed | Roof
NJADRE1555063379 | Administratively Determined Incentive Program | BLOOMFIELD | 7003 | 9 | 5.2 | Residential | Behind the Meter | Yes | Net Metered Residential | Pro Custom Solar dba Momentum Solar |  | PSE&G | Accepted | 2023-11-16 | 2023-12-18 | 2024-12-18 | Solar Panels | HANWHA | Q. PEAK DUO BLK ML-G10+400 |  | 0.4 | 10 | 173 | 23 |  | Fixed | Roof
NJADRE1555063379 | Administratively Determined Incentive Program | BLOOMFIELD | 7003 | 9 | 5.2 | Residential | Behind the Meter | Yes | Net Metered Residential | Pro Custom Solar dba Momentum Solar |  | PSE&G | Accepted | 2023-11-16 | 2023-12-18 | 2024-12-18 | Solar Panels | HANWHA | Q. PEAK DUO BLK ML-G10+400 |  | 0.4 | 3 | 353 | 23 |  | Fixed | Roof
NJADRE1555063379 | Administratively Determined Incentive Program | BLOOMFIELD | 7003 | 9 | 5.2 | Residential | Behind the Meter | Yes | Net Metered Residential | Pro Custom Solar dba Momentum Solar |  | PSE&G | Accepted | 2023-11-16 | 2023-12-18 | 2024-12-18 | Inverters | ENPHASE | IQ8PLUS-72-2-US | 290 |  | 13 |  |  | 0.97 |  | Outdoor
NJADRE1555063405 | Administratively Determined Incentive Program | Clayton | 8312 | 15 | 34.83 | Commercial | Behind the Meter | Yes | Small Net-Metered Non-Residential located on Rooftop, Carport, Canopy and Floating Solar | NJ Solar Power |  | AC Electric | Accepted | 2023-11-16 | 2023-12-19 | 2024-12-19 | Solar Panels | Hanwha | Q.Peak Duo BLK ML-G10+ |  | 0.405 | 86 | 161 | 18 |  | Fixed | Roof
NJADRE1555063405 | Administratively Determined Incentive Program | Clayton | 8312 | 15 | 34.83 | Commercial | Behind the Meter | Yes | Small Net-Metered Non-Residential located on Rooftop, Carport, Canopy and Floating Solar | NJ Solar Power |  | AC Electric | Accepted | 2023-11-16 | 2023-12-19 | 2024-12-19 | Inverters | SolarEdge | SE17.3K-US | 17300 |  | 1 |  |  | 0.975 |  | Outdoor | North Side of Building
NJADRE1555063405 | Administratively Determined Incentive Program | Clayton | 8312 | 15 | 34.83 | Commercial | Behind the Meter | Yes | Small Net-Metered Non-Residential located on Rooftop, Carport, Canopy and Floating Solar | NJ Solar Power |  | AC Electric | Accepted | 2023-11-16 | 2023-12-19 | 2024-12-19 | Inverters | SolarEdge | SE9K-US | 9000 |  | 1 |  |  | 0.975 |  | Outdoor | North Side of Building
NJADRE1555063405 | Administratively Determined Incentive Program | Clayton | 8312 | 15 | 34.83 | Commercial | Behind the Meter | Yes | Small Net-Metered Non-Residential located on Rooftop, Carport, Canopy and Floating Solar | NJ Solar Power |  | AC Electric | Accepted | 2023-11-16 | 2023-12-19 | 2024-12-19 | Meters | Solaredge | SE-RGMTR-3D-208V-A |  |  | 1 |  |  |  | Yes | Outdoor
NJADRE1555063405 | Administratively Determined Incentive Program | Clayton | 8312 | 15 | 34.83 | Commercial | Behind the Meter | Yes | Small Net-Metered Non-Residential located on Rooftop, Carport, Canopy and Floating Solar | NJ Solar Power |  | AC Electric | Accepted | 2023-11-16 | 2023-12-19 | 2024-12-19 | Meters | Solaredge | SE-RGMTR-3D-208V-A |  |  | 1 |  |  |  | Yes | Outdoor
NJADRE1555063408 | Administratively Determined Incentive Program | HAWTHORNE BORO | 7506 | 6 | 6.48 | Residential | Behind the Meter | Yes | Net Metered Residential | Sunrun Installation Services, Inc. |  | PSE&G | Accepted | 2023-11-16 | 2023-12-18 | 2024-12-18 | Inverters | SolarEdge Technologies | SE6000H-USSN | 6000 |  | 1 |  |  | 0.96 |  | Outdoor | Next To Meter
NJADRE1555063408 | Administratively Determined Incentive Program | HAWTHORNE BORO | 7506 | 6 | 6.48 | Residential | Behind the Meter | Yes | Net Metered Residential | Sunrun Installation Services, Inc. |  | PSE&G | Accepted | 2023-11-16 | 2023-12-18 | 2024-12-18 | Solar Panels | Hanwha Q Cells | Q.PEAK DUO BLK ML-G10+ 405 |  | 0.405 | 8 | 354 | 20 |  | Fixed | Roof
NJADRE1555063408 | Administratively Determined Incentive Program | HAWTHORNE BORO | 7506 | 6 | 6.48 | Residential | Behind the Meter | Yes | Net Metered Residential | Sunrun Installation Services, Inc. |  | PSE&G | Accepted | 2023-11-16 | 2023-12-18 | 2024-12-18 | Solar Panels | Hanwha Q Cells | Q.PEAK DUO BLK ML-G10+ 405 |  | 0.405 | 8 | 174 | 21 |  | Fixed | Roof
NJADRE1555063409 | Administratively Determined Incentive Program | OCEAN VIEW | 8230 | 21 | 7.7 | Residential | Behind the Meter | No | Net Metered Residential | EMT Renewables |  | AC Electric | Accepted | 2023-11-16 | 2023-12-18 | 2024-12-18 | Inverters | ENPHASE | IQ8+ | 290 |  | 19 |  |  | 0.98 |  | Other | UNDER EACH PANEL
NJADRE1555063409 | Administratively Determined Incentive Program | OCEAN VIEW | 8230 | 21 | 7.7 | Residential | Behind the Meter | No | Net Metered Residential | EMT Renewables |  | AC Electric | Accepted | 2023-11-16 | 2023-12-18 | 2024-12-18 | Solar Panels | Q CELLS | Q PEAK DUO BLK |  | 0.405 | 19 | 91 | 21 |  | Fixed | Roof
NJADRE1555063414 | Administratively Determined Incentive Program | LYNDHURST | 7071 | 7 | 4.46 | Residential | Behind the Meter | Yes | Net Metered Residential | Sunrun Installation Services, Inc. |  | PSE&G | Accepted | 2023-11-16 | 2023-12-18 | 2024-12-18 | Inverters | Delta Electronics | E4-TL-US | 4000 |  | 1 |  |  | 0.975 |  | Outdoor | next to meter
NJADRE1555063414 | Administratively Determined Incentive Program | LYNDHURST | 7071 | 7 | 4.46 | Residential | Behind the Meter | Yes | Net Metered Residential | Sunrun Installation Services, Inc. |  | PSE&G | Accepted | 2023-11-16 | 2023-12-18 | 2024-12-18 | Solar Panels | HANWHA Q-CELLS | Q.PEAK DUO BLK ML-G10+ 405 |  | 0.405 | 11 | 308 | 34 |  | Fixed | Roof
NJADRE1555063430 | Administratively Determined Incentive Program | WEST WINDSOR | 8550 | 12 | 13.77 | Residential | Behind the Meter | No | Net Metered Residential | Tesla Energy Operations Inc |  | PSE&G | Accepted | 2023-11-16 | 2023-12-18 | 2024-12-18 | Inverters | Tesla Inc | 1538000-45-A | 7600 |  | 2 |  |  | 0.98 |  | Outside
NJADRE1555063430 | Administratively Determined Incentive Program | WEST WINDSOR | 8550 | 12 | 13.77 | Residential | Behind the Meter | No | Net Metered Residential | Tesla Energy Operations Inc |  | PSE&G | Accepted | 2023-11-16 | 2023-12-18 | 2024-12-18 | Solar Panels | Hanwha | Q.PEAK DUO BLK ML-G10+/TS 405 |  | 0.405 | 8 | 129 | 45 |  | Fixed | Roof
NJADRE1555063430 | Administratively Determined Incentive Program | WEST WINDSOR | 8550 | 12 | 13.77 | Residential | Behind the Meter | No | Net Metered Residential | Tesla Energy Operations Inc |  | PSE&G | Accepted | 2023-11-16 | 2023-12-18 | 2024-12-18 | Solar Panels | Hanwha | Q.PEAK DUO BLK ML-G10+/TS 405 |  | 0.405 | 2 | 219 | 34 |  | Fixed | Roof
NJADRE1555063430 | Administratively Determined Incentive Program | WEST WINDSOR | 8550 | 12 | 13.77 | Residential | Behind the Meter | No | Net Metered Residential | Tesla Energy Operations Inc |  | PSE&G | Accepted | 2023-11-16 | 2023-12-18 | 2024-12-18 | Solar Panels | Hanwha | Q.PEAK DUO BLK ML-G10+/TS 405 |  | 0.405 | 2 | 129 | 45 |  | Fixed | Roof
NJADRE1555063430 | Administratively Determined Incentive Program | WEST WINDSOR | 8550 | 12 | 13.77 | Residential | Behind the Meter | No | Net Metered Residential | Tesla Energy Operations Inc |  | PSE&G | Accepted | 2023-11-16 | 2023-12-18 | 2024-12-18 | Solar Panels | Hanwha | Q.PEAK DUO BLK ML-G10+/TS 405 |  | 0.405 | 13 | 39 | 34 |  | Fixed | Roof
NJADRE1555063430 | Administratively Determined Incentive Program | WEST WINDSOR | 8550 | 12 | 13.77 | Residential | Behind the Meter | No | Net Metered Residential | Tesla Energy Operations Inc |  | PSE&G | Accepted | 2023-11-16 | 2023-12-18 | 2024-12-18 | Solar Panels | Hanwha | Q.PEAK DUO BLK ML-G10+/TS 405 |  | 0.405 | 9 | 219 | 34 |  | Fixed | Roof
NJADRE1555063446 | Administratively Determined Incentive Program | EASTAMPTON | 8060 | 13 | 6.72 | Residential | Behind the Meter | No | Net Metered Residential | Amped On Solar LLC |  | PSE&G | Accepted | 2023-11-16 | 2023-12-18 | 2024-12-18 | Solar Panels | CANADIAN SOLAR | CS6R-395MS-HL |  | 0.395 | 15 | 104 | 30 |  | Fixed | Roof
NJADRE1555063446 | Administratively Determined Incentive Program | EASTAMPTON | 8060 | 13 | 6.72 | Residential | Behind the Meter | No | Net Metered Residential | Amped On Solar LLC |  | PSE&G | Accepted | 2023-11-16 | 2023-12-18 | 2024-12-18 | Solar Panels | CANADIAN SOLAR | CS6R-395MS-HL |  | 0.395 | 2 | 104 | 30 |  | Fixed | Roof
NJADRE1555063446 | Administratively Determined Incentive Program | EASTAMPTON | 8060 | 13 | 6.72 | Residential | Behind the Meter | No | Net Metered Residential | Amped On Solar LLC |  | PSE&G | Accepted | 2023-11-16 | 2023-12-18 | 2024-12-18 | Inverters | GOODWE | GW6000A-MS | 6000 |  | 1 |  |  | 0 |  | Outdoor | NEAR BILLABLE METER
NJADRE1555063446 | Administratively Determined Incentive Program | EASTAMPTON | 8060 | 13 | 6.72 | Residential | Behind the Meter | No | Net Metered Residential | Amped On Solar LLC |  | PSE&G | Accepted | 2023-11-16 | 2023-12-18 | 2024-12-18 | Meters | Landis + Gyr | Focus KWH |  |  | 1 |  |  |  | Yes | Outdoor
NJADRE1555063490 | Administratively Determined Incentive Program | EGG HARBOR TOWNSHIP | 8234 | 19 | 5.67 | Residential | Behind the Meter | Yes | Net Metered Residential | EMT Renewables |  | AC Electric | Accepted | 2023-11-16 | 2023-12-18 | 2024-12-18 | Inverters | ENPHASE | IQ8+ | 290 |  | 14 |  |  | 0.98 |  | Other | UNDER EACH PANEL
NJADRE1555063490 | Administratively Determined Incentive Program | EGG HARBOR TOWNSHIP | 8234 | 19 | 5.67 | Residential | Behind the Meter | Yes | Net Metered Residential | EMT Renewables |  | AC Electric | Accepted | 2023-11-16 | 2023-12-18 | 2024-12-18 | Solar Panels | Q CELLS | Q PEAK DUO BLK |  | 0.405 | 14 | 227 | 27 |  | Fixed | Roof
NJADRE1555063499 | Administratively Determined Incentive Program | HAMILTON TOWNSHIP | 8619 | 12 | 8 | Residential | Behind the Meter | No | Net Metered Residential | Public Service Solar, LLC |  | PSE&G | Accepted | 2023-11-16 | 2023-12-18 | 2024-12-18 | Solar Panels | Panasonic | EVPV400HK |  | 0.4 | 8 | 80 | 37 |  | Fixed | Roof
NJADRE1555063499 | Administratively Determined Incentive Program | HAMILTON TOWNSHIP | 8619 | 12 | 8 | Residential | Behind the Meter | No | Net Metered Residential | Public Service Solar, LLC |  | PSE&G | Accepted | 2023-11-16 | 2023-12-18 | 2024-12-18 | Solar Panels | Panasonic | EVPV400HK |  | 0.4 | 12 | 258 | 13 |  | Fixed | Roof
NJADRE1555063499 | Administratively Determined Incentive Program | HAMILTON TOWNSHIP | 8619 | 12 | 8 | Residential | Behind the Meter | No | Net Metered Residential | Public Service Solar, LLC |  | PSE&G | Accepted | 2023-11-16 | 2023-12-18 | 2024-12-18 | Inverters | Enphase | iQ8H-72-M-US | 380 |  | 20 |  |  | 0.96 |  | Outdoor | Under panel
NJADRE1555063530 | Administratively Determined Incentive Program | WEST ORANGE | 7052 | 9 | 10.4 | Residential | Behind the Meter | Yes | Net Metered Residential | Solar Mite Solutions |  | PSE&G | Accepted | 2023-11-16 | 2023-12-18 | 2024-12-18 | Inverters | Enphase | IQ8PLUS-72-2 | 290 |  | 26 |  |  | 0.98 |  | Outdoor
NJADRE1555063530 | Administratively Determined Incentive Program | WEST ORANGE | 7052 | 9 | 10.4 | Residential | Behind the Meter | Yes | Net Metered Residential | Solar Mite Solutions |  | PSE&G | Accepted | 2023-11-16 | 2023-12-18 | 2024-12-18 | Solar Panels | Canadian Solar | CS6R |  | 0.4 | 26 | 198 | 34 |  | Fixed | Roof | Array 1
NJADRE1555063534 | Administratively Determined Incentive Program | NORTHFIELD | 8225 | 19 | 5.67 | Residential | Behind the Meter | Yes | Net Metered Residential | EMT Renewables |  | AC Electric | Accepted | 2023-11-16 | 2023-12-18 | 2024-12-18 | Inverters | ENPHASE | IQ8+ | 290 |  | 14 |  |  | 0.98 |  | Other | UNDER EACH PANEL
NJADRE1555063534 | Administratively Determined Incentive Program | NORTHFIELD | 8225 | 19 | 5.67 | Residential | Behind the Meter | Yes | Net Metered Residential | EMT Renewables |  | AC Electric | Accepted | 2023-11-16 | 2023-12-18 | 2024-12-18 | Solar Panels | Q CELLS | Q PEAK DUO BLK |  | 0.405 | 5 | 132 | 34 |  | Fixed | Roof
NJADRE1555063534 | Administratively Determined Incentive Program | NORTHFIELD | 8225 | 19 | 5.67 | Residential | Behind the Meter | Yes | Net Metered Residential | EMT Renewables |  | AC Electric | Accepted | 2023-11-16 | 2023-12-18 | 2024-12-18 | Solar Panels | Q CELLS | Q PEAK DUO BLK |  | 0.405 | 2 | 222 | 34 |  | Fixed | Roof
NJADRE1555063534 | Administratively Determined Incentive Program | NORTHFIELD | 8225 | 19 | 5.67 | Residential | Behind the Meter | Yes | Net Metered Residential | EMT Renewables |  | AC Electric | Accepted | 2023-11-16 | 2023-12-18 | 2024-12-18 | Solar Panels | Q CELLS | Q PEAK DUO BLK |  | 0.405 | 7 | 223 | 17 |  | Fixed | Roof
NJADRE1555063557 | Administratively Determined Incentive Program | HADDONFIELD | 8033 | 14 | 4.46 | Residential | Behind the Meter | Yes | Net Metered Residential | Sunny Mac LLC |  | PSE&G | Accepted | 2023-11-16 | 2023-12-19 | 2024-12-19 | Solar Panels | Q.PEAK DUO BLK ML-G10+ 405 | HANWHA |  | 0.405 | 11 | 149 | 28 |  | Fixed | Roof
NJADRE1555063557 | Administratively Determined Incentive Program | HADDONFIELD | 8033 | 14 | 4.46 | Residential | Behind the Meter | Yes | Net Metered Residential | Sunny Mac LLC |  | PSE&G | Accepted | 2023-11-16 | 2023-12-19 | 2024-12-19 | Inverters | SE3800H-US | Solaredge | 3800 |  | 1 |  |  | 0.1 |  | Outdoor | next tometer
NJADRE1555063557 | Administratively Determined Incentive Program | HADDONFIELD | 8033 | 14 | 4.46 | Residential | Behind the Meter | Yes | Net Metered Residential | Sunny Mac LLC |  | PSE&G | Accepted | 2023-11-16 | 2023-12-19 | 2024-12-19 | Meters | SE-RGMTR-1D-240C-B | Solaredge |  |  | 1 |  |  |  | Yes | Outdoor
NJADRE1555063566 | Administratively Determined Incentive Program | MANALAPAN | 7726 | 17 | 10.94 | Residential | Behind the Meter | No | Net Metered Residential | Tesla Energy Operations Inc |  | JCP&L | Accepted | 2023-11-16 | 2023-12-18 | 2024-12-18 | Solar Panels | Hanwha | Q.PEAK DUO BLK ML-G10+/TS 405 |  | 0.405 | 4 | 312 | 30 |  | Fixed | Roof
NJADRE1555063566 | Administratively Determined Incentive Program | MANALAPAN | 7726 | 17 | 10.94 | Residential | Behind the Meter | No | Net Metered Residential | Tesla Energy Operations Inc |  | JCP&L | Accepted | 2023-11-16 | 2023-12-18 | 2024-12-18 | Solar Panels | Hanwha | Q.PEAK DUO BLK ML-G10+/TS 405 |  | 0.405 | 21 | 132 | 30 |  | Fixed | Roof
NJADRE1555063566 | Administratively Determined Incentive Program | MANALAPAN | 7726 | 17 | 10.94 | Residential | Behind the Meter | No | Net Metered Residential | Tesla Energy Operations Inc |  | JCP&L | Accepted | 2023-11-16 | 2023-12-18 | 2024-12-18 | Solar Panels | Hanwha | Q.PEAK DUO BLK ML-G10+/TS 405 |  | 0.405 | 2 | 222 | 40 |  | Fixed | Roof
NJADRE1555063566 | Administratively Determined Incentive Program | MANALAPAN | 7726 | 17 | 10.94 | Residential | Behind the Meter | No | Net Metered Residential | Tesla Energy Operations Inc |  | JCP&L | Accepted | 2023-11-16 | 2023-12-18 | 2024-12-18 | Inverters | Tesla | 1707000-20-G | 11500 |  | 2 |  |  | 0.97 |  | Outdoor
NJADRE1555063566 | Administratively Determined Incentive Program | MANALAPAN | 7726 | 17 | 10.94 | Residential | Behind the Meter | No | Net Metered Residential | Tesla Energy Operations Inc |  | JCP&L | Accepted | 2023-11-16 | 2023-12-18 | 2024-12-18 | Electric Storage Battery | Tesla | Powerwall3 |  |  | 2 |  |  |  | Lithium Ion |  | OUTSIDE
NJADRE1555063576 | Administratively Determined Incentive Program | INDIAN MILLS | 8088 | 13 | 10.92 | Residential | Behind the Meter | No | Net Metered Residential | Advanced Renewable Solutions LLC |  | AC Electric | Accepted | 2023-11-16 | 2023-12-20 | 2024-12-20 | Inverters | Enphase | IQ8M-72-US | 325 |  | 28 |  |  | 0.97 |  | Outdoor
NJADRE1555063576 | Administratively Determined Incentive Program | INDIAN MILLS | 8088 | 13 | 10.92 | Residential | Behind the Meter | No | Net Metered Residential | Advanced Renewable Solutions LLC |  | AC Electric | Accepted | 2023-11-16 | 2023-12-20 | 2024-12-20 | Solar Panels | Trina | TSM-DE09C.07 |  | 0.39 | 14 | 223 | 22 |  | Fixed | Roof
NJADRE1555063576 | Administratively Determined Incentive Program | INDIAN MILLS | 8088 | 13 | 10.92 | Residential | Behind the Meter | No | Net Metered Residential | Advanced Renewable Solutions LLC |  | AC Electric | Accepted | 2023-11-16 | 2023-12-20 | 2024-12-20 | Solar Panels | Trina | TSM-DE09C.07 |  | 0.39 | 14 | 223 | 21 |  | Fixed | Roof
NJADRE1555063595 | Administratively Determined Incentive Program | NORTH BRUNSWICK | 8902 | 11 | 4.4 | Residential | Behind the Meter | Yes | Net Metered Residential | Pro Custom Solar dba Momentum Solar |  | PSE&G | Accepted | 2023-11-16 | 2023-12-19 | 2024-12-19 | Solar Panels | Â Q. PEAK DUO BLK-G10+400 | hanwha |  | 0.4 | 9 | 90 | 12 |  | Fixed | Roof
NJADRE1555063595 | Administratively Determined Incentive Program | NORTH BRUNSWICK | 8902 | 11 | 4.4 | Residential | Behind the Meter | Yes | Net Metered Residential | Pro Custom Solar dba Momentum Solar |  | PSE&G | Accepted | 2023-11-16 | 2023-12-19 | 2024-12-19 | Solar Panels | Â Q. PEAK DUO BLK-G10+400 | hanwha |  | 0.4 | 2 | 270 | 38 |  | Fixed | Roof
NJADRE1555063595 | Administratively Determined Incentive Program | NORTH BRUNSWICK | 8902 | 11 | 4.4 | Residential | Behind the Meter | Yes | Net Metered Residential | Pro Custom Solar dba Momentum Solar |  | PSE&G | Accepted | 2023-11-16 | 2023-12-19 | 2024-12-19 | Inverters | IQ8PLUS-72-2-US | enphase | 290 |  | 11 |  |  | 0.97 |  | Outdoor
NJADRE1555063604 | Administratively Determined Incentive Program | TRENTON | 8629 | 12 | 9.2 | Residential | Behind the Meter | Yes | Net Metered Residential | Pro Custom Solar dba Momentum Solar |  | PSE&G | Accepted | 2023-11-16 | 2023-12-18 | 2024-12-18 | Solar Panels | HANWHA | Q. PEAK DUO BLK ML-G10+400 |  | 0.4 | 12 | 145 | 32 |  | Fixed | Roof
NJADRE1555063604 | Administratively Determined Incentive Program | TRENTON | 8629 | 12 | 9.2 | Residential | Behind the Meter | Yes | Net Metered Residential | Pro Custom Solar dba Momentum Solar |  | PSE&G | Accepted | 2023-11-16 | 2023-12-18 | 2024-12-18 | Solar Panels | HANWHA | Q. PEAK DUO BLK ML-G10+400 |  | 0.4 | 9 | 325 | 33 |  | Fixed | Roof
NJADRE1555063604 | Administratively Determined Incentive Program | TRENTON | 8629 | 12 | 9.2 | Residential | Behind the Meter | Yes | Net Metered Residential | Pro Custom Solar dba Momentum Solar |  | PSE&G | Accepted | 2023-11-16 | 2023-12-18 | 2024-12-18 | Solar Panels | HANWHA | Q. PEAK DUO BLK ML-G10+400 |  | 0.4 | 2 | 145 | 17 |  | Fixed | Roof
NJADRE1555063604 | Administratively Determined Incentive Program | TRENTON | 8629 | 12 | 9.2 | Residential | Behind the Meter | Yes | Net Metered Residential | Pro Custom Solar dba Momentum Solar |  | PSE&G | Accepted | 2023-11-16 | 2023-12-18 | 2024-12-18 | Inverters | ENPHASE | IQ8PLUS-72-2-US | 290 |  | 23 |  |  | 0.97 |  | Outdoor
NJADRE1555063605 | Administratively Determined Incentive Program | GLASSBORO | 8028 | 15 | 3.36 | Residential | Behind the Meter | No | Net Metered Residential | EMT Renewables |  | AC Electric | Accepted | 2023-11-16 | 2023-12-18 | 2024-12-18 | Inverters | ENPHASE | IQ7x | 315 |  | 8 |  |  | 0.98 |  | Other | UNDER EACH PANEL
NJADRE1555063605 | Administratively Determined Incentive Program | GLASSBORO | 8028 | 15 | 3.36 | Residential | Behind the Meter | No | Net Metered Residential | EMT Renewables |  | AC Electric | Accepted | 2023-11-16 | 2023-12-18 | 2024-12-18 | Solar Panels | REC ALPHA | REC 420 |  | 0.42 | 6 | 167 | 31 |  | Fixed | Roof
NJADRE1555063605 | Administratively Determined Incentive Program | GLASSBORO | 8028 | 15 | 3.36 | Residential | Behind the Meter | No | Net Metered Residential | EMT Renewables |  | AC Electric | Accepted | 2023-11-16 | 2023-12-18 | 2024-12-18 | Solar Panels | REC ALPHA | REC 420 |  | 0.42 | 2 | 167 | 31 |  | Fixed | Roof
NJADRE1555063611 | Administratively Determined Incentive Program | ROBBINSVILLE | 8691 | 12 | 12.96 | Residential | Behind the Meter | No | Net Metered Residential | Tesla Energy Operations Inc |  | JCP&L | Accepted | 2023-11-16 | 2023-12-19 | 2024-12-19 | Inverters | Tesla | 1707000-25-G | 11500 |  | 1 |  |  | 0.97 |  | Outside
NJADRE1555063611 | Administratively Determined Incentive Program | ROBBINSVILLE | 8691 | 12 | 12.96 | Residential | Behind the Meter | No | Net Metered Residential | Tesla Energy Operations Inc |  | JCP&L | Accepted | 2023-11-16 | 2023-12-19 | 2024-12-19 | Solar Panels | Hanwha | Q.PEAK DUO BLK ML-G10+/TS 405 |  | 0.405 | 24 | 168 | 34 |  | Fixed | Roof
NJADRE1555063611 | Administratively Determined Incentive Program | ROBBINSVILLE | 8691 | 12 | 12.96 | Residential | Behind the Meter | No | Net Metered Residential | Tesla Energy Operations Inc |  | JCP&L | Accepted | 2023-11-16 | 2023-12-19 | 2024-12-19 | Solar Panels | Hanwha | Q.PEAK DUO BLK ML-G10+/TS 405 |  | 0.405 | 8 | 348 | 34 |  | Fixed | Roof
NJADRE1555063611 | Administratively Determined Incentive Program | ROBBINSVILLE | 8691 | 12 | 12.96 | Residential | Behind the Meter | No | Net Metered Residential | Tesla Energy Operations Inc |  | JCP&L | Accepted | 2023-11-16 | 2023-12-19 | 2024-12-19 | Electric Storage Battery | Tesla | AC Powerwall 2.0 |  |  | 1 |  |  |  | Lithium Ion |  | outside
NJADRE1555066057 | Administratively Determined Incentive Program | WESTFIELD | 7090 | 10 | 8.91 | Residential | Behind the Meter | No | Net Metered Residential | Tesla Energy Operations Inc |  | PSE&G | Accepted | 2023-11-16 | 2023-12-19 | 2024-12-19 | Solar Panels | Hanwha | Q.PEAK DUO BLK ML-G10+/TS 405 |  | 0.405 | 8 | 307 | 34 |  | Fixed | Roof
NJADRE1555066057 | Administratively Determined Incentive Program | WESTFIELD | 7090 | 10 | 8.91 | Residential | Behind the Meter | No | Net Metered Residential | Tesla Energy Operations Inc |  | PSE&G | Accepted | 2023-11-16 | 2023-12-19 | 2024-12-19 | Solar Panels | Q.PEAK DUO BLK ML-G10+/TS 405 | Hanwha |  | 0.405 | 9 | 127 | 34 |  | Fixed | Roof
NJADRE1555066057 | Administratively Determined Incentive Program | WESTFIELD | 7090 | 10 | 8.91 | Residential | Behind the Meter | No | Net Metered Residential | Tesla Energy Operations Inc |  | PSE&G | Accepted | 2023-11-16 | 2023-12-19 | 2024-12-19 | Solar Panels | Hanwha | Q.PEAK DUO BLK ML-G10+/TS 405 |  | 0.405 | 5 | 127 | 34 |  | Fixed | Roof
NJADRE1555066057 | Administratively Determined Incentive Program | WESTFIELD | 7090 | 10 | 8.91 | Residential | Behind the Meter | No | Net Metered Residential | Tesla Energy Operations Inc |  | PSE&G | Accepted | 2023-11-16 | 2023-12-19 | 2024-12-19 | Inverters | Tesla Inc | 1538000-45-A | 7600 |  | 1 |  |  | 0.986 |  | Outdoor
NJADRE1555066096 | Administratively Determined Incentive Program | MONROE TOWNSHIP | 8831 | 11 | 10.94 | Residential | Behind the Meter | Yes | Net Metered Residential | Sunny Mac LLC |  | JCP&L | Accepted | 2023-11-16 | 2023-12-20 | 2024-12-20 | Solar Panels | Q.PEAK DUO BLK ML-G10+ 405 | HANWHA |  | 0.405 | 4 | 270 | 32 |  | Fixed | Roof
NJADRE1555066096 | Administratively Determined Incentive Program | MONROE TOWNSHIP | 8831 | 11 | 10.94 | Residential | Behind the Meter | Yes | Net Metered Residential | Sunny Mac LLC |  | JCP&L | Accepted | 2023-11-16 | 2023-12-20 | 2024-12-20 | Solar Panels | Q.PEAK DUO BLK ML-G10+ 405 | HANWHA |  | 0.405 | 9 | 270 | 32 |  | Fixed | Roof
NJADRE1555066096 | Administratively Determined Incentive Program | MONROE TOWNSHIP | 8831 | 11 | 10.94 | Residential | Behind the Meter | Yes | Net Metered Residential | Sunny Mac LLC |  | JCP&L | Accepted | 2023-11-16 | 2023-12-20 | 2024-12-20 | Solar Panels | Q.PEAK DUO BLK ML-G10+ 405 | HANWHA |  | 0.405 | 3 | 180 | 41 |  | Fixed | Roof
NJADRE1555066096 | Administratively Determined Incentive Program | MONROE TOWNSHIP | 8831 | 11 | 10.94 | Residential | Behind the Meter | Yes | Net Metered Residential | Sunny Mac LLC |  | JCP&L | Accepted | 2023-11-16 | 2023-12-20 | 2024-12-20 | Solar Panels | Q.PEAK DUO BLK ML-G10+ 405 | HANWHA |  | 0.405 | 11 | 89 | 31 |  | Fixed | Roof
NJADRE1555066096 | Administratively Determined Incentive Program | MONROE TOWNSHIP | 8831 | 11 | 10.94 | Residential | Behind the Meter | Yes | Net Metered Residential | Sunny Mac LLC |  | JCP&L | Accepted | 2023-11-16 | 2023-12-20 | 2024-12-20 | Inverters | SE7600H-US | Solaredge | 7600 |  | 1 |  |  | 0.1 |  | Outdoor | NEXT TO METER
NJADRE1555066096 | Administratively Determined Incentive Program | MONROE TOWNSHIP | 8831 | 11 | 10.94 | Residential | Behind the Meter | Yes | Net Metered Residential | Sunny Mac LLC |  | JCP&L | Accepted | 2023-11-16 | 2023-12-20 | 2024-12-20 | Meters | SE-RGMTR-1D-240C-B | Solaredge |  |  | 1 |  |  |  | Yes | Outdoor
NJADRE1555067538 | Administratively Determined Incentive Program | WOODBURY | 8096 | 15 | 5.27 | Residential | Behind the Meter | Yes | Net Metered Residential | EMT Renewables |  | PSE&G | Accepted | 2023-11-16 | 2023-12-19 | 2024-12-19 | Inverters | ENPHASE | IQ8+ | 290 |  | 13 |  |  | 0.98 |  | Other | UNDER EACH PANEL
NJADRE1555067538 | Administratively Determined Incentive Program | WOODBURY | 8096 | 15 | 5.27 | Residential | Behind the Meter | Yes | Net Metered Residential | EMT Renewables |  | PSE&G | Accepted | 2023-11-16 | 2023-12-19 | 2024-12-19 | Solar Panels | Q CELLS | Q PEAK DUO BLK |  | 0.405 | 9 | 160 | 28 |  | Fixed | Roof
NJADRE1555067538 | Administratively Determined Incentive Program | WOODBURY | 8096 | 15 | 5.27 | Residential | Behind the Meter | Yes | Net Metered Residential | EMT Renewables |  | PSE&G | Accepted | 2023-11-16 | 2023-12-19 | 2024-12-19 | Solar Panels | Q CELLS | Q PEAK DUO BLK |  | 0.405 | 4 | 250 | 28 |  | Fixed | Roof
NJADRE1555067542 | Administratively Determined Incentive Program | LYNDHURST | 7071 | 7 | 8.1 | Residential | Behind the Meter | Yes | Net Metered Residential | Sunrun Installation Services, Inc. |  | PSE&G | Accepted | 2023-11-16 | 2023-12-20 | 2024-12-20 | Solar Panels | Hanwha Q Cells | Q.PEAK DUO BLK ML-G10+ 405 |  | 0.405 | 20 | 130 | 34 |  | Fixed | Roof
NJADRE1555067542 | Administratively Determined Incentive Program | LYNDHURST | 7071 | 7 | 8.1 | Residential | Behind the Meter | Yes | Net Metered Residential | Sunrun Installation Services, Inc. |  | PSE&G | Accepted | 2023-11-16 | 2023-12-20 | 2024-12-20 | Inverters | SolarEdge Technologies | SE6000H-USSN | 6000 |  | 1 |  |  | 0.99 |  | Outdoor | next to meter
NJADRE1555070119 | Administratively Determined Incentive Program | FIELDSBORO | 8505 | 13 | 9.66 | Residential | Behind the Meter | Yes | Net Metered Residential | EMT Renewables |  | PSE&G | Accepted | 2023-11-16 | 2023-12-19 | 2024-12-19 | Inverters | ENPHASE | IQ7x | 315 |  | 23 |  |  | 0.98 |  | Other | UNDER EACH PANEL
NJADRE1555070119 | Administratively Determined Incentive Program | FIELDSBORO | 8505 | 13 | 9.66 | Residential | Behind the Meter | Yes | Net Metered Residential | EMT Renewables |  | PSE&G | Accepted | 2023-11-16 | 2023-12-19 | 2024-12-19 | Solar Panels | REC ALPHA | REC 420 |  | 0.42 | 11 | 132 | 35 |  | Fixed | Roof
NJADRE1555070119 | Administratively Determined Incentive Program | FIELDSBORO | 8505 | 13 | 9.66 | Residential | Behind the Meter | Yes | Net Metered Residential | EMT Renewables |  | PSE&G | Accepted | 2023-11-16 | 2023-12-19 | 2024-12-19 | Solar Panels | REC ALPHA | REC 420 |  | 0.42 | 8 | 312 | 7 |  | Fixed | Roof
NJADRE1555070119 | Administratively Determined Incentive Program | FIELDSBORO | 8505 | 13 | 9.66 | Residential | Behind the Meter | Yes | Net Metered Residential | EMT Renewables |  | PSE&G | Accepted | 2023-11-16 | 2023-12-19 | 2024-12-19 | Solar Panels | REC ALPHA | REC 420 |  | 0.42 | 4 | 312 | 14 |  | Fixed | Roof
NJADRE1555071309 | Administratively Determined Incentive Program | MONROE | 8831 | 11 | 8.76 | Residential | Behind the Meter | No | Net Metered Residential | Power Home Remodeling |  | JCP&L | Accepted | 2023-11-16 | 2023-12-19 | 2024-12-19 | Inverters | SolarEdge | SE6000H-US | 6000 |  | 1 |  |  | 0.99 |  | Outdoor
NJADRE1555071309 | Administratively Determined Incentive Program | MONROE | 8831 | 11 | 8.76 | Residential | Behind the Meter | No | Net Metered Residential | Power Home Remodeling |  | JCP&L | Accepted | 2023-11-16 | 2023-12-19 | 2024-12-19 | Meters | SolarEdge | Revenue Grade Data Ansi C12.20 |  |  | 1 |  |  |  | Yes | Outdoor
NJADRE1555071309 | Administratively Determined Incentive Program | MONROE | 8831 | 11 | 8.76 | Residential | Behind the Meter | No | Net Metered Residential | Power Home Remodeling |  | JCP&L | Accepted | 2023-11-16 | 2023-12-19 | 2024-12-19 | Solar Panels | QCell | Q.PEAK DUO BLK-G10+ 365 |  | 0.365 | 3 | 199 | 38 |  | Fixed | Roof
NJADRE1555071309 | Administratively Determined Incentive Program | MONROE | 8831 | 11 | 8.76 | Residential | Behind the Meter | No | Net Metered Residential | Power Home Remodeling |  | JCP&L | Accepted | 2023-11-16 | 2023-12-19 | 2024-12-19 | Solar Panels | QCell | Q.PEAK DUO BLK-G10+ 365 |  | 0.365 | 2 | 199 | 37 |  | Fixed | Roof
NJADRE1555071309 | Administratively Determined Incentive Program | MONROE | 8831 | 11 | 8.76 | Residential | Behind the Meter | No | Net Metered Residential | Power Home Remodeling |  | JCP&L | Accepted | 2023-11-16 | 2023-12-19 | 2024-12-19 | Solar Panels | QCell | Q.PEAK DUO BLK-G10+ 365 |  | 0.365 | 4 | 289 | 38 |  | Fixed | Roof
NJADRE1555071309 | Administratively Determined Incentive Program | MONROE | 8831 | 11 | 8.76 | Residential | Behind the Meter | No | Net Metered Residential | Power Home Remodeling |  | JCP&L | Accepted | 2023-11-16 | 2023-12-19 | 2024-12-19 | Solar Panels | QCell | Q.PEAK DUO BLK-G10+ 365 |  | 0.365 | 11 | 109 | 38 |  | Fixed | Roof
NJADRE1555071309 | Administratively Determined Incentive Program | MONROE | 8831 | 11 | 8.76 | Residential | Behind the Meter | No | Net Metered Residential | Power Home Remodeling |  | JCP&L | Accepted | 2023-11-16 | 2023-12-19 | 2024-12-19 | Solar Panels | QCell | Q.PEAK DUO BLK-G10+ 365 |  | 0.365 | 4 | 109 | 37 |  | Fixed | Roof
NJADRE1555071846 | Administratively Determined Incentive Program | ORANGE | 7050 | 9 | 2.84 | Residential | Behind the Meter | Yes | Net Metered Residential | Trinity Solar |  | PSE&G | Accepted | 2023-11-16 | 2023-12-19 | 2024-12-19 | Inverters | Solar edge | SE3000H-US | 3 |  | 1 |  |  | 0.97 |  | Outdoor
NJADRE1555071846 | Administratively Determined Incentive Program | ORANGE | 7050 | 9 | 2.84 | Residential | Behind the Meter | Yes | Net Metered Residential | Trinity Solar |  | PSE&G | Accepted | 2023-11-16 | 2023-12-19 | 2024-12-19 | Solar Panels | HANWHA 405 (Q.PEAK DUO BLK ML-G10+ 405) | HANWHA 405 (Q.PEAK DUO BLK ML-G10+ 405) |  | 0.405 | 2 | 126 | 27 |  | Fixed | Roof
NJADRE1555071846 | Administratively Determined Incentive Program | ORANGE | 7050 | 9 | 2.84 | Residential | Behind the Meter | Yes | Net Metered Residential | Trinity Solar |  | PSE&G | Accepted | 2023-11-16 | 2023-12-19 | 2024-12-19 | Solar Panels | HANWHA 405 (Q.PEAK DUO BLK ML-G10+ 405) | HANWHA 405 (Q.PEAK DUO BLK ML-G10+ 405) |  | 0.405 | 5 | 306 | 27 |  | Fixed | Roof
NJADRE1555073158 | Administratively Determined Incentive Program | RANDOLPH | 7869 | 3 | 7.56 | Residential | Behind the Meter | Yes | Net Metered Residential | EMT Renewables |  | JCP&L | Accepted | 2023-11-16 | 2023-12-19 | 2024-12-19 | Inverters | ENPHASE | IQ7x | 315 |  | 18 |  |  | 0.98 |  | Other | UNDER EACH PANEL
NJADRE1555073158 | Administratively Determined Incentive Program | RANDOLPH | 7869 | 3 | 7.56 | Residential | Behind the Meter | Yes | Net Metered Residential | EMT Renewables |  | JCP&L | Accepted | 2023-11-16 | 2023-12-19 | 2024-12-19 | Solar Panels | REC ALPHA | REC 420 |  | 0.42 | 8 | 281 | 31 |  | Fixed | Roof
NJADRE1555073158 | Administratively Determined Incentive Program | RANDOLPH | 7869 | 3 | 7.56 | Residential | Behind the Meter | Yes | Net Metered Residential | EMT Renewables |  | JCP&L | Accepted | 2023-11-16 | 2023-12-19 | 2024-12-19 | Solar Panels | REC ALPHA | REC 420 |  | 0.42 | 3 | 101 | 31 |  | Fixed | Roof
NJADRE1555073158 | Administratively Determined Incentive Program | RANDOLPH | 7869 | 3 | 7.56 | Residential | Behind the Meter | Yes | Net Metered Residential | EMT Renewables |  | JCP&L | Accepted | 2023-11-16 | 2023-12-19 | 2024-12-19 | Solar Panels | REC ALPHA | REC 420 |  | 0.42 | 7 | 191 | 31 |  | Fixed | Roof
NJADRE1555073719 | Administratively Determined Incentive Program | ORANGE | 7050 | 9 | 4.05 | Residential | Behind the Meter | Yes | Net Metered Residential | Trinity Solar |  | PSE&G | Accepted | 2023-11-16 | 2023-12-19 | 2024-12-19 | Inverters | Solar Edge | SE3000H-US | 3 |  | 1 |  |  | 0.97 |  | Outdoor
NJADRE1555073719 | Administratively Determined Incentive Program | ORANGE | 7050 | 9 | 4.05 | Residential | Behind the Meter | Yes | Net Metered Residential | Trinity Solar |  | PSE&G | Accepted | 2023-11-16 | 2023-12-19 | 2024-12-19 | Solar Panels | HANWHA 405 (Q.PEAK DUO BLK ML-G10+ 405) | HANWHA 405 (Q.PEAK DUO BLK ML-G10+ 405) |  | 0.405 | 7 | 126 | 27 |  | Fixed | Roof
NJADRE1555073719 | Administratively Determined Incentive Program | ORANGE | 7050 | 9 | 4.05 | Residential | Behind the Meter | Yes | Net Metered Residential | Trinity Solar |  | PSE&G | Accepted | 2023-11-16 | 2023-12-19 | 2024-12-19 | Solar Panels | HANWHA 405 (Q.PEAK DUO BLK ML-G10+ 405) | HANWHA 405 (Q.PEAK DUO BLK ML-G10+ 405) |  | 0.405 | 3 | 306 | 27 |  | Fixed | Roof
NJADRE1555073757 | Administratively Determined Incentive Program | OLD BRIDGE | 8857 | 11 | 5.2 | Residential | Behind the Meter | No | Net Metered Residential | SunPower Corporation, Systems |  | JCP&L | Accepted | 2023-11-16 | 2023-12-19 | 2024-12-19 | Solar Panels | WAAREE ENERGIES LIMITED | WSMDI-400 |  | 0.4 | 5 | 49 | 26 |  | Fixed | Roof
NJADRE1555073757 | Administratively Determined Incentive Program | OLD BRIDGE | 8857 | 11 | 5.2 | Residential | Behind the Meter | No | Net Metered Residential | SunPower Corporation, Systems |  | JCP&L | Accepted | 2023-11-16 | 2023-12-19 | 2024-12-19 | Solar Panels | WAAREE ENERGIES LIMITED | WSMDI-400 |  | 0.4 | 8 | 139 | 26 |  | Fixed | Roof
NJADRE1555073757 | Administratively Determined Incentive Program | OLD BRIDGE | 8857 | 11 | 5.2 | Residential | Behind the Meter | No | Net Metered Residential | SunPower Corporation, Systems |  | JCP&L | Accepted | 2023-11-16 | 2023-12-19 | 2024-12-19 | Inverters | Enphase | IQ7HS-66-M-US | 384 |  | 13 |  |  | 0.97 |  | Other | Under Each Panel
NJADRE1555073809 | Administratively Determined Incentive Program | MARLTON | 8053 | 13 | 9.32 | Residential | Behind the Meter | Yes | Net Metered Residential | EMT Renewables |  | PSE&G | Accepted | 2023-11-16 | 2023-12-19 | 2024-12-19 | Inverters | ENPHASE | IQ8+ | 290 |  | 23 |  |  | 0.98 |  | Other | UNDER EACH PANEL
NJADRE1555073809 | Administratively Determined Incentive Program | MARLTON | 8053 | 13 | 9.32 | Residential | Behind the Meter | Yes | Net Metered Residential | EMT Renewables |  | PSE&G | Accepted | 2023-11-16 | 2023-12-19 | 2024-12-19 | Solar Panels | Q CELLS | Q PEAK DUO BLK |  | 0.405 | 7 | 109 | 24 |  | Fixed | Roof
NJADRE1555073809 | Administratively Determined Incentive Program | MARLTON | 8053 | 13 | 9.32 | Residential | Behind the Meter | Yes | Net Metered Residential | EMT Renewables |  | PSE&G | Accepted | 2023-11-16 | 2023-12-19 | 2024-12-19 | Solar Panels | Q CELLS | Q PEAK DUO BLK |  | 0.405 | 12 | 109 | 23 |  | Fixed | Roof
NJADRE1555073809 | Administratively Determined Incentive Program | MARLTON | 8053 | 13 | 9.32 | Residential | Behind the Meter | Yes | Net Metered Residential | EMT Renewables |  | PSE&G | Accepted | 2023-11-16 | 2023-12-19 | 2024-12-19 | Solar Panels | Q CELLS | Q PEAK DUO |  | 0.405 | 4 | 289 | 23 |  | Fixed | Roof
NJADRE1555073814 | Administratively Determined Incentive Program | Clayton | 8312 | 15 | 72.75 | Commercial | Behind the Meter | Yes | Small Net Metered Non-Residential Ground Mount | NJ Solar Power |  | AC Electric | Accepted | 2023-11-16 | 2024-01-04 | 2025-01-04 | Solar Panels | Hanwha | Q.Peak Duo XL-G10.2 |  | 0.485 | 150 | 161 | 25 |  | Fixed | Ground
NJADRE1555073814 | Administratively Determined Incentive Program | Clayton | 8312 | 15 | 72.75 | Commercial | Behind the Meter | Yes | Small Net Metered Non-Residential Ground Mount | NJ Solar Power |  | AC Electric | Accepted | 2023-11-16 | 2024-01-04 | 2025-01-04 | Inverters | SolarEdge | SE50K-US | 50000 |  | 1 |  |  | 0.983 |  | Outdoor | North Side of Building
NJADRE1555073814 | Administratively Determined Incentive Program | Clayton | 8312 | 15 | 72.75 | Commercial | Behind the Meter | Yes | Small Net Metered Non-Residential Ground Mount | NJ Solar Power |  | AC Electric | Accepted | 2023-11-16 | 2024-01-04 | 2025-01-04 | Inverters | SolarEdge | SE9K-US | 9000 |  | 1 |  |  | 0.965 |  | Outdoor | North side of Building
NJADRE1555073814 | Administratively Determined Incentive Program | Clayton | 8312 | 15 | 72.75 | Commercial | Behind the Meter | Yes | Small Net Metered Non-Residential Ground Mount | NJ Solar Power |  | AC Electric | Accepted | 2023-11-16 | 2024-01-04 | 2025-01-04 | Meters | SolarEdge | SE-RGMTR-3D-208V-A |  |  | 1 |  |  |  | Yes | Outdoor
NJADRE1555073814 | Administratively Determined Incentive Program | Clayton | 8312 | 15 | 72.75 | Commercial | Behind the Meter | Yes | Small Net Metered Non-Residential Ground Mount | NJ Solar Power |  | AC Electric | Accepted | 2023-11-16 | 2024-01-04 | 2025-01-04 | Meters | Solaredge | SE-RGMTR-3D-208V-A |  |  | 1 |  |  |  | Yes | Outdoor
NJADRE1555073915 | Administratively Determined Incentive Program | OCEAN GATE | 8740 | 18 | 4.05 | Residential | Behind the Meter | Yes | Net Metered Residential | Trinity Solar Inc. |  | JCP&L | Accepted | 2023-11-16 | 2023-12-19 | 2024-12-19 | Inverters | Solar Edge | SE3000H-US000BEi4 | 3000 |  | 1 |  |  | 0.97 |  | Outdoor
NJADRE1555073915 | Administratively Determined Incentive Program | OCEAN GATE | 8740 | 18 | 4.05 | Residential | Behind the Meter | Yes | Net Metered Residential | Trinity Solar Inc. |  | JCP&L | Accepted | 2023-11-16 | 2023-12-19 | 2024-12-19 | Solar Panels | HANWHA | Q.PEAK DUO BLK ML-G10+ 405 |  | 0.405 | 7 | 146 | 18 |  | Fixed | Roof
NJADRE1555073915 | Administratively Determined Incentive Program | OCEAN GATE | 8740 | 18 | 4.05 | Residential | Behind the Meter | Yes | Net Metered Residential | Trinity Solar Inc. |  | JCP&L | Accepted | 2023-11-16 | 2023-12-19 | 2024-12-19 | Solar Panels | HANWHA | Q.PEAK DUO BLK ML-G10+ 405 |  | 0.405 | 3 | 236 | 30 |  | Fixed | Roof
NJADRE1555074011 | Administratively Determined Incentive Program | PATERSON | 7514 | 6 | 6.21 | Residential | Behind the Meter | Yes | Net Metered Residential | Pro Custom Solar dba Momentum Solar |  | PSE&G | Accepted | 2023-11-16 | 2023-12-19 | 2024-12-19 | Solar Panels | HANWHA | Q. PEAK DUO BLK-G10+365 |  | 0.365 | 5 | 99 | 7 |  | Fixed | Roof
NJADRE1555074011 | Administratively Determined Incentive Program | PATERSON | 7514 | 6 | 6.21 | Residential | Behind the Meter | Yes | Net Metered Residential | Pro Custom Solar dba Momentum Solar |  | PSE&G | Accepted | 2023-11-16 | 2023-12-19 | 2024-12-19 | Solar Panels | HANWHA | Q. PEAK DUO BLK-G10+365 |  | 0.365 | 10 | 279 | 46 |  | Fixed | Roof
NJADRE1555074011 | Administratively Determined Incentive Program | PATERSON | 7514 | 6 | 6.21 | Residential | Behind the Meter | Yes | Net Metered Residential | Pro Custom Solar dba Momentum Solar |  | PSE&G | Accepted | 2023-11-16 | 2023-12-19 | 2024-12-19 | Solar Panels | HANWHA | Q. PEAK DUO BLK-G10+365 |  | 0.365 | 2 | 99 | 46 |  | Fixed | Roof
NJADRE1555074011 | Administratively Determined Incentive Program | PATERSON | 7514 | 6 | 6.21 | Residential | Behind the Meter | Yes | Net Metered Residential | Pro Custom Solar dba Momentum Solar |  | PSE&G | Accepted | 2023-11-16 | 2023-12-19 | 2024-12-19 | Inverters | ENPHASE | IQ7PLUS-72-2-US | 290 |  | 17 |  |  | 0.97 |  | Outdoor
NJADRE1555074085 | Administratively Determined Incentive Program | MOONACHIE BORO | 7074 | 7 | 14.58 | Residential | Behind the Meter | Yes | Net Metered Residential | Sunrun Installation Services, Inc. |  | PSE&G | Accepted | 2023-11-16 | 2023-12-19 | 2024-12-19 | Inverters | SolarEdge Technologies | SE10000H-USSN | 10000 |  | 1 |  |  | 0.99 |  | Outdoor | Next to meter
NJADRE1555074085 | Administratively Determined Incentive Program | MOONACHIE BORO | 7074 | 7 | 14.58 | Residential | Behind the Meter | Yes | Net Metered Residential | Sunrun Installation Services, Inc. |  | PSE&G | Accepted | 2023-11-16 | 2023-12-19 | 2024-12-19 | Solar Panels | Hanwha Q Cells | Q.PEAK DUO BLK ML-G10+ 405 |  | 0.405 | 5 | 8 | 17 |  | Fixed | Roof
NJADRE1555074085 | Administratively Determined Incentive Program | MOONACHIE BORO | 7074 | 7 | 14.58 | Residential | Behind the Meter | Yes | Net Metered Residential | Sunrun Installation Services, Inc. |  | PSE&G | Accepted | 2023-11-16 | 2023-12-19 | 2024-12-19 | Solar Panels | Hanwha Q Cells | Q.PEAK DUO BLK ML-G10+ 405 |  | 0.405 | 4 | 278 | 11 |  | Fixed | Roof
NJADRE1555074085 | Administratively Determined Incentive Program | MOONACHIE BORO | 7074 | 7 | 14.58 | Residential | Behind the Meter | Yes | Net Metered Residential | Sunrun Installation Services, Inc. |  | PSE&G | Accepted | 2023-11-16 | 2023-12-19 | 2024-12-19 | Solar Panels | Hanwha Q Cells | Q.PEAK DUO BLK ML-G10+ 405 |  | 0.405 | 5 | 188 | 17 |  | Fixed | Roof
NJADRE1555074085 | Administratively Determined Incentive Program | MOONACHIE BORO | 7074 | 7 | 14.58 | Residential | Behind the Meter | Yes | Net Metered Residential | Sunrun Installation Services, Inc. |  | PSE&G | Accepted | 2023-11-16 | 2023-12-19 | 2024-12-19 | Solar Panels | Q.PEAK DUO BLK ML-G10+ 405 | Hanwha Q Cells |  | 0.405 | 10 | 278 | 37 |  | Fixed | Roof
NJADRE1555074085 | Administratively Determined Incentive Program | MOONACHIE BORO | 7074 | 7 | 14.58 | Residential | Behind the Meter | Yes | Net Metered Residential | Sunrun Installation Services, Inc. |  | PSE&G | Accepted | 2023-11-16 | 2023-12-19 | 2024-12-19 | Solar Panels | Hanwha Q Cells | Q.PEAK DUO BLK ML-G10+ 405 |  | 0.405 | 12 | 98 | 37 |  | Fixed | Roof
NJADRE1555074095 | Administratively Determined Incentive Program | IRVINGTON TOWN | 7111 | 9 | 4.46 | Residential | Behind the Meter | No | Net Metered Residential | EMT Renewables |  | PSE&G | Accepted | 2023-11-16 | 2023-12-19 | 2024-12-19 | Inverters | ENPHASE | IQ8+ | 290 |  | 11 |  |  | 0.98 |  | Other | UNDER EACH PANEL
NJADRE1555074095 | Administratively Determined Incentive Program | IRVINGTON TOWN | 7111 | 9 | 4.46 | Residential | Behind the Meter | No | Net Metered Residential | EMT Renewables |  | PSE&G | Accepted | 2023-11-16 | 2023-12-19 | 2024-12-19 | Solar Panels | Q CELLS | Q PEAK DUO BLK |  | 0.405 | 6 | 290 | 34 |  | Fixed | Roof
NJADRE1555074095 | Administratively Determined Incentive Program | IRVINGTON TOWN | 7111 | 9 | 4.46 | Residential | Behind the Meter | No | Net Metered Residential | EMT Renewables |  | PSE&G | Accepted | 2023-11-16 | 2023-12-19 | 2024-12-19 | Solar Panels | Q CELLS | Q PEAK DUO BLK |  | 0.405 | 5 | 110 | 34 |  | Fixed | Roof
NJADRE1555074135 | Administratively Determined Incentive Program | WENONAH | 8090 | 15 | 5.67 | Residential | Behind the Meter | No | Net Metered Residential | EMT Renewables |  | AC Electric | Accepted | 2023-11-16 | 2023-12-19 | 2024-12-19 | Inverters | ENPHASE | IQ8+ | 290 |  | 14 |  |  | 0.98 |  | Other | UNDER EACH PANEL
NJADRE1555074135 | Administratively Determined Incentive Program | WENONAH | 8090 | 15 | 5.67 | Residential | Behind the Meter | No | Net Metered Residential | EMT Renewables |  | AC Electric | Accepted | 2023-11-16 | 2023-12-19 | 2024-12-19 | Solar Panels | Q CELLS | Q PEAK DUO BLK |  | 0.405 | 3 | 149 | 7 |  | Fixed | Roof
NJADRE1555074135 | Administratively Determined Incentive Program | WENONAH | 8090 | 15 | 5.67 | Residential | Behind the Meter | No | Net Metered Residential | EMT Renewables |  | AC Electric | Accepted | 2023-11-16 | 2023-12-19 | 2024-12-19 | Solar Panels | Q CELLS | Q PEAK DUO BLK |  | 0.405 | 5 | 239 | 26 |  | Fixed | Roof
NJADRE1555074135 | Administratively Determined Incentive Program | WENONAH | 8090 | 15 | 5.67 | Residential | Behind the Meter | No | Net Metered Residential | EMT Renewables |  | AC Electric | Accepted | 2023-11-16 | 2023-12-19 | 2024-12-19 | Solar Panels | Q CELLS | Q PEAK DUO BLK |  | 0.405 | 2 | 149 | 26 |  | Fixed | Roof
NJADRE1555074135 | Administratively Determined Incentive Program | WENONAH | 8090 | 15 | 5.67 | Residential | Behind the Meter | No | Net Metered Residential | EMT Renewables |  | AC Electric | Accepted | 2023-11-16 | 2023-12-19 | 2024-12-19 | Solar Panels | Q CELLS | Q PEAK DUO BLK |  | 0.405 | 4 | 59 | 26 |  | Fixed | Roof
NJADRE1555074183 | Administratively Determined Incentive Program | GIBBSTOWN | 8027 | 15 | 10.13 | Residential | Behind the Meter | Yes | Net Metered Residential | Sunrun Installation Services, Inc. |  | AC Electric | Accepted | 2023-11-16 | 2023-12-19 | 2024-12-19 | Inverters | SOLAREDGE TECHNOLOGIES | SE7600H-USSN | 7600 |  | 1 |  |  | 0.99 |  | Outdoor | Next To Meter
NJADRE1555074183 | Administratively Determined Incentive Program | GIBBSTOWN | 8027 | 15 | 10.13 | Residential | Behind the Meter | Yes | Net Metered Residential | Sunrun Installation Services, Inc. |  | AC Electric | Accepted | 2023-11-16 | 2023-12-19 | 2024-12-19 | Solar Panels | HANWHA Q-CELLS | Q.PEAK DUO BLK ML-G10+ 405 |  | 0.405 | 15 | 262 | 22 |  | Fixed | Roof
NJADRE1555074183 | Administratively Determined Incentive Program | GIBBSTOWN | 8027 | 15 | 10.13 | Residential | Behind the Meter | Yes | Net Metered Residential | Sunrun Installation Services, Inc. |  | AC Electric | Accepted | 2023-11-16 | 2023-12-19 | 2024-12-19 | Solar Panels | HANWHA Q-CELLS | Q.PEAK DUO BLK ML-G10+ 405 |  | 0.405 | 10 | 82 | 22 |  | Fixed | Roof
NJADRE1555075211 | Administratively Determined Incentive Program | ABSECON | 8201 | 19 | 8.91 | Residential | Behind the Meter | Yes | Net Metered Residential | Sunrun Installation Services, Inc. |  | AC Electric | Accepted | 2023-11-16 | 2023-12-19 | 2024-12-19 | Inverters | SOLAREDGE TECHNOLOGIES | SE6000H-USSN | 6000 |  | 1 |  |  | 0.99 |  | Outdoor | Next To Meter
NJADRE1555075211 | Administratively Determined Incentive Program | ABSECON | 8201 | 19 | 8.91 | Residential | Behind the Meter | Yes | Net Metered Residential | Sunrun Installation Services, Inc. |  | AC Electric | Accepted | 2023-11-16 | 2023-12-19 | 2024-12-19 | Solar Panels | HANWHA Q-CELLS | Q.PEAK DUO BLK ML-G10+ 405 |  | 0.405 | 8 | 222 | 34 |  | Fixed | Roof
NJADRE1555075211 | Administratively Determined Incentive Program | ABSECON | 8201 | 19 | 8.91 | Residential | Behind the Meter | Yes | Net Metered Residential | Sunrun Installation Services, Inc. |  | AC Electric | Accepted | 2023-11-16 | 2023-12-19 | 2024-12-19 | Solar Panels | HANWHA Q-CELLS | Q.PEAK DUO BLK ML-G10+ 405 |  | 0.405 | 5 | 42 | 34 |  | Fixed | Roof
NJADRE1555075211 | Administratively Determined Incentive Program | ABSECON | 8201 | 19 | 8.91 | Residential | Behind the Meter | Yes | Net Metered Residential | Sunrun Installation Services, Inc. |  | AC Electric | Accepted | 2023-11-16 | 2023-12-19 | 2024-12-19 | Solar Panels | HANWHA Q-CELLS | Q.PEAK DUO BLK ML-G10+ 405 |  | 0.405 | 3 | 223 | 15 |  | Fixed | Roof
NJADRE1555075211 | Administratively Determined Incentive Program | ABSECON | 8201 | 19 | 8.91 | Residential | Behind the Meter | Yes | Net Metered Residential | Sunrun Installation Services, Inc. |  | AC Electric | Accepted | 2023-11-16 | 2023-12-19 | 2024-12-19 | Solar Panels | HANWHA Q-CELLS | Q.PEAK DUO BLK ML-G10+ 405 |  | 0.405 | 3 | 313 | 26 |  | Fixed | Roof
NJADRE1555075211 | Administratively Determined Incentive Program | ABSECON | 8201 | 19 | 8.91 | Residential | Behind the Meter | Yes | Net Metered Residential | Sunrun Installation Services, Inc. |  | AC Electric | Accepted | 2023-11-16 | 2023-12-19 | 2024-12-19 | Solar Panels | HANWHA Q-CELLS | Q.PEAK DUO BLK ML-G10+ 405 |  | 0.405 | 3 | 43 | 15 |  | Fixed | Roof
NJADRE1555075218 | Administratively Determined Incentive Program | Leed Point | 8220 | 19 | 5.14 | Residential | Behind the Meter | Yes | Net Metered Residential | Sunrun Installation Services, Inc. |  | AC Electric | Accepted | 2023-11-16 | 2023-12-19 | 2024-12-19 | Inverters | SolarEdge Technologies | SE3800H-USMN | 3800 |  | 1 |  |  | 0.99 |  | Outdoor | next to meter
NJADRE1555075218 | Administratively Determined Incentive Program | Leed Point | 8220 | 19 | 5.14 | Residential | Behind the Meter | Yes | Net Metered Residential | Sunrun Installation Services, Inc. |  | AC Electric | Accepted | 2023-11-16 | 2023-12-19 | 2024-12-19 | Solar Panels | Trina Solar | TSM-395DE09C.07 |  | 0.395 | 13 | 136 | 36 |  | Fixed | Roof
NJADRE1555075219 | Administratively Determined Incentive Program | HARRINGTON PARK | 7640 | 7 | 8.3 | Residential | Behind the Meter | Yes | Net Metered Residential | Sunrun Installation Services, Inc. |  | Orange Rockland Electric | Accepted | 2023-11-16 | 2023-12-19 | 2024-12-19 | Inverters | Delta Electronics | E6-TL-US | 5760 |  | 1 |  |  | 0.975 |  | Outdoor | next to meter
NJADRE1555075219 | Administratively Determined Incentive Program | HARRINGTON PARK | 7640 | 7 | 8.3 | Residential | Behind the Meter | Yes | Net Metered Residential | Sunrun Installation Services, Inc. |  | Orange Rockland Electric | Accepted | 2023-11-16 | 2023-12-19 | 2024-12-19 | Solar Panels | TRINA SOLAR | TSM-395DE09C.07 |  | 0.395 | 6 | 260 | 34 |  | Fixed | Roof
NJADRE1555075219 | Administratively Determined Incentive Program | HARRINGTON PARK | 7640 | 7 | 8.3 | Residential | Behind the Meter | Yes | Net Metered Residential | Sunrun Installation Services, Inc. |  | Orange Rockland Electric | Accepted | 2023-11-16 | 2023-12-19 | 2024-12-19 | Solar Panels | TRINA SOLAR | TSM-395DE09C.07 |  | 0.395 | 6 | 259 | 34 |  | Fixed | Roof
NJADRE1555075219 | Administratively Determined Incentive Program | HARRINGTON PARK | 7640 | 7 | 8.3 | Residential | Behind the Meter | Yes | Net Metered Residential | Sunrun Installation Services, Inc. |  | Orange Rockland Electric | Accepted | 2023-11-16 | 2023-12-19 | 2024-12-19 | Solar Panels | TRINA SOLAR | TSM-395DE09C.07 |  | 0.395 | 4 | 261 | 34 |  | Fixed | Roof
NJADRE1555075219 | Administratively Determined Incentive Program | HARRINGTON PARK | 7640 | 7 | 8.3 | Residential | Behind the Meter | Yes | Net Metered Residential | Sunrun Installation Services, Inc. |  | Orange Rockland Electric | Accepted | 2023-11-16 | 2023-12-19 | 2024-12-19 | Solar Panels | TRINA SOLAR | TSM-395DE09C.07 |  | 0.395 | 5 | 76 | 34 |  | Fixed | Roof
NJADRE1555075221 | Administratively Determined Incentive Program | PENNSVILLE | 8070 | 16 | 5.67 | Residential | Behind the Meter | Yes | Net Metered Residential | Sunrun Installation Services, Inc. |  | AC Electric | Accepted | 2023-11-16 | 2023-12-28 | 2024-12-28 | Solar Panels | Hanwha Q-Cells | Q.PEAK DUO BLK ML-G10+ 405 |  | 0.405 | 14 | 217 | 21 |  | Fixed | Roof
NJADRE1555075221 | Administratively Determined Incentive Program | PENNSVILLE | 8070 | 16 | 5.67 | Residential | Behind the Meter | Yes | Net Metered Residential | Sunrun Installation Services, Inc. |  | AC Electric | Accepted | 2023-11-16 | 2023-12-28 | 2024-12-28 | Inverters | SolarEdge Technologies | SE3800H-USMN | 3800 |  | 1 |  |  | 0.99 |  | Outside
NJADRE1555075225 | Administratively Determined Incentive Program | MOUNT HOLLY | 8060 | 13 | 11.2 | Residential | Behind the Meter | Yes | Net Metered Residential | SunPower Corporation, Systems |  | PSE&G | Accepted | 2023-11-16 | 2023-12-19 | 2024-12-19 | Solar Panels | WAAREE ENERGIES LIMITED | WSMDi-400 |  | 0.4 | 10 | 241 | 26 |  | Fixed | Roof
NJADRE1555075225 | Administratively Determined Incentive Program | MOUNT HOLLY | 8060 | 13 | 11.2 | Residential | Behind the Meter | Yes | Net Metered Residential | SunPower Corporation, Systems |  | PSE&G | Accepted | 2023-11-16 | 2023-12-19 | 2024-12-19 | Solar Panels | WAAREE ENERGIES LIMITED | WSMDi-400 |  | 0.4 | 10 | 61 | 26 |  | Fixed | Roof
NJADRE1555075225 | Administratively Determined Incentive Program | MOUNT HOLLY | 8060 | 13 | 11.2 | Residential | Behind the Meter | Yes | Net Metered Residential | SunPower Corporation, Systems |  | PSE&G | Accepted | 2023-11-16 | 2023-12-19 | 2024-12-19 | Solar Panels | WAAREE ENERGIES LIMITED | WSMDi-400 |  | 0.4 | 8 | 241 | 29 |  | Fixed | Roof
NJADRE1555075225 | Administratively Determined Incentive Program | MOUNT HOLLY | 8060 | 13 | 11.2 | Residential | Behind the Meter | Yes | Net Metered Residential | SunPower Corporation, Systems |  | PSE&G | Accepted | 2023-11-16 | 2023-12-19 | 2024-12-19 | Inverters | Enphase | IQ7HS-66-M-US | 384 |  | 28 |  |  | 0.97 |  | Other | under each panel
NJADRE1555075395 | Administratively Determined Incentive Program | Blue Anchor | 8037 | 19 | 8.91 | Residential | Behind the Meter | Yes | Net Metered Residential | Sunrun Installation Services, Inc. |  | AC Electric | Accepted | 2023-11-16 | 2023-12-19 | 2024-12-19 | Inverters | SOLAREDGE TECHNOLOGIES | SE6000H-USSN | 6000 |  | 1 |  |  | 0.99 |  | Outdoor | next to meter
NJADRE1555075395 | Administratively Determined Incentive Program | Blue Anchor | 8037 | 19 | 8.91 | Residential | Behind the Meter | Yes | Net Metered Residential | Sunrun Installation Services, Inc. |  | AC Electric | Accepted | 2023-11-16 | 2023-12-19 | 2024-12-19 | Solar Panels | Hanwha Q Cells | Q.PEAK DUO BLK ML-G10+ 405 |  | 0.405 | 10 | 217 | 32 |  | Fixed | Roof
NJADRE1555075395 | Administratively Determined Incentive Program | Blue Anchor | 8037 | 19 | 8.91 | Residential | Behind the Meter | Yes | Net Metered Residential | Sunrun Installation Services, Inc. |  | AC Electric | Accepted | 2023-11-16 | 2023-12-19 | 2024-12-19 | Solar Panels | Hanwha Q Cells | Q.PEAK DUO BLK ML-G10+ 405 |  | 0.405 | 12 | 217 | 32 |  | Fixed | Roof
NJADRE1555075755 | Administratively Determined Incentive Program | POINT PLEASANT BEACH | 8742 | 18 | 3.2 | Residential | Behind the Meter | Yes | Net Metered Residential | Solar Mite Solutions |  | JCP&L | Accepted | 2023-11-16 | 2023-12-19 | 2024-12-19 | Inverters | Enphase | IQ8PLUS-72-2 | 290 |  | 8 |  |  | 0.98 |  | Outdoor
NJADRE1555075755 | Administratively Determined Incentive Program | POINT PLEASANT BEACH | 8742 | 18 | 3.2 | Residential | Behind the Meter | Yes | Net Metered Residential | Solar Mite Solutions |  | JCP&L | Accepted | 2023-11-16 | 2023-12-19 | 2024-12-19 | Solar Panels | Canadian Solar | CS6R |  | 0.4 | 4 | 84 | 27 |  | Fixed | Roof | Array 1
NJADRE1555075755 | Administratively Determined Incentive Program | POINT PLEASANT BEACH | 8742 | 18 | 3.2 | Residential | Behind the Meter | Yes | Net Metered Residential | Solar Mite Solutions |  | JCP&L | Accepted | 2023-11-16 | 2023-12-19 | 2024-12-19 | Solar Panels | Canadian Solar | CS6R |  | 0.4 | 4 | 354 | 27 |  | Fixed | Roof | Array 2
NJADRE1555077050 | Administratively Determined Incentive Program | POINT PLEASANT BEACH | 8742 | 18 | 3.2 | Residential | Behind the Meter | Yes | Net Metered Residential | Solar Mite Solutions |  | JCP&L | Accepted | 2023-11-16 | 2023-12-19 | 2024-12-19 | Inverters | Enphase | IQ8PLUS-72-2 | 290 |  | 8 |  |  | 0.98 |  | Outdoor
NJADRE1555077050 | Administratively Determined Incentive Program | POINT PLEASANT BEACH | 8742 | 18 | 3.2 | Residential | Behind the Meter | Yes | Net Metered Residential | Solar Mite Solutions |  | JCP&L | Accepted | 2023-11-16 | 2023-12-19 | 2024-12-19 | Solar Panels | Canadian Solar | CS6R |  | 0.4 | 8 | 84 | 27 |  | Fixed | Roof | Array 1
NJADRE1555084216 | Administratively Determined Incentive Program | CAMDEN | 8104 | 14 | 4.8 | Residential | Behind the Meter | Yes | Net Metered Residential | Suntuity Solar LLC |  | PSE&G | Accepted | 2023-11-17 | 2023-12-19 | 2024-12-19 | Inverters | ENPHASE | IQ8PLUS-72-2-US | 290 |  | 12 |  |  | 0.97 |  | Outdoor | Behind the pv module
NJADRE1555084216 | Administratively Determined Incentive Program | CAMDEN | 8104 | 14 | 4.8 | Residential | Behind the Meter | Yes | Net Metered Residential | Suntuity Solar LLC |  | PSE&G | Accepted | 2023-11-17 | 2023-12-19 | 2024-12-19 | Solar Panels | SILFAB PRIME | SIL-400 HC+ |  | 0.4 | 12 | 157 | 5 |  | Fixed | Roof
NJADRE1555085485 | Administratively Determined Incentive Program | WEST WILDWOOD | 8260 | 21 | 4.8 | Residential | Behind the Meter | Yes | Net Metered Residential | Suntuity Solar LLC |  | AC Electric | Accepted | 2023-11-17 | 2023-12-19 | 2024-12-19 | Inverters | ENPHASE | IQ8PLUS-72-2-US | 290 |  | 12 |  |  | 0.97 |  | Outdoor | Behind the pv module
NJADRE1555085485 | Administratively Determined Incentive Program | WEST WILDWOOD | 8260 | 21 | 4.8 | Residential | Behind the Meter | Yes | Net Metered Residential | Suntuity Solar LLC |  | AC Electric | Accepted | 2023-11-17 | 2023-12-19 | 2024-12-19 | Solar Panels | CANADIANSOLAR | CS6R-400MS-HL |  | 0.4 | 12 | 276 | 19 |  | Fixed | Roof
NJADRE1555085545 | Administratively Determined Incentive Program | IRVINGTON | 7111 | 9 | 6.48 | Residential | Behind the Meter | Yes | Net Metered Residential | Sunrun Installation Services, Inc. |  | PSE&G | Accepted | 2023-11-17 | 2023-12-22 | 2024-12-22 | Inverters | SOLAREDGE TECHNOLOGIES | SE6000H-USSN | 6000 |  | 1 |  |  | 0.992 |  | Outdoor | next to meter
NJADRE1555085545 | Administratively Determined Incentive Program | IRVINGTON | 7111 | 9 | 6.48 | Residential | Behind the Meter | Yes | Net Metered Residential | Sunrun Installation Services, Inc. |  | PSE&G | Accepted | 2023-11-17 | 2023-12-22 | 2024-12-22 | Solar Panels | HANWHA Q-CELLS | Q.PEAK DUO BLK ML-G10+ 405 |  | 0.405 | 16 | 98 | 35 |  | Fixed | Roof
NJADRE1555085552 | Administratively Determined Incentive Program | RIVERSIDE | 8075 | 13 | 15.8 | Residential | Behind the Meter | Yes | Net Metered Residential | Big Wave Roofing and Solar LLC |  | PSE&G | Accepted | 2023-11-17 | 2023-12-20 | 2024-12-20 | Inverters | Enphase Energy Inc | IQ7PLUS-72-2-US | 290 |  | 39 |  |  | 0.98 |  | Outside
NJADRE1555085552 | Administratively Determined Incentive Program | RIVERSIDE | 8075 | 13 | 15.8 | Residential | Behind the Meter | Yes | Net Metered Residential | Big Wave Roofing and Solar LLC |  | PSE&G | Accepted | 2023-11-17 | 2023-12-20 | 2024-12-20 | Solar Panels | Qcells | Q.PEAK DUO BLK ML-G10+ 405 |  | 0.405 | 3 | 147 | 25 |  | Fixed | Roof
NJADRE1555085552 | Administratively Determined Incentive Program | RIVERSIDE | 8075 | 13 | 15.8 | Residential | Behind the Meter | Yes | Net Metered Residential | Big Wave Roofing and Solar LLC |  | PSE&G | Accepted | 2023-11-17 | 2023-12-20 | 2024-12-20 | Solar Panels | Qcells | Q.PEAK DUO BLK ML-G10+ 405 |  | 0.405 | 2 | 237 | 28 |  | Fixed | Roof
NJADRE1555085552 | Administratively Determined Incentive Program | RIVERSIDE | 8075 | 13 | 15.8 | Residential | Behind the Meter | Yes | Net Metered Residential | Big Wave Roofing and Solar LLC |  | PSE&G | Accepted | 2023-11-17 | 2023-12-20 | 2024-12-20 | Solar Panels | Qcells | Q.PEAK DUO BLK ML-G10+ 405 |  | 0.405 | 17 | 237 | 10 |  | Fixed | Roof
NJADRE1555085552 | Administratively Determined Incentive Program | RIVERSIDE | 8075 | 13 | 15.8 | Residential | Behind the Meter | Yes | Net Metered Residential | Big Wave Roofing and Solar LLC |  | PSE&G | Accepted | 2023-11-17 | 2023-12-20 | 2024-12-20 | Solar Panels | Qcells | Q.PEAK DUO BLK ML-G10+ 405 |  | 0.405 | 10 | 57 | 30 |  | Fixed | Roof
NJADRE1555085552 | Administratively Determined Incentive Program | RIVERSIDE | 8075 | 13 | 15.8 | Residential | Behind the Meter | Yes | Net Metered Residential | Big Wave Roofing and Solar LLC |  | PSE&G | Accepted | 2023-11-17 | 2023-12-20 | 2024-12-20 | Solar Panels | Qcells | Q.PEAK DUO BLK ML-G10+ 405 |  | 0.405 | 6 | 57 | 30 |  | Fixed | Roof
NJADRE1555085552 | Administratively Determined Incentive Program | RIVERSIDE | 8075 | 13 | 15.8 | Residential | Behind the Meter | Yes | Net Metered Residential | Big Wave Roofing and Solar LLC |  | PSE&G | Accepted | 2023-11-17 | 2023-12-20 | 2024-12-20 | Solar Panels | Qcells | Q.PEAK DUO BLK ML-G10+ 405 |  | 0.405 | 1 | 237 | 30 |  | Fixed | Roof
NJADRE1555085582 | Administratively Determined Incentive Program | WOODBRIDGE TWP | 8861 | 11 | 8.1 | Residential | Behind the Meter | Yes | Net Metered Residential | Sunrun Installation Services, Inc. |  | PSE&G | Accepted | 2023-11-17 | 2023-12-19 | 2024-12-19 | Inverters | Delta Electronics | E6-TL-US | 6000 |  | 1 |  |  | 0.975 |  | Outdoor | next to meter
NJADRE1555085582 | Administratively Determined Incentive Program | WOODBRIDGE TWP | 8861 | 11 | 8.1 | Residential | Behind the Meter | Yes | Net Metered Residential | Sunrun Installation Services, Inc. |  | PSE&G | Accepted | 2023-11-17 | 2023-12-19 | 2024-12-19 | Solar Panels | Hanwha Q Cells | Q.PEAK DUO BLK ML-G10+ 405 |  | 0.405 | 8 | 177 | 20 |  | Fixed | Roof
NJADRE1555085582 | Administratively Determined Incentive Program | WOODBRIDGE TWP | 8861 | 11 | 8.1 | Residential | Behind the Meter | Yes | Net Metered Residential | Sunrun Installation Services, Inc. |  | PSE&G | Accepted | 2023-11-17 | 2023-12-19 | 2024-12-19 | Solar Panels | Hanwha Q Cells | Q.PEAK DUO BLK ML-G10+ 405 |  | 0.405 | 3 | 177 | 20 |  | Fixed | Roof
NJADRE1555085582 | Administratively Determined Incentive Program | WOODBRIDGE TWP | 8861 | 11 | 8.1 | Residential | Behind the Meter | Yes | Net Metered Residential | Sunrun Installation Services, Inc. |  | PSE&G | Accepted | 2023-11-17 | 2023-12-19 | 2024-12-19 | Solar Panels | Hanwha Q Cells | Q.PEAK DUO BLK ML-G10+ 405 |  | 0.405 | 9 | 357 | 21 |  | Fixed | Roof
NJADRE1555085582 | Administratively Determined Incentive Program | WOODBRIDGE TWP | 8861 | 11 | 8.1 | Residential | Behind the Meter | Yes | Net Metered Residential | Sunrun Installation Services, Inc. |  | PSE&G | Accepted | 2023-11-17 | 2023-12-19 | 2024-12-19 | Electric Storage Battery | Tesla | Powerwall |  |  | 1 |  |  |  | Lithium Ion |  | Outside
NJADRE1555085640 | Administratively Determined Incentive Program | RIDGEFIELD PARK | 7660 | 7 | 11.2 | Residential | Behind the Meter | Yes | Net Metered Residential | Pro Custom Solar dba Momentum Solar |  | PSE&G | Accepted | 2023-11-17 | 2023-12-19 | 2024-12-19 | Solar Panels | HANWHA | Q. PEAK DUO BLK ML-G10+400 |  | 0.4 | 11 | 201 | 34 |  | Fixed | Roof
NJADRE1555085640 | Administratively Determined Incentive Program | RIDGEFIELD PARK | 7660 | 7 | 11.2 | Residential | Behind the Meter | Yes | Net Metered Residential | Pro Custom Solar dba Momentum Solar |  | PSE&G | Accepted | 2023-11-17 | 2023-12-19 | 2024-12-19 | Solar Panels | HANWHA | Q. PEAK DUO BLK ML-G10+400 |  | 0.4 | 9 | 21 | 33 |  | Fixed | Roof
NJADRE1555085640 | Administratively Determined Incentive Program | RIDGEFIELD PARK | 7660 | 7 | 11.2 | Residential | Behind the Meter | Yes | Net Metered Residential | Pro Custom Solar dba Momentum Solar |  | PSE&G | Accepted | 2023-11-17 | 2023-12-19 | 2024-12-19 | Solar Panels | HANWHA | Q. PEAK DUO BLK ML-G10+400 |  | 0.4 | 2 | 111 | 22 |  | Fixed | Roof
NJADRE1555085640 | Administratively Determined Incentive Program | RIDGEFIELD PARK | 7660 | 7 | 11.2 | Residential | Behind the Meter | Yes | Net Metered Residential | Pro Custom Solar dba Momentum Solar |  | PSE&G | Accepted | 2023-11-17 | 2023-12-19 | 2024-12-19 | Solar Panels | HANWHA | Q. PEAK DUO BLK ML-G10+400 |  | 0.4 | 6 | 201 | 22 |  | Fixed | Roof
NJADRE1555085640 | Administratively Determined Incentive Program | RIDGEFIELD PARK | 7660 | 7 | 11.2 | Residential | Behind the Meter | Yes | Net Metered Residential | Pro Custom Solar dba Momentum Solar |  | PSE&G | Accepted | 2023-11-17 | 2023-12-19 | 2024-12-19 | Inverters | ENPHASE | IQ8PLUS-72-2-US | 290 |  | 28 |  |  | 0.97 |  | Outdoor
NJADRE1555085651 | Administratively Determined Incentive Program | MILLVILLE | 8332 | 20 | 7.7 | Residential | Behind the Meter | Yes | Net Metered Residential | Sunrun Installation Services, Inc. |  | AC Electric | Accepted | 2023-11-17 | 2023-12-19 | 2024-12-19 | Inverters | Delta Electronics | E6-TL-US | 6000 |  | 1 |  |  | 0.975 |  | Outdoor | next to meter
NJADRE1555085651 | Administratively Determined Incentive Program | MILLVILLE | 8332 | 20 | 7.7 | Residential | Behind the Meter | Yes | Net Metered Residential | Sunrun Installation Services, Inc. |  | AC Electric | Accepted | 2023-11-17 | 2023-12-19 | 2024-12-19 | Solar Panels | Hanwha Q Cells | Q.PEAK DUO BLK ML-G10+ 405 |  | 0.405 | 19 | 205 | 22 |  | Fixed | Roof
NJADRE1555085678 | Administratively Determined Incentive Program | Goucester City | 8030 | 14 | 19.75 | Commercial | Behind the Meter | No | Small Net-Metered Non-Residential located on Rooftop, Carport, Canopy and Floating Solar | Advanced Renewable Solutions LLC |  | PSE&G | Accepted | 2023-11-17 | 2023-12-21 | 2024-12-21 | Inverters | Enphase | IQ8A-72-US | 349 |  | 50 |  |  | 0.976 |  | Outdoor
NJADRE1555085678 | Administratively Determined Incentive Program | Goucester City | 8030 | 14 | 19.75 | Commercial | Behind the Meter | No | Small Net-Metered Non-Residential located on Rooftop, Carport, Canopy and Floating Solar | Advanced Renewable Solutions LLC |  | PSE&G | Accepted | 2023-11-17 | 2023-12-21 | 2024-12-21 | Solar Panels | Canadian Solar | CS6R-395 |  | 0.395 | 50 | 149 | 3 |  | Fixed | Roof
NJADRE1555085696 | Administratively Determined Incentive Program | PLAINFIELD | 7060 | 10 | 4.86 | Residential | Behind the Meter | Yes | Net Metered Residential | Sunrun Installation Services, Inc. |  | PSE&G | Accepted | 2023-11-17 | 2023-12-19 | 2024-12-19 | Inverters | Delta Electronics | E4-TL-US | 4000 |  | 1 |  |  | 0.975 |  | Outdoor | next to meter
NJADRE1555085696 | Administratively Determined Incentive Program | PLAINFIELD | 7060 | 10 | 4.86 | Residential | Behind the Meter | Yes | Net Metered Residential | Sunrun Installation Services, Inc. |  | PSE&G | Accepted | 2023-11-17 | 2023-12-19 | 2024-12-19 | Solar Panels | Hanwha Q Cells | Q.PEAK DUO BLK ML-G10+ 405 |  | 0.405 | 12 | 259 | 36 |  | Fixed | Roof
NJADRE1555085710 | Administratively Determined Incentive Program | WEST ORANGE | 7052 | 9 | 16 | Residential | Behind the Meter | Yes | Net Metered Residential | Pro Custom Solar dba Momentum Solar |  | PSE&G | Accepted | 2023-11-17 | 2023-12-19 | 2024-12-19 | Solar Panels | Â Q. PEAK DUO BLK-G10+400 | hanwha |  | 0.4 | 21 | 100 | 39 |  | Fixed | Roof
NJADRE1555085710 | Administratively Determined Incentive Program | WEST ORANGE | 7052 | 9 | 16 | Residential | Behind the Meter | Yes | Net Metered Residential | Pro Custom Solar dba Momentum Solar |  | PSE&G | Accepted | 2023-11-17 | 2023-12-19 | 2024-12-19 | Solar Panels | Â Q. PEAK DUO BLK-G10+400 | hanwha |  | 0.4 | 7 | 280 | 17 |  | Fixed | Roof
NJADRE1555085710 | Administratively Determined Incentive Program | WEST ORANGE | 7052 | 9 | 16 | Residential | Behind the Meter | Yes | Net Metered Residential | Pro Custom Solar dba Momentum Solar |  | PSE&G | Accepted | 2023-11-17 | 2023-12-19 | 2024-12-19 | Solar Panels | Â Q. PEAK DUO BLK-G10+400 | hanwha |  | 0.4 | 12 | 100 | 38 |  | Fixed | Roof
NJADRE1555085710 | Administratively Determined Incentive Program | WEST ORANGE | 7052 | 9 | 16 | Residential | Behind the Meter | Yes | Net Metered Residential | Pro Custom Solar dba Momentum Solar |  | PSE&G | Accepted | 2023-11-17 | 2023-12-19 | 2024-12-19 | Inverters | IQ8PLUS-72-2-US | enphase | 290 |  | 40 |  |  | 0.97 |  | Outdoor
NJADRE1555085725 | Administratively Determined Incentive Program | NEWARK | 7103 | 9 | 4.4 | Residential | Behind the Meter | Yes | Net Metered Residential | Pro Custom Solar dba Momentum Solar |  | PSE&G | Accepted | 2023-11-17 | 2023-12-19 | 2024-12-19 | Solar Panels | HANWHA | Q. PEAK DUO BLK ML-G10+400 |  | 0.4 | 11 | 290 | 4 |  | Fixed | Roof
NJADRE1555085725 | Administratively Determined Incentive Program | NEWARK | 7103 | 9 | 4.4 | Residential | Behind the Meter | Yes | Net Metered Residential | Pro Custom Solar dba Momentum Solar |  | PSE&G | Accepted | 2023-11-17 | 2023-12-19 | 2024-12-19 | Inverters | ENPHASE | IQ8PLUS-72-2-US | 290 |  | 11 |  |  | 0.97 |  | Outdoor
NJADRE1555085758 | Administratively Determined Incentive Program | CLEMENTON | 8021 | 14 | 5.33 | Residential | Behind the Meter | No | Net Metered Residential | Solar Energy World |  | AC Electric | Accepted | 2023-11-17 | 2023-12-22 | 2024-12-22 | Solar Panels | Longi Green Energy | LR4-60HPB-355M |  | 0.355 | 10 | 197 | 37 |  | Fixed | Roof
NJADRE1555085758 | Administratively Determined Incentive Program | CLEMENTON | 8021 | 14 | 5.33 | Residential | Behind the Meter | No | Net Metered Residential | Solar Energy World |  | AC Electric | Accepted | 2023-11-17 | 2023-12-22 | 2024-12-22 | Solar Panels | Longi Green Energy | LR4-60HPB-355M |  | 0.355 | 5 | 197 | 13 |  | Fixed | Roof
NJADRE1555085758 | Administratively Determined Incentive Program | CLEMENTON | 8021 | 14 | 5.33 | Residential | Behind the Meter | No | Net Metered Residential | Solar Energy World |  | AC Electric | Accepted | 2023-11-17 | 2023-12-22 | 2024-12-22 | Inverters | SolarEdge Technologies | SE5000H-US | 5000 |  | 1 |  |  | 0.99 |  | Outside
NJADRE1555085840 | Administratively Determined Incentive Program | NEWARK | 7112 | 9 | 4.46 | Residential | Behind the Meter | Yes | Net Metered Residential | Trinity Solar |  | PSE&G | Accepted | 2023-11-17 | 2023-12-19 | 2024-12-19 | Inverters | Solar Edge | SE3800H-US | 3800 |  | 1 |  |  | 0.97 |  | Outdoor
NJADRE1555085840 | Administratively Determined Incentive Program | NEWARK | 7112 | 9 | 4.46 | Residential | Behind the Meter | Yes | Net Metered Residential | Trinity Solar |  | PSE&G | Accepted | 2023-11-17 | 2023-12-19 | 2024-12-19 | Solar Panels | HANWHA | Q.PEAK DUO BLK ML-G10+ 405 |  | 0.405 | 4 | 36 | 18 |  | Fixed | Roof
NJADRE1555085840 | Administratively Determined Incentive Program | NEWARK | 7112 | 9 | 4.46 | Residential | Behind the Meter | Yes | Net Metered Residential | Trinity Solar |  | PSE&G | Accepted | 2023-11-17 | 2023-12-19 | 2024-12-19 | Solar Panels | HANWHA | Q.PEAK DUO BLK ML-G10+ 405 |  | 0.405 | 2 | 216 | 43 |  | Fixed | Roof
NJADRE1555085840 | Administratively Determined Incentive Program | NEWARK | 7112 | 9 | 4.46 | Residential | Behind the Meter | Yes | Net Metered Residential | Trinity Solar |  | PSE&G | Accepted | 2023-11-17 | 2023-12-19 | 2024-12-19 | Solar Panels | HANWHA | Q.PEAK DUO BLK ML-G10+ 405 |  | 0.405 | 3 | 126 | 18 |  | Fixed | Roof
NJADRE1555085840 | Administratively Determined Incentive Program | NEWARK | 7112 | 9 | 4.46 | Residential | Behind the Meter | Yes | Net Metered Residential | Trinity Solar |  | PSE&G | Accepted | 2023-11-17 | 2023-12-19 | 2024-12-19 | Solar Panels | HANWHA | Q.PEAK DUO BLK ML-G10+ 405 |  | 0.405 | 2 | 216 | 45 |  | Fixed | Roof
NJADRE1555085901 | Administratively Determined Incentive Program | EAST ORANGE | 7017 | 9 | 5.14 | Residential | Behind the Meter | No | Net Metered Residential | Bright Planet Solar |  | PSE&G | Accepted | 2023-11-17 | 2023-12-20 | 2024-12-20 | Inverters | Solar Edge | SE3800H-USRGM | 3800 |  | 1 |  |  | 0.98 |  | Outdoor | OUTSIDE
NJADRE1555085901 | Administratively Determined Incentive Program | EAST ORANGE | 7017 | 9 | 5.14 | Residential | Behind the Meter | No | Net Metered Residential | Bright Planet Solar |  | PSE&G | Accepted | 2023-11-17 | 2023-12-20 | 2024-12-20 | Solar Panels | Canadian Solar | CS3N-395MS |  | 0.395 | 4 | 207 | 5 |  | Fixed | Roof
NJADRE1555085901 | Administratively Determined Incentive Program | EAST ORANGE | 7017 | 9 | 5.14 | Residential | Behind the Meter | No | Net Metered Residential | Bright Planet Solar |  | PSE&G | Accepted | 2023-11-17 | 2023-12-20 | 2024-12-20 | Solar Panels | Canadian Solar | CS3N-395MS |  | 0.395 | 3 | 203 | 34 |  | Fixed | Roof
NJADRE1555085901 | Administratively Determined Incentive Program | EAST ORANGE | 7017 | 9 | 5.14 | Residential | Behind the Meter | No | Net Metered Residential | Bright Planet Solar |  | PSE&G | Accepted | 2023-11-17 | 2023-12-20 | 2024-12-20 | Solar Panels | Canadian Solar | CS3N-395MS |  | 0.395 | 5 | 112 | 43 |  | Fixed | Roof
NJADRE1555085901 | Administratively Determined Incentive Program | EAST ORANGE | 7017 | 9 | 5.14 | Residential | Behind the Meter | No | Net Metered Residential | Bright Planet Solar |  | PSE&G | Accepted | 2023-11-17 | 2023-12-20 | 2024-12-20 | Solar Panels | Canadian Solar | CS3N-395MS |  | 0.395 | 1 | 292 | 45 |  | Fixed | Roof
NJADRE1555085909 | Administratively Determined Incentive Program | PINE HILL | 8021 | 14 | 10.94 | Residential | Behind the Meter | No | Net Metered Residential | Tesla Energy Operations Inc |  | AC Electric | Accepted | 2023-11-17 | 2023-12-20 | 2024-12-20 | Solar Panels | Hanwha | Q.PEAK DUO BLK ML-G10+/TS 405 |  | 0.405 | 14 | 101 | 23 |  | Fixed | Roof
NJADRE1555085909 | Administratively Determined Incentive Program | PINE HILL | 8021 | 14 | 10.94 | Residential | Behind the Meter | No | Net Metered Residential | Tesla Energy Operations Inc |  | AC Electric | Accepted | 2023-11-17 | 2023-12-20 | 2024-12-20 | Solar Panels | Hanwha | Q.PEAK DUO BLK ML-G10+/TS 405 |  | 0.405 | 13 | 281 | 23 |  | Fixed | Roof
NJADRE1555085909 | Administratively Determined Incentive Program | PINE HILL | 8021 | 14 | 10.94 | Residential | Behind the Meter | No | Net Metered Residential | Tesla Energy Operations Inc |  | AC Electric | Accepted | 2023-11-17 | 2023-12-20 | 2024-12-20 | Inverters | Tesla | 1538000-45-A | 5700 |  | 1 |  |  | 0.986 |  | Outdoor
NJADRE1555085909 | Administratively Determined Incentive Program | PINE HILL | 8021 | 14 | 10.94 | Residential | Behind the Meter | No | Net Metered Residential | Tesla Energy Operations Inc |  | AC Electric | Accepted | 2023-11-17 | 2023-12-20 | 2024-12-20 | Inverters | Tesla | 1538000-45-A | 5000 |  | 1 |  |  | 0.986 |  | Outdoor
NJADRE1555085929 | Administratively Determined Incentive Program | Elizabeth City | 7201 | 10 | 5.67 | Residential | Behind the Meter | Yes | Net Metered Residential | Sunrun Installation Services, Inc. |  | PSE&G | Accepted | 2023-11-17 | 2023-12-19 | 2024-12-19 | Inverters | SOLAREDGE TECHNOLOGIES | SE3800H-USMN | 3800 |  | 1 |  |  | 0.992 |  | Outdoor | next to meter
NJADRE1555085929 | Administratively Determined Incentive Program | Elizabeth City | 7201 | 10 | 5.67 | Residential | Behind the Meter | Yes | Net Metered Residential | Sunrun Installation Services, Inc. |  | PSE&G | Accepted | 2023-11-17 | 2023-12-19 | 2024-12-19 | Solar Panels | HANWHA Q-CELLS | Q.PEAK DUO BLK ML-G10+ 405 |  | 0.405 | 14 | 144 | 23 |  | Fixed | Roof
NJADRE1555085930 | Administratively Determined Incentive Program | WOODBURY | 8096 | 15 | 7.2 | Residential | Behind the Meter | Yes | Net Metered Residential | Pro Custom Solar dba Momentum Solar |  | PSE&G | Accepted | 2023-11-17 | 2023-12-19 | 2024-12-19 | Solar Panels | HANWHA | Q. PEAK DUO BLK ML-G10+400 |  | 0.4 | 9 | 29 | 35 |  | Fixed | Roof
NJADRE1555085930 | Administratively Determined Incentive Program | WOODBURY | 8096 | 15 | 7.2 | Residential | Behind the Meter | Yes | Net Metered Residential | Pro Custom Solar dba Momentum Solar |  | PSE&G | Accepted | 2023-11-17 | 2023-12-19 | 2024-12-19 | Solar Panels | HANWHA | Q. PEAK DUO BLK ML-G10+400 |  | 0.4 | 9 | 209 | 34 |  | Fixed | Roof
NJADRE1555085930 | Administratively Determined Incentive Program | WOODBURY | 8096 | 15 | 7.2 | Residential | Behind the Meter | Yes | Net Metered Residential | Pro Custom Solar dba Momentum Solar |  | PSE&G | Accepted | 2023-11-17 | 2023-12-19 | 2024-12-19 | Inverters | ENPHASE | IQ8PLUS-72-2-US | 290 |  | 18 |  |  | 0.97 |  | Outdoor
NJADRE1555085935 | Administratively Determined Incentive Program | PATERSON | 7504 | 6 | 4.8 | Residential | Behind the Meter | No | Net Metered Residential | Powur, PBC |  | PSE&G | Accepted | 2023-11-20 | 2023-12-21 | 2024-12-21 | Solar Panels | Hanwha | Q-CELLS Q.PEAK DUO BLK ML-G10+ 400 |  | 0.4 | 4 | 5 | 41 |  | Fixed | Roof
NJADRE1555085935 | Administratively Determined Incentive Program | PATERSON | 7504 | 6 | 4.8 | Residential | Behind the Meter | No | Net Metered Residential | Powur, PBC |  | PSE&G | Accepted | 2023-11-20 | 2023-12-21 | 2024-12-21 | Solar Panels | Hanwha | Q-CELLS Q.PEAK DUO BLK ML-G10+ 400 |  | 0.4 | 1 | 275 | 32 |  | Fixed | Roof
NJADRE1555085935 | Administratively Determined Incentive Program | PATERSON | 7504 | 6 | 4.8 | Residential | Behind the Meter | No | Net Metered Residential | Powur, PBC |  | PSE&G | Accepted | 2023-11-20 | 2023-12-21 | 2024-12-21 | Solar Panels | Hanwha | Q-CELLS Q.PEAK DUO BLK ML-G10+ 400 |  | 0.4 | 1 | 95 | 32 |  | Fixed | Roof
NJADRE1555085935 | Administratively Determined Incentive Program | PATERSON | 7504 | 6 | 4.8 | Residential | Behind the Meter | No | Net Metered Residential | Powur, PBC |  | PSE&G | Accepted | 2023-11-20 | 2023-12-21 | 2024-12-21 | Solar Panels | Hanwha | Q-CELLS Q.PEAK DUO BLK ML-G10+ 400 |  | 0.4 | 6 | 5 | 41 |  | Fixed | Roof
NJADRE1555085935 | Administratively Determined Incentive Program | PATERSON | 7504 | 6 | 4.8 | Residential | Behind the Meter | No | Net Metered Residential | Powur, PBC |  | PSE&G | Accepted | 2023-11-20 | 2023-12-21 | 2024-12-21 | Inverters | Solaredge | SE3800H-US | 3800 |  | 1 |  |  | 0.99 |  | Outside
NJADRE1555085935 | Administratively Determined Incentive Program | PATERSON | 7504 | 6 | 4.8 | Residential | Behind the Meter | No | Net Metered Residential | Powur, PBC |  | PSE&G | Accepted | 2023-11-20 | 2023-12-21 | 2024-12-21 | Meters | Solaredge | SE3800H-US |  |  | 1 |  |  |  | Yes | Outdoor
NJADRE1555086115 | Administratively Determined Incentive Program | BRIDGETON | 8302 | 20 | 8.51 | Residential | Behind the Meter | No | Net Metered Residential | Castle Energy, LLC |  | AC Electric | Accepted | 2023-11-17 | 2023-12-19 | 2024-12-19 | Inverters | Enphase Energy | IQ8PLUS-72-2-US | 290 |  | 21 |  |  | 0.976 |  | Outdoor
NJADRE1555086115 | Administratively Determined Incentive Program | BRIDGETON | 8302 | 20 | 8.51 | Residential | Behind the Meter | No | Net Metered Residential | Castle Energy, LLC |  | AC Electric | Accepted | 2023-11-17 | 2023-12-19 | 2024-12-19 | Solar Panels | Hanwha QCells | Q.PEAK DUO BLK ML G10+ 405 |  | 0.405 | 9 | 199 | 41 |  | Fixed | Roof
NJADRE1555086115 | Administratively Determined Incentive Program | BRIDGETON | 8302 | 20 | 8.51 | Residential | Behind the Meter | No | Net Metered Residential | Castle Energy, LLC |  | AC Electric | Accepted | 2023-11-17 | 2023-12-19 | 2024-12-19 | Solar Panels | Hanwha QCells | Q.PEAK DUO BLK ML G10+ 405 |  | 0.405 | 12 | 109 | 45 |  | Fixed | Roof
NJADRE1555086612 | Administratively Determined Incentive Program | PATERSON | 7504 | 6 | 12.4 | Residential | Behind the Meter | No | Small Net-Metered Non-Residential located on Rooftop, Carport, Canopy and Floating Solar | Powur, PBC |  | PSE&G | Accepted | 2023-11-20 | 2023-12-21 | 2024-12-21 | Solar Panels | Hanwha | Q.PEAK DUO BLK ML-G10+ 400 |  | 0.4 | 14 | 185 | 41 |  | Fixed | Roof
NJADRE1555086612 | Administratively Determined Incentive Program | PATERSON | 7504 | 6 | 12.4 | Residential | Behind the Meter | No | Small Net-Metered Non-Residential located on Rooftop, Carport, Canopy and Floating Solar | Powur, PBC |  | PSE&G | Accepted | 2023-11-20 | 2023-12-21 | 2024-12-21 | Solar Panels | Hanwha | Q.PEAK DUO BLK ML-G10+ 400 |  | 0.4 | 1 | 275 | 32 |  | Fixed | Roof
NJADRE1555086612 | Administratively Determined Incentive Program | PATERSON | 7504 | 6 | 12.4 | Residential | Behind the Meter | No | Small Net-Metered Non-Residential located on Rooftop, Carport, Canopy and Floating Solar | Powur, PBC |  | PSE&G | Accepted | 2023-11-20 | 2023-12-21 | 2024-12-21 | Solar Panels | Hanwha | Q.PEAK DUO BLK ML-G10+ 400 |  | 0.4 | 1 | 95 | 32 |  | Fixed | Roof
NJADRE1555086612 | Administratively Determined Incentive Program | PATERSON | 7504 | 6 | 12.4 | Residential | Behind the Meter | No | Small Net-Metered Non-Residential located on Rooftop, Carport, Canopy and Floating Solar | Powur, PBC |  | PSE&G | Accepted | 2023-11-20 | 2023-12-21 | 2024-12-21 | Solar Panels | Hanwha | Q.PEAK DUO BLK ML-G10+ 400 |  | 0.4 | 6 | 185 | 41 |  | Fixed | Roof
NJADRE1555086612 | Administratively Determined Incentive Program | PATERSON | 7504 | 6 | 12.4 | Residential | Behind the Meter | No | Small Net-Metered Non-Residential located on Rooftop, Carport, Canopy and Floating Solar | Powur, PBC |  | PSE&G | Accepted | 2023-11-20 | 2023-12-21 | 2024-12-21 | Solar Panels | Hanwha | Q.PEAK DUO BLK ML-G10+ 400 |  | 0.4 | 9 | 5 | 41 |  | Fixed | Roof
NJADRE1555086612 | Administratively Determined Incentive Program | PATERSON | 7504 | 6 | 12.4 | Residential | Behind the Meter | No | Small Net-Metered Non-Residential located on Rooftop, Carport, Canopy and Floating Solar | Powur, PBC |  | PSE&G | Accepted | 2023-11-20 | 2023-12-21 | 2024-12-21 | Inverters | Solaredge | SE10000H-US | 10000 |  | 1 |  |  | 0.99 |  | Outside
NJADRE1555086612 | Administratively Determined Incentive Program | PATERSON | 7504 | 6 | 12.4 | Residential | Behind the Meter | No | Small Net-Metered Non-Residential located on Rooftop, Carport, Canopy and Floating Solar | Powur, PBC |  | PSE&G | Accepted | 2023-11-20 | 2023-12-21 | 2024-12-21 | Meters | Solaredge | SE10000H-US |  |  | 1 |  |  |  | Yes | Outdoor
NJADRE1555086622 | Administratively Determined Incentive Program | GLASSBORO | 8028 | 15 | 8.1 | Residential | Behind the Meter | No | Net Metered Residential | Tesla Energy Operations Inc |  | AC Electric | Accepted | 2023-11-17 | 2023-12-19 | 2024-12-19 | Inverters | Tesla Inc | 1538000-45-A | 7600 |  | 1 |  |  | 0.98 |  | Outside
NJADRE1555086622 | Administratively Determined Incentive Program | GLASSBORO | 8028 | 15 | 8.1 | Residential | Behind the Meter | No | Net Metered Residential | Tesla Energy Operations Inc |  | AC Electric | Accepted | 2023-11-17 | 2023-12-19 | 2024-12-19 | Solar Panels | Hanwha | Q.PEAK DUO BLK ML-G10+/TS 405 |  | 0.405 | 18 | 159 | 16 |  | Fixed | Roof
NJADRE1555086622 | Administratively Determined Incentive Program | GLASSBORO | 8028 | 15 | 8.1 | Residential | Behind the Meter | No | Net Metered Residential | Tesla Energy Operations Inc |  | AC Electric | Accepted | 2023-11-17 | 2023-12-19 | 2024-12-19 | Solar Panels | Hanwha | Q.PEAK DUO BLK ML-G10+/TS 405 |  | 0.405 | 2 | 159 | 16 |  | Fixed | Roof
NJADRE1555087877 | Administratively Determined Incentive Program | HACKENSACK | 7601 | 7 | 2.84 | Residential | Behind the Meter | Yes | Net Metered Residential | Trinity Solar |  | PSE&G | Accepted | 2023-11-17 | 2023-12-19 | 2024-12-19 | Inverters | ENPHASE | IQ8PLUS MICROINVERTERS (IQ8PLUS-72-2-US ) | 290 |  | 7 |  |  | 0.97 |  | Outdoor
NJADRE1555087877 | Administratively Determined Incentive Program | HACKENSACK | 7601 | 7 | 2.84 | Residential | Behind the Meter | Yes | Net Metered Residential | Trinity Solar |  | PSE&G | Accepted | 2023-11-17 | 2023-12-19 | 2024-12-19 | Solar Panels | HANWHA | Q.PEAK DUO BLK ML-G10+ 405 |  | 0.405 | 7 | 100 | 5 |  | Fixed | Roof
NJADRE1555087918 | Administratively Determined Incentive Program | BELLE MEAD | 8502 | 5 | 10.13 | Residential | Behind the Meter | No | Net Metered Residential | Tesla Energy Operations Inc |  | PSE&G | Accepted | 2023-11-17 | 2023-12-19 | 2024-12-19 | Solar Panels | Hanwha | Q.PEAK DUO BLK ML-G10+/TS 405 |  | 0.405 | 10 | 215 | 37 |  | Fixed | Roof
NJADRE1555087918 | Administratively Determined Incentive Program | BELLE MEAD | 8502 | 5 | 10.13 | Residential | Behind the Meter | No | Net Metered Residential | Tesla Energy Operations Inc |  | PSE&G | Accepted | 2023-11-17 | 2023-12-19 | 2024-12-19 | Solar Panels | Q.PEAK DUO BLK ML-G10+/TS 405 | Hanwha |  | 0.405 | 4 | 305 | 40 |  | Fixed | Roof
NJADRE1555087918 | Administratively Determined Incentive Program | BELLE MEAD | 8502 | 5 | 10.13 | Residential | Behind the Meter | No | Net Metered Residential | Tesla Energy Operations Inc |  | PSE&G | Accepted | 2023-11-17 | 2023-12-19 | 2024-12-19 | Solar Panels | Hanwha | Q.PEAK DUO BLK ML-G10+/TS 405 |  | 0.405 | 7 | 126 | 39 |  | Fixed | Roof
NJADRE1555087918 | Administratively Determined Incentive Program | BELLE MEAD | 8502 | 5 | 10.13 | Residential | Behind the Meter | No | Net Metered Residential | Tesla Energy Operations Inc |  | PSE&G | Accepted | 2023-11-17 | 2023-12-19 | 2024-12-19 | Solar Panels | Hanwha | Q.PEAK DUO BLK ML-G10+/TS 405 |  | 0.405 | 2 | 125 | 40 |  | Fixed | Roof
NJADRE1555087918 | Administratively Determined Incentive Program | BELLE MEAD | 8502 | 5 | 10.13 | Residential | Behind the Meter | No | Net Metered Residential | Tesla Energy Operations Inc |  | PSE&G | Accepted | 2023-11-17 | 2023-12-19 | 2024-12-19 | Solar Panels | Hanwha | Q.PEAK DUO BLK ML-G10+/TS 405 |  | 0.405 | 2 | 305 | 40 |  | Fixed | Roof
NJADRE1555087918 | Administratively Determined Incentive Program | BELLE MEAD | 8502 | 5 | 10.13 | Residential | Behind the Meter | No | Net Metered Residential | Tesla Energy Operations Inc |  | PSE&G | Accepted | 2023-11-17 | 2023-12-19 | 2024-12-19 | Inverters | Tesla | 1538000-45-A | 3800 |  | 1 |  |  | 0.986 |  | Indoor
NJADRE1555087918 | Administratively Determined Incentive Program | BELLE MEAD | 8502 | 5 | 10.13 | Residential | Behind the Meter | No | Net Metered Residential | Tesla Energy Operations Inc |  | PSE&G | Accepted | 2023-11-17 | 2023-12-19 | 2024-12-19 | Inverters | Tesla | 1538000-45-A | 5000 |  | 1 |  |  | 0.986 |  | Indoor
NJADRE1555087950 | Administratively Determined Incentive Program | NEWARK | 7103 | 9 | 4.86 | Residential | Behind the Meter | Yes | Net Metered Residential | Trinity Solar |  | PSE&G | Accepted | 2023-11-17 | 2023-12-19 | 2024-12-19 | Inverters | Solar Edge | SE3800H-US | 3800 |  | 1 |  |  | 0.96 |  | Outdoor
NJADRE1555087950 | Administratively Determined Incentive Program | NEWARK | 7103 | 9 | 4.86 | Residential | Behind the Meter | Yes | Net Metered Residential | Trinity Solar |  | PSE&G | Accepted | 2023-11-17 | 2023-12-19 | 2024-12-19 | Solar Panels | HANWHA | Q.PEAK DUO BLK ML-G10+ 405 |  | 0.405 | 12 | 295 | 5 |  | Fixed | Roof
NJADRE1555087990 | Administratively Determined Incentive Program | CHERRY HILL | 8003 | 14 | 10.13 | Residential | Behind the Meter | No | Net Metered Residential | Powur, PBC |  | PSE&G | Accepted | 2023-11-27 | 2023-12-27 | 2024-12-27 | Solar Panels | Rec Solar | REC405AA PURE |  | 0.405 | 17 | 191 | 23 |  | Fixed | Roof
NJADRE1555087990 | Administratively Determined Incentive Program | CHERRY HILL | 8003 | 14 | 10.13 | Residential | Behind the Meter | No | Net Metered Residential | Powur, PBC |  | PSE&G | Accepted | 2023-11-27 | 2023-12-27 | 2024-12-27 | Solar Panels | Rec Solar | REC405AA PURE |  | 0.405 | 8 | 191 | 23 |  | Fixed | Roof
NJADRE1555087990 | Administratively Determined Incentive Program | CHERRY HILL | 8003 | 14 | 10.13 | Residential | Behind the Meter | No | Net Metered Residential | Powur, PBC |  | PSE&G | Accepted | 2023-11-27 | 2023-12-27 | 2024-12-27 | Inverters | Enphase | IQ8PLUS-72-2-US | 290 |  | 25 |  |  | 0.99 |  | Outside
NJADRE1555087990 | Administratively Determined Incentive Program | CHERRY HILL | 8003 | 14 | 10.13 | Residential | Behind the Meter | No | Net Metered Residential | Powur, PBC |  | PSE&G | Accepted | 2023-11-27 | 2023-12-27 | 2024-12-27 | Meters | "Enphase Integrated Production Meter Single-Phase (L-L) | X2-IQ-AM1-240-4 |  |  | 1 |  |  |  | Yes | Outdoor
NJADRE1555088005 | Administratively Determined Incentive Program | PENNSVILLE | 8070 | 16 | 13.09 | Residential | Behind the Meter | Yes | Net Metered Residential | RCL Enterprises Inc. |  | AC Electric | Accepted | 2023-11-17 | 2023-12-19 | 2024-12-19 | Inverters | Enphase | IQ8plus | 290 |  | 34 |  |  | 0.97 |  | Outdoor
NJADRE1555088005 | Administratively Determined Incentive Program | PENNSVILLE | 8070 | 16 | 13.09 | Residential | Behind the Meter | Yes | Net Metered Residential | RCL Enterprises Inc. |  | AC Electric | Accepted | 2023-11-17 | 2023-12-19 | 2024-12-19 | Solar Panels | JA Solar | JAM54s31 |  | 0.385 | 13 | 110 | 34 |  | Fixed | Roof
NJADRE1555088005 | Administratively Determined Incentive Program | PENNSVILLE | 8070 | 16 | 13.09 | Residential | Behind the Meter | Yes | Net Metered Residential | RCL Enterprises Inc. |  | AC Electric | Accepted | 2023-11-17 | 2023-12-19 | 2024-12-19 | Solar Panels | JA Solar | JAM54s31 |  | 0.385 | 9 | 290 | 20 |  | Fixed | Roof
NJADRE1555088005 | Administratively Determined Incentive Program | PENNSVILLE | 8070 | 16 | 13.09 | Residential | Behind the Meter | Yes | Net Metered Residential | RCL Enterprises Inc. |  | AC Electric | Accepted | 2023-11-17 | 2023-12-19 | 2024-12-19 | Solar Panels | JA Solar | JAM54s31 |  | 0.385 | 12 | 110 | 20 |  | Fixed | Roof
NJADRE1555088010 | Administratively Determined Incentive Program | NEWARK | 7108 | 9 | 4 | Residential | Behind the Meter | Yes | Net Metered Residential | Pro Custom Solar dba Momentum Solar |  | PSE&G | Accepted | 2023-11-17 | 2023-12-19 | 2024-12-19 | Solar Panels | Â Q. PEAK DUO BLK-G10+400 | hanwha |  | 0.4 | 10 | 238 | 19 |  | Fixed | Roof
NJADRE1555088010 | Administratively Determined Incentive Program | NEWARK | 7108 | 9 | 4 | Residential | Behind the Meter | Yes | Net Metered Residential | Pro Custom Solar dba Momentum Solar |  | PSE&G | Accepted | 2023-11-17 | 2023-12-19 | 2024-12-19 | Inverters | IQ8PLUS-72-2-US | enphase | 290 |  | 10 |  |  | 0.97 |  | Other
NJADRE1555088021 | Administratively Determined Incentive Program | SOUTH BRUNSWICK TWP | 8540 | 12 | 12.56 | Residential | Behind the Meter | No | Net Metered Residential | Tesla Energy Operations Inc |  | PSE&G | Accepted | 2023-11-17 | 2023-12-20 | 2024-12-20 | Solar Panels | Hanwha | Â # Q.PEAK DUO BLK ML-G10+/TS 405 |  | 0.405 | 12 | 97 | 37 |  | Fixed | Roof
NJADRE1555088021 | Administratively Determined Incentive Program | SOUTH BRUNSWICK TWP | 8540 | 12 | 12.56 | Residential | Behind the Meter | No | Net Metered Residential | Tesla Energy Operations Inc |  | PSE&G | Accepted | 2023-11-17 | 2023-12-20 | 2024-12-20 | Solar Panels | Hanwha | Â # Q.PEAK DUO BLK ML-G10+/TS 405 |  | 0.405 | 9 | 97 | 37 |  | Fixed | Roof
NJADRE1555088021 | Administratively Determined Incentive Program | SOUTH BRUNSWICK TWP | 8540 | 12 | 12.56 | Residential | Behind the Meter | No | Net Metered Residential | Tesla Energy Operations Inc |  | PSE&G | Accepted | 2023-11-17 | 2023-12-20 | 2024-12-20 | Solar Panels | Hanwha | Â # Q.PEAK DUO BLK ML-G10+/TS 405 |  | 0.405 | 6 | 277 | 14 |  | Fixed | Roof
NJADRE1555088021 | Administratively Determined Incentive Program | SOUTH BRUNSWICK TWP | 8540 | 12 | 12.56 | Residential | Behind the Meter | No | Net Metered Residential | Tesla Energy Operations Inc |  | PSE&G | Accepted | 2023-11-17 | 2023-12-20 | 2024-12-20 | Solar Panels | Hanwha | Â # Q.PEAK DUO BLK ML-G10+/TS 405 |  | 0.405 | 4 | 277 | 37 |  | Fixed | Roof
NJADRE1555088021 | Administratively Determined Incentive Program | SOUTH BRUNSWICK TWP | 8540 | 12 | 12.56 | Residential | Behind the Meter | No | Net Metered Residential | Tesla Energy Operations Inc |  | PSE&G | Accepted | 2023-11-17 | 2023-12-20 | 2024-12-20 | Inverters | Tesla | 1538000-45-A | 5700 |  | 1 |  |  | 0.98 |  | Indoor
NJADRE1555088021 | Administratively Determined Incentive Program | SOUTH BRUNSWICK TWP | 8540 | 12 | 12.56 | Residential | Behind the Meter | No | Net Metered Residential | Tesla Energy Operations Inc |  | PSE&G | Accepted | 2023-11-17 | 2023-12-20 | 2024-12-20 | Inverters | Tesla | 1538000-45-A | 5000 |  | 1 |  |  | 0.98 |  | Indoor
NJADRE1555088045 | Administratively Determined Incentive Program | DELRAN | 8075 | 13 | 8.1 | Residential | Behind the Meter | Yes | Net Metered Residential | Sunrun Installation Services, Inc. |  | PSE&G | Accepted | 2023-11-17 | 2023-12-20 | 2024-12-20 | Inverters | SolarEdge Technologies | SE6000H-USSN | 6000 |  | 1 |  |  | 0.99 |  | Outdoor | Next to meter
NJADRE1555088045 | Administratively Determined Incentive Program | DELRAN | 8075 | 13 | 8.1 | Residential | Behind the Meter | Yes | Net Metered Residential | Sunrun Installation Services, Inc. |  | PSE&G | Accepted | 2023-11-17 | 2023-12-20 | 2024-12-20 | Solar Panels | Hanwha Q Cells | Q.PEAK DUO BLK ML-G10+ 405 |  | 0.405 | 4 | 48 | 33 |  | Fixed | Roof
NJADRE1555088045 | Administratively Determined Incentive Program | DELRAN | 8075 | 13 | 8.1 | Residential | Behind the Meter | Yes | Net Metered Residential | Sunrun Installation Services, Inc. |  | PSE&G | Accepted | 2023-11-17 | 2023-12-20 | 2024-12-20 | Solar Panels | Hanwha Q Cells | Q.PEAK DUO BLK ML-G10+ 405 |  | 0.405 | 6 | 138 | 30 |  | Fixed | Roof
NJADRE1555088045 | Administratively Determined Incentive Program | DELRAN | 8075 | 13 | 8.1 | Residential | Behind the Meter | Yes | Net Metered Residential | Sunrun Installation Services, Inc. |  | PSE&G | Accepted | 2023-11-17 | 2023-12-20 | 2024-12-20 | Solar Panels | Hanwha Q Cells | Q.PEAK DUO BLK ML-G10+ 405 |  | 0.405 | 10 | 229 | 33 |  | Fixed | Roof
NJADRE1555088320 | Administratively Determined Incentive Program | BLACKWOOD | 8081 | 14 | 7.29 | Residential | Behind the Meter | Yes | Net Metered Residential | Sunrun Installation Services, Inc. |  | AC Electric | Accepted | 2023-11-17 | 2023-12-21 | 2024-12-21 | Inverters | SolarEdge Technologies | SE6000H-USSN | 6000 |  | 1 |  |  | 0.99 |  | Outdoor | Next To Meter
NJADRE1555088320 | Administratively Determined Incentive Program | BLACKWOOD | 8081 | 14 | 7.29 | Residential | Behind the Meter | Yes | Net Metered Residential | Sunrun Installation Services, Inc. |  | AC Electric | Accepted | 2023-11-17 | 2023-12-21 | 2024-12-21 | Solar Panels | Hanwha Q Cells | Q.PEAK DUO BLK ML-G10+ 405 |  | 0.405 | 13 | 265 | 34 |  | Fixed | Roof
NJADRE1555088320 | Administratively Determined Incentive Program | BLACKWOOD | 8081 | 14 | 7.29 | Residential | Behind the Meter | Yes | Net Metered Residential | Sunrun Installation Services, Inc. |  | AC Electric | Accepted | 2023-11-17 | 2023-12-21 | 2024-12-21 | Solar Panels | Hanwha Q Cells | Q.PEAK DUO BLK ML-G10+ 405 |  | 0.405 | 5 | 86 | 34 |  | Fixed | Roof
NJADRE1555088323 | Administratively Determined Incentive Program | TOTOWA | 7512 | 6 | 8.8 | Residential | Behind the Meter | Yes | Net Metered Residential | Pro Custom Solar dba Momentum Solar |  | PSE&G | Accepted | 2023-11-17 | 2023-12-19 | 2024-12-19 | Solar Panels | Â Q. PEAK DUO BLK-G10+400 | hanwha |  | 0.4 | 10 | 49 | 19 |  | Fixed | Roof
NJADRE1555088323 | Administratively Determined Incentive Program | TOTOWA | 7512 | 6 | 8.8 | Residential | Behind the Meter | Yes | Net Metered Residential | Pro Custom Solar dba Momentum Solar |  | PSE&G | Accepted | 2023-11-17 | 2023-12-19 | 2024-12-19 | Solar Panels | Â Q. PEAK DUO BLK-G10+400 | hawnha |  | 0.4 | 12 | 229 | 16 |  | Fixed | Roof
NJADRE1555088323 | Administratively Determined Incentive Program | TOTOWA | 7512 | 6 | 8.8 | Residential | Behind the Meter | Yes | Net Metered Residential | Pro Custom Solar dba Momentum Solar |  | PSE&G | Accepted | 2023-11-17 | 2023-12-19 | 2024-12-19 | Inverters | IQ8PLUS-72-2-US | enphase | 290 |  | 22 |  |  | 0.97 |  | Outdoor
NJADRE1555088371 | Administratively Determined Incentive Program | SALEM | 8079 | 16 | 10.53 | Residential | Behind the Meter | Yes | Net Metered Residential | Sunrun Installation Services, Inc. |  | AC Electric | Accepted | 2023-11-17 | 2023-12-20 | 2024-12-20 | Inverters | SolarEdge Technologies | SE7600H-USSN | 7600 |  | 1 |  |  | 0.99 |  | Outdoor
NJADRE1555088371 | Administratively Determined Incentive Program | SALEM | 8079 | 16 | 10.53 | Residential | Behind the Meter | Yes | Net Metered Residential | Sunrun Installation Services, Inc. |  | AC Electric | Accepted | 2023-11-17 | 2023-12-20 | 2024-12-20 | Solar Panels | Hanwha Q-Cells | Q.PEAK DUO BLK ML-G10+ 405 |  | 0.405 | 4 | 293 | 27 |  | Fixed | Ground
NJADRE1555088371 | Administratively Determined Incentive Program | SALEM | 8079 | 16 | 10.53 | Residential | Behind the Meter | Yes | Net Metered Residential | Sunrun Installation Services, Inc. |  | AC Electric | Accepted | 2023-11-17 | 2023-12-20 | 2024-12-20 | Solar Panels | Q.PEAK DUO BLK ML-G10+ 405 | Hanwha Q-Cells |  | 0.405 | 4 | 113 | 37 |  | Fixed | Roof
NJADRE1555088371 | Administratively Determined Incentive Program | SALEM | 8079 | 16 | 10.53 | Residential | Behind the Meter | Yes | Net Metered Residential | Sunrun Installation Services, Inc. |  | AC Electric | Accepted | 2023-11-17 | 2023-12-20 | 2024-12-20 | Solar Panels | Q.PEAK DUO BLK ML-G10+ 405 | Hanwha Q-Cells |  | 0.405 | 18 | 113 | 25 |  | Fixed | Roof
NJADRE1555088389 | Administratively Determined Incentive Program | SCOTCH PLAINS | 7076 | 10 | 15.8 | Residential | Behind the Meter | Yes | Net Metered Residential | Sunrun Installation Services, Inc. |  | PSE&G | Accepted | 2023-11-17 | 2023-12-20 | 2024-12-20 | Electric Storage Battery | LG Chem | RESU 10H Prime |  |  | 1 |  |  |  | Lithium Ion |  | Inside
NJADRE1555088389 | Administratively Determined Incentive Program | SCOTCH PLAINS | 7076 | 10 | 15.8 | Residential | Behind the Meter | Yes | Net Metered Residential | Sunrun Installation Services, Inc. |  | PSE&G | Accepted | 2023-11-17 | 2023-12-20 | 2024-12-20 | Solar Panels | Hanwha Q Cells | Q.PEAK DUO BLK ML-G10+ 405 |  | 0.405 | 9 | 36 | 21 |  | Fixed | Roof
NJADRE1555088389 | Administratively Determined Incentive Program | SCOTCH PLAINS | 7076 | 10 | 15.8 | Residential | Behind the Meter | Yes | Net Metered Residential | Sunrun Installation Services, Inc. |  | PSE&G | Accepted | 2023-11-17 | 2023-12-20 | 2024-12-20 | Solar Panels | Hanwha Q Cells | Q.PEAK DUO BLK ML-G10+ 405 |  | 0.405 | 9 | 36 | 21 |  | Fixed | Roof
NJADRE1555088389 | Administratively Determined Incentive Program | SCOTCH PLAINS | 7076 | 10 | 15.8 | Residential | Behind the Meter | Yes | Net Metered Residential | Sunrun Installation Services, Inc. |  | PSE&G | Accepted | 2023-11-17 | 2023-12-20 | 2024-12-20 | Solar Panels | Hanwha Q Cells | Q.PEAK DUO BLK ML-G10+ 405 |  | 0.405 | 5 | 216 | 21 |  | Fixed | Roof
NJADRE1555088389 | Administratively Determined Incentive Program | SCOTCH PLAINS | 7076 | 10 | 15.8 | Residential | Behind the Meter | Yes | Net Metered Residential | Sunrun Installation Services, Inc. |  | PSE&G | Accepted | 2023-11-17 | 2023-12-20 | 2024-12-20 | Solar Panels | Hanwha Q Cells | Q.PEAK DUO BLK ML-G10+ 405 |  | 0.405 | 6 | 216 | 21 |  | Fixed | Roof
NJADRE1555088389 | Administratively Determined Incentive Program | SCOTCH PLAINS | 7076 | 10 | 15.8 | Residential | Behind the Meter | Yes | Net Metered Residential | Sunrun Installation Services, Inc. |  | PSE&G | Accepted | 2023-11-17 | 2023-12-20 | 2024-12-20 | Solar Panels | Hanwha Q Cells | Q.PEAK DUO BLK ML-G10+ 405 |  | 0.405 | 6 | 216 | 18 |  | Fixed | Roof
NJADRE1555088389 | Administratively Determined Incentive Program | SCOTCH PLAINS | 7076 | 10 | 15.8 | Residential | Behind the Meter | Yes | Net Metered Residential | Sunrun Installation Services, Inc. |  | PSE&G | Accepted | 2023-11-17 | 2023-12-20 | 2024-12-20 | Solar Panels | Hanwha Q Cells | Q.PEAK DUO BLK ML-G10+ 405 |  | 0.405 | 4 | 36 | 18 |  | Fixed | Roof
NJADRE1555088389 | Administratively Determined Incentive Program | SCOTCH PLAINS | 7076 | 10 | 15.8 | Residential | Behind the Meter | Yes | Net Metered Residential | Sunrun Installation Services, Inc. |  | PSE&G | Accepted | 2023-11-17 | 2023-12-20 | 2024-12-20 | Inverters | SOLAREDGE TECHNOLOGIES | SE6000H-USSN | 6000 |  | 2 |  |  | 0.99 |  | Outdoor | next to meter
NJADRE1555088469 | Administratively Determined Incentive Program | East Orange | 7017 | 9 | 7.29 | Residential | Behind the Meter | Yes | Net Metered Residential | Pro Custom Solar dba Momentum Solar |  | PSE&G | Accepted | 2023-11-17 | 2023-12-20 | 2024-12-20 | Solar Panels | Â Q. PEAK DUO BLK-G10+405 | hanwha |  | 0.405 | 11 | 202 | 38 |  | Fixed | Roof
NJADRE1555088469 | Administratively Determined Incentive Program | East Orange | 7017 | 9 | 7.29 | Residential | Behind the Meter | Yes | Net Metered Residential | Pro Custom Solar dba Momentum Solar |  | PSE&G | Accepted | 2023-11-17 | 2023-12-20 | 2024-12-20 | Solar Panels | Â Q. PEAK DUO BLK-G10+405 | hanwha |  | 0.405 | 7 | 22 | 38 |  | Fixed | Roof
NJADRE1555088469 | Administratively Determined Incentive Program | East Orange | 7017 | 9 | 7.29 | Residential | Behind the Meter | Yes | Net Metered Residential | Pro Custom Solar dba Momentum Solar |  | PSE&G | Accepted | 2023-11-17 | 2023-12-20 | 2024-12-20 | Inverters | IQ8PLUS-72-2-US | enphase | 290 |  | 18 |  |  | 0.97 |  | Outdoor
NJADRE1555088690 | Administratively Determined Incentive Program | CLEMENTON | 8021 | 14 | 3.65 | Residential | Behind the Meter | Yes | Net Metered Residential | Sunrun Installation Services, Inc. |  | AC Electric | Accepted | 2023-11-17 | 2023-12-20 | 2024-12-20 | Inverters | SOLAREDGE TECHNOLOGIES | SE3800H-USMN | 3800 |  | 1 |  |  | 0.99 |  | Outdoor | Next To Meter
NJADRE1555088690 | Administratively Determined Incentive Program | CLEMENTON | 8021 | 14 | 3.65 | Residential | Behind the Meter | Yes | Net Metered Residential | Sunrun Installation Services, Inc. |  | AC Electric | Accepted | 2023-11-17 | 2023-12-20 | 2024-12-20 | Solar Panels | HANWHA Q-CELLS | Q.PEAK DUO BLK ML-G10+ 405 |  | 0.405 | 5 | 89 | 23 |  | Fixed | Roof
NJADRE1555088690 | Administratively Determined Incentive Program | CLEMENTON | 8021 | 14 | 3.65 | Residential | Behind the Meter | Yes | Net Metered Residential | Sunrun Installation Services, Inc. |  | AC Electric | Accepted | 2023-11-17 | 2023-12-20 | 2024-12-20 | Solar Panels | HANWHA Q-CELLS | Q.PEAK DUO BLK ML-G10+ 405 |  | 0.405 | 2 | 179 | 27 |  | Fixed | Roof
NJADRE1555088690 | Administratively Determined Incentive Program | CLEMENTON | 8021 | 14 | 3.65 | Residential | Behind the Meter | Yes | Net Metered Residential | Sunrun Installation Services, Inc. |  | AC Electric | Accepted | 2023-11-17 | 2023-12-20 | 2024-12-20 | Solar Panels | HANWHA Q-CELLS | Q.PEAK DUO BLK ML-G10+ 405 |  | 0.405 | 2 | 353 | 15 |  | Fixed | Roof
NJADRE1555088771 | Administratively Determined Incentive Program | WESTWOOD | 7675 | 7 | 6.8 | Residential | Behind the Meter | Yes | Net Metered Residential | SunPower Corporation, Systems |  | PSE&G | Accepted | 2023-11-17 | 2023-12-20 | 2024-12-20 | Solar Panels | WAAREE ENERGIES LIMITED | WSMDI-400 |  | 0.4 | 5 | 275 | 22 |  | Fixed | Roof
NJADRE1555088771 | Administratively Determined Incentive Program | WESTWOOD | 7675 | 7 | 6.8 | Residential | Behind the Meter | Yes | Net Metered Residential | SunPower Corporation, Systems |  | PSE&G | Accepted | 2023-11-17 | 2023-12-20 | 2024-12-20 | Solar Panels | WAAREE ENERGIES LIMITED | WSMDI-400 |  | 0.4 | 4 | 95 | 18 |  | Fixed | Roof
NJADRE1555088771 | Administratively Determined Incentive Program | WESTWOOD | 7675 | 7 | 6.8 | Residential | Behind the Meter | Yes | Net Metered Residential | SunPower Corporation, Systems |  | PSE&G | Accepted | 2023-11-17 | 2023-12-20 | 2024-12-20 | Solar Panels | WAAREE ENERGIES LIMITED | WSMDI-400 |  | 0.4 | 3 | 5 | 33 |  | Fixed | Roof
NJADRE1555088771 | Administratively Determined Incentive Program | WESTWOOD | 7675 | 7 | 6.8 | Residential | Behind the Meter | Yes | Net Metered Residential | SunPower Corporation, Systems |  | PSE&G | Accepted | 2023-11-17 | 2023-12-20 | 2024-12-20 | Solar Panels | WAAREE ENERGIES LIMITED | WSMDI-400 |  | 0.4 | 5 | 185 | 33 |  | Fixed | Roof
NJADRE1555088771 | Administratively Determined Incentive Program | WESTWOOD | 7675 | 7 | 6.8 | Residential | Behind the Meter | Yes | Net Metered Residential | SunPower Corporation, Systems |  | PSE&G | Accepted | 2023-11-17 | 2023-12-20 | 2024-12-20 | Inverters | Enphase | IQ7HS-66-M-US | 384 |  | 17 |  |  | 0.97 |  | Other | Under Each Panel
NJADRE1555088876 | Administratively Determined Incentive Program | ELIZABETH | 7201 | 10 | 3.2 | Residential | Behind the Meter | Yes | Net Metered Residential | Pro Custom Solar dba Momentum Solar |  | PSE&G | Accepted | 2023-11-17 | 2023-12-20 | 2024-12-20 | Solar Panels | HANWHA | Q. PEAK DUO BLK ML-G10+400 |  | 0.4 | 6 | 200 | 44 |  | Fixed | Roof
NJADRE1555088876 | Administratively Determined Incentive Program | ELIZABETH | 7201 | 10 | 3.2 | Residential | Behind the Meter | Yes | Net Metered Residential | Pro Custom Solar dba Momentum Solar |  | PSE&G | Accepted | 2023-11-17 | 2023-12-20 | 2024-12-20 | Solar Panels | HANWHA | Q. PEAK DUO BLK ML-G10+400 |  | 0.4 | 2 | 20 | 42 |  | Fixed | Roof
NJADRE1555088876 | Administratively Determined Incentive Program | ELIZABETH | 7201 | 10 | 3.2 | Residential | Behind the Meter | Yes | Net Metered Residential | Pro Custom Solar dba Momentum Solar |  | PSE&G | Accepted | 2023-11-17 | 2023-12-20 | 2024-12-20 | Inverters | ENPHASE | IQ8PLUS-72-2-US | 290 |  | 8 |  |  | 0.97 |  | Outdoor
NJADRE1555088880 | Administratively Determined Incentive Program | CLARKSBORO | 8020 | 15 | 3.24 | Residential | Behind the Meter | Yes | Net Metered Residential | Sunrun Installation Services, Inc. |  | AC Electric | Accepted | 2023-11-17 | 2023-12-20 | 2024-12-20 | Inverters | SOLAREDGE TECHNOLOGIES | SE3800H-USMN | 3800 |  | 1 |  |  | 0.99 |  | Outdoor | Next To Meter
NJADRE1555088880 | Administratively Determined Incentive Program | CLARKSBORO | 8020 | 15 | 3.24 | Residential | Behind the Meter | Yes | Net Metered Residential | Sunrun Installation Services, Inc. |  | AC Electric | Accepted | 2023-11-17 | 2023-12-20 | 2024-12-20 | Solar Panels | HANWHA Q-CELLS | Q.PEAK DUO BLK ML-G10+ 405 |  | 0.405 | 5 | 231 | 26 |  | Fixed | Roof
NJADRE1555088880 | Administratively Determined Incentive Program | CLARKSBORO | 8020 | 15 | 3.24 | Residential | Behind the Meter | Yes | Net Metered Residential | Sunrun Installation Services, Inc. |  | AC Electric | Accepted | 2023-11-17 | 2023-12-20 | 2024-12-20 | Solar Panels | HANWHA Q-CELLS | Q.PEAK DUO BLK ML-G10+ 405 |  | 0.405 | 3 | 51 | 26 |  | Fixed | Roof
NJADRE1555088897 | Administratively Determined Incentive Program | SADDLE BROOK | 7663 | 7 | 6.89 | Residential | Behind the Meter | Yes | Net Metered Residential | Sunrun Installation Services, Inc. |  | PSE&G | Accepted | 2023-11-17 | 2023-12-20 | 2024-12-20 | Inverters | SolarEdge Technologies | SE6000H-USSN | 6000 |  | 1 |  |  | 0.99 |  | Outdoor | Next to meter
NJADRE1555088897 | Administratively Determined Incentive Program | SADDLE BROOK | 7663 | 7 | 6.89 | Residential | Behind the Meter | Yes | Net Metered Residential | Sunrun Installation Services, Inc. |  | PSE&G | Accepted | 2023-11-17 | 2023-12-20 | 2024-12-20 | Solar Panels | Hanwha Q Cells | Q.PEAK DUO BLK ML-G10+ 405 |  | 0.405 | 6 | 253 | 22 |  | Fixed | Roof
NJADRE1555088897 | Administratively Determined Incentive Program | SADDLE BROOK | 7663 | 7 | 6.89 | Residential | Behind the Meter | Yes | Net Metered Residential | Sunrun Installation Services, Inc. |  | PSE&G | Accepted | 2023-11-17 | 2023-12-20 | 2024-12-20 | Solar Panels | Hanwha Q Cells | Q.PEAK DUO BLK ML-G10+ 405 |  | 0.405 | 2 | 69 | 23 |  | Fixed | Roof
NJADRE1555088897 | Administratively Determined Incentive Program | SADDLE BROOK | 7663 | 7 | 6.89 | Residential | Behind the Meter | Yes | Net Metered Residential | Sunrun Installation Services, Inc. |  | PSE&G | Accepted | 2023-11-17 | 2023-12-20 | 2024-12-20 | Solar Panels | Hanwha Q Cells | Q.PEAK DUO BLK ML-G10+ 405 |  | 0.405 | 3 | 163 | 22 |  | Fixed | Roof
NJADRE1555088897 | Administratively Determined Incentive Program | SADDLE BROOK | 7663 | 7 | 6.89 | Residential | Behind the Meter | Yes | Net Metered Residential | Sunrun Installation Services, Inc. |  | PSE&G | Accepted | 2023-11-17 | 2023-12-20 | 2024-12-20 | Solar Panels | Hanwha Q Cells | Q.PEAK DUO BLK ML-G10+ 405 |  | 0.405 | 3 | 343 | 23 |  | Fixed | Roof
NJADRE1555088897 | Administratively Determined Incentive Program | SADDLE BROOK | 7663 | 7 | 6.89 | Residential | Behind the Meter | Yes | Net Metered Residential | Sunrun Installation Services, Inc. |  | PSE&G | Accepted | 2023-11-17 | 2023-12-20 | 2024-12-20 | Solar Panels | Hanwha Q Cells | Q.PEAK DUO BLK ML-G10+ 405 |  | 0.405 | 3 | 343 | 23 |  | Fixed | Roof
NJADRE1555088906 | Administratively Determined Incentive Program | NORWOOD | 7648 | 7 | 12 | Residential | Behind the Meter | Yes | Net Metered Residential | SunPower Corporation |  | Orange Rockland Electric | Accepted | 2023-11-17 | 2023-12-20 | 2024-12-20 | Solar Panels | WAAREE ENERGIES LIMITED | WSMDi-400 |  | 0.4 | 5 | 124 | 36 |  | Fixed | Roof
NJADRE1555088906 | Administratively Determined Incentive Program | NORWOOD | 7648 | 7 | 12 | Residential | Behind the Meter | Yes | Net Metered Residential | SunPower Corporation |  | Orange Rockland Electric | Accepted | 2023-11-17 | 2023-12-20 | 2024-12-20 | Solar Panels | WAAREE ENERGIES LIMITED | WSMDi-400 |  | 0.4 | 4 | 304 | 36 |  | Fixed | Roof
NJADRE1555088906 | Administratively Determined Incentive Program | NORWOOD | 7648 | 7 | 12 | Residential | Behind the Meter | Yes | Net Metered Residential | SunPower Corporation |  | Orange Rockland Electric | Accepted | 2023-11-17 | 2023-12-20 | 2024-12-20 | Solar Panels | WAAREE ENERGIES LIMITED | WSMDi-400 |  | 0.4 | 7 | 214 | 22 |  | Fixed | Roof
NJADRE1555088906 | Administratively Determined Incentive Program | NORWOOD | 7648 | 7 | 12 | Residential | Behind the Meter | Yes | Net Metered Residential | SunPower Corporation |  | Orange Rockland Electric | Accepted | 2023-11-17 | 2023-12-20 | 2024-12-20 | Solar Panels | WAAREE ENERGIES LIMITED | WSMDi-400 |  | 0.4 | 12 | 34 | 22 |  | Fixed | Roof
NJADRE1555088906 | Administratively Determined Incentive Program | NORWOOD | 7648 | 7 | 12 | Residential | Behind the Meter | Yes | Net Metered Residential | SunPower Corporation |  | Orange Rockland Electric | Accepted | 2023-11-17 | 2023-12-20 | 2024-12-20 | Solar Panels | WAAREE ENERGIES LIMITED | WSMDi-400 |  | 0.4 | 2 | 304 | 23 |  | Fixed | Roof
NJADRE1555088906 | Administratively Determined Incentive Program | NORWOOD | 7648 | 7 | 12 | Residential | Behind the Meter | Yes | Net Metered Residential | SunPower Corporation |  | Orange Rockland Electric | Accepted | 2023-11-17 | 2023-12-20 | 2024-12-20 | Inverters | Enphase | IQ7HS-66-M-US | 384 |  | 30 |  |  | 0.97 |  | Other | under each panel
NJADRE1555088928 | Administratively Determined Incentive Program | PENNSVILLE | 8070 | 16 | 8.91 | Residential | Behind the Meter | Yes | Net Metered Residential | Sunrun Installation Services, Inc. |  | AC Electric | Accepted | 2023-11-17 | 2023-12-20 | 2024-12-20 | Inverters | SOLAREDGE TECHNOLOGIES | SE6000H-USSN | 6000 |  | 1 |  |  | 0.99 |  | Outdoor | next to meter
NJADRE1555088928 | Administratively Determined Incentive Program | PENNSVILLE | 8070 | 16 | 8.91 | Residential | Behind the Meter | Yes | Net Metered Residential | Sunrun Installation Services, Inc. |  | AC Electric | Accepted | 2023-11-17 | 2023-12-20 | 2024-12-20 | Solar Panels | Hanwha Q Cells | Q.PEAK DUO BLK ML-G10+ 405 |  | 0.405 | 22 | 217 | 23 |  | Fixed | Roof
NJADRE1555088949 | Administratively Determined Incentive Program | BRIDGETON | 8302 | 20 | 8.1 | Residential | Behind the Meter | Yes | Net Metered Residential | Sunrun Installation Services, Inc. |  | AC Electric | Accepted | 2023-11-17 | 2023-12-20 | 2024-12-20 | Inverters | SOLAREDGE TECHNOLOGIES | SE6000H-USSN | 6000 |  | 1 |  |  | 0.99 |  | Outdoor | Next To Meter
NJADRE1555088949 | Administratively Determined Incentive Program | BRIDGETON | 8302 | 20 | 8.1 | Residential | Behind the Meter | Yes | Net Metered Residential | Sunrun Installation Services, Inc. |  | AC Electric | Accepted | 2023-11-17 | 2023-12-20 | 2024-12-20 | Solar Panels | HANWHA Q-CELLS | Q.PEAK DUO BLK ML-G10+ 405 |  | 0.405 | 5 | 244 | 23 |  | Fixed | Roof
NJADRE1555088949 | Administratively Determined Incentive Program | BRIDGETON | 8302 | 20 | 8.1 | Residential | Behind the Meter | Yes | Net Metered Residential | Sunrun Installation Services, Inc. |  | AC Electric | Accepted | 2023-11-17 | 2023-12-20 | 2024-12-20 | Solar Panels | HANWHA Q-CELLS | Q.PEAK DUO BLK ML-G10+ 405 |  | 0.405 | 7 | 63 | 23 |  | Fixed | Roof
NJADRE1555088949 | Administratively Determined Incentive Program | BRIDGETON | 8302 | 20 | 8.1 | Residential | Behind the Meter | Yes | Net Metered Residential | Sunrun Installation Services, Inc. |  | AC Electric | Accepted | 2023-11-17 | 2023-12-20 | 2024-12-20 | Solar Panels | HANWHA Q-CELLS | Q.PEAK DUO BLK ML-G10+ 405 |  | 0.405 | 8 | 154 | 23 |  | Fixed | Roof
NJADRE1555089581 | Administratively Determined Incentive Program | EGG HARBOR TOWNSHIP | 8234 | 19 | 3.65 | Residential | Behind the Meter | Yes | Net Metered Residential | Sunrun Installation Services, Inc. |  | AC Electric | Accepted | 2023-11-17 | 2023-12-20 | 2024-12-20 | Inverters | SOLAREDGE TECHNOLOGIES | SE6000H-USSN | 6000 |  | 1 |  |  | 0.99 |  | Outdoor | Next To Meter
NJADRE1555089581 | Administratively Determined Incentive Program | EGG HARBOR TOWNSHIP | 8234 | 19 | 3.65 | Residential | Behind the Meter | Yes | Net Metered Residential | Sunrun Installation Services, Inc. |  | AC Electric | Accepted | 2023-11-17 | 2023-12-20 | 2024-12-20 | Solar Panels | HANWHA Q-CELLS | Q.PEAK DUO BLK ML-G10+ 405 |  | 0.405 | 6 | 24 | 26 |  | Fixed | Roof
NJADRE1555089581 | Administratively Determined Incentive Program | EGG HARBOR TOWNSHIP | 8234 | 19 | 3.65 | Residential | Behind the Meter | Yes | Net Metered Residential | Sunrun Installation Services, Inc. |  | AC Electric | Accepted | 2023-11-17 | 2023-12-20 | 2024-12-20 | Solar Panels | HANWHA Q-CELLS | Q.PEAK DUO BLK ML-G10+ 405 |  | 0.405 | 3 | 204 | 26 |  | Fixed | Roof
NJADRE1555090471 | Administratively Determined Incentive Program | BELLEVILLE | 7109 | 9 | 7.5 | Residential | Behind the Meter | Yes | Net Metered Residential | Sunrun Installation Services, Inc. |  | PSE&G | Accepted | 2023-11-17 | 2023-12-20 | 2024-12-20 | Inverters | SolarEdge Technologies | SE6000H-USSN | 6000 |  | 1 |  |  | 0.99 |  | Outdoor
NJADRE1555090471 | Administratively Determined Incentive Program | BELLEVILLE | 7109 | 9 | 7.5 | Residential | Behind the Meter | Yes | Net Metered Residential | Sunrun Installation Services, Inc. |  | PSE&G | Accepted | 2023-11-17 | 2023-12-20 | 2024-12-20 | Solar Panels | Vikram Solar | VSMDHT.60.375.05 |  | 0.375 | 5 | 291 | 23 |  | Fixed | Roof
NJADRE1555090471 | Administratively Determined Incentive Program | BELLEVILLE | 7109 | 9 | 7.5 | Residential | Behind the Meter | Yes | Net Metered Residential | Sunrun Installation Services, Inc. |  | PSE&G | Accepted | 2023-11-17 | 2023-12-20 | 2024-12-20 | Solar Panels | Vikram Solar | VSMDHT.60.375.05 |  | 0.375 | 15 | 21 | 23 |  | Fixed | Roof
NJADRE1555090471 | Administratively Determined Incentive Program | BELLEVILLE | 7109 | 9 | 7.5 | Residential | Behind the Meter | Yes | Net Metered Residential | Sunrun Installation Services, Inc. |  | PSE&G | Accepted | 2023-11-17 | 2023-12-20 | 2024-12-20 | Electric Storage Battery | Tesla | Powerwall 2 AC |  |  | 1 |  |  |  | Lithium Ion |  | INSIDE
NJADRE1555091142 | Administratively Determined Incentive Program | NEPTUNE | 7753 | 17 | 8.51 | Residential | Behind the Meter | Yes | Net Metered Residential | Sunrun Installation Services, Inc. |  | JCP&L | Accepted | 2023-11-17 | 2023-12-20 | 2024-12-20 | Inverters | SE6000H-USSN | SOLAREDGE TECHNOLOGIES | 6000 |  | 1 |  |  | 0.99 |  | Outdoor
NJADRE1555091142 | Administratively Determined Incentive Program | NEPTUNE | 7753 | 17 | 8.51 | Residential | Behind the Meter | Yes | Net Metered Residential | Sunrun Installation Services, Inc. |  | JCP&L | Accepted | 2023-11-17 | 2023-12-20 | 2024-12-20 | Solar Panels | Q.PEAK DUO BLK ML-G10+ 405 | HANWHA Q-CELLS |  | 0.405 | 9 | 211 | 19 |  | Fixed | Roof
NJADRE1555091142 | Administratively Determined Incentive Program | NEPTUNE | 7753 | 17 | 8.51 | Residential | Behind the Meter | Yes | Net Metered Residential | Sunrun Installation Services, Inc. |  | JCP&L | Accepted | 2023-11-17 | 2023-12-20 | 2024-12-20 | Solar Panels | Q.PEAK DUO BLK ML-G10+ 405 | HANWHA Q-CELLS |  | 0.405 | 12 | 31 | 17 |  | Fixed | Roof
NJADRE1555106869 | Administratively Determined Incentive Program | PENNSAUKEN | 8109 | 14 | 7.7 | Residential | Behind the Meter | Yes | Net Metered Residential | Sunrun Installation Services, Inc. |  | PSE&G | Accepted | 2023-11-17 | 2023-12-20 | 2024-12-20 | Inverters | SolarEdge Technologies | SE6000H-USSN | 6000 |  | 1 |  |  | 0.96 |  | Outdoor | Next To Meter
NJADRE1555106869 | Administratively Determined Incentive Program | PENNSAUKEN | 8109 | 14 | 7.7 | Residential | Behind the Meter | Yes | Net Metered Residential | Sunrun Installation Services, Inc. |  | PSE&G | Accepted | 2023-11-17 | 2023-12-20 | 2024-12-20 | Solar Panels | Hanwha Q Cells | Q.PEAK DUO BLK ML-G10+ 405 |  | 0.405 | 4 | 302 | 35 |  | Fixed | Roof
NJADRE1555106869 | Administratively Determined Incentive Program | PENNSAUKEN | 8109 | 14 | 7.7 | Residential | Behind the Meter | Yes | Net Metered Residential | Sunrun Installation Services, Inc. |  | PSE&G | Accepted | 2023-11-17 | 2023-12-20 | 2024-12-20 | Solar Panels | Hanwha Q Cells | Q.PEAK DUO BLK ML-G10+ 405 |  | 0.405 | 4 | 32 | 21 |  | Fixed | Roof
NJADRE1555106869 | Administratively Determined Incentive Program | PENNSAUKEN | 8109 | 14 | 7.7 | Residential | Behind the Meter | Yes | Net Metered Residential | Sunrun Installation Services, Inc. |  | PSE&G | Accepted | 2023-11-17 | 2023-12-20 | 2024-12-20 | Solar Panels | Hanwha Q Cells | Q.PEAK DUO BLK ML-G10+ 405 |  | 0.405 | 3 | 122 | 20 |  | Fixed | Roof
NJADRE1555106869 | Administratively Determined Incentive Program | PENNSAUKEN | 8109 | 14 | 7.7 | Residential | Behind the Meter | Yes | Net Metered Residential | Sunrun Installation Services, Inc. |  | PSE&G | Accepted | 2023-11-17 | 2023-12-20 | 2024-12-20 | Solar Panels | Hanwha Q Cells | Q.PEAK DUO BLK ML-G10+ 405 |  | 0.405 | 4 | 212 | 19 |  | Fixed | Roof
NJADRE1555106869 | Administratively Determined Incentive Program | PENNSAUKEN | 8109 | 14 | 7.7 | Residential | Behind the Meter | Yes | Net Metered Residential | Sunrun Installation Services, Inc. |  | PSE&G | Accepted | 2023-11-17 | 2023-12-20 | 2024-12-20 | Solar Panels | Hanwha Q Cells | Q.PEAK DUO BLK ML-G10+ 405 |  | 0.405 | 4 | 122 | 33 |  | Fixed | Roof
NJADRE1555106869 | Administratively Determined Incentive Program | PENNSAUKEN | 8109 | 14 | 7.7 | Residential | Behind the Meter | Yes | Net Metered Residential | Sunrun Installation Services, Inc. |  | PSE&G | Accepted | 2023-11-17 | 2023-12-20 | 2024-12-20 | Electric Storage Battery | Tesla | Powerwall 2 AC |  |  | 1 |  |  |  | Lithium Ion |  | outside
NJADRE1555113130 | Administratively Determined Incentive Program | DUNELLEN | 8812 | 11 | 5.6 | Residential | Behind the Meter | Yes | Net Metered Residential | Suntuity Solar LLC |  | PSE&G | Accepted | 2023-11-18 | 2023-12-20 | 2024-12-20 | Inverters | (14) ENPHASE | IQ8PLUS-72-2-US | 290 |  | 14 |  |  | 0.97 |  | Outdoor | Behind the PV modules
NJADRE1555113130 | Administratively Determined Incentive Program | DUNELLEN | 8812 | 11 | 5.6 | Residential | Behind the Meter | Yes | Net Metered Residential | Suntuity Solar LLC |  | PSE&G | Accepted | 2023-11-18 | 2023-12-20 | 2024-12-20 | Solar Panels | (14) CANADIANSOLAR | CS6R-400MS-HL |  | 0.4 | 7 | 139 | 5 |  | Fixed | Roof
NJADRE1555113130 | Administratively Determined Incentive Program | DUNELLEN | 8812 | 11 | 5.6 | Residential | Behind the Meter | Yes | Net Metered Residential | Suntuity Solar LLC |  | PSE&G | Accepted | 2023-11-18 | 2023-12-20 | 2024-12-20 | Solar Panels | (14) CANADIANSOLAR | CS6R-400MS-HL |  | 0.4 | 7 | 319 | 37 |  | Fixed | Roof
NJADRE1555113132 | Administratively Determined Incentive Program | SICKLERVILLE | 8081 | 14 | 4.8 | Residential | Behind the Meter | Yes | Net Metered Residential | Suntuity Solar LLC |  | AC Electric | Accepted | 2023-11-18 | 2023-12-20 | 2024-12-20 | Inverters | (12) ENPHASE | IQ8PLUS-72-2-US | 290 |  | 12 |  |  | 0.97 |  | Outdoor | Behind the PV modules
NJADRE1555113132 | Administratively Determined Incentive Program | SICKLERVILLE | 8081 | 14 | 4.8 | Residential | Behind the Meter | Yes | Net Metered Residential | Suntuity Solar LLC |  | AC Electric | Accepted | 2023-11-18 | 2023-12-20 | 2024-12-20 | Solar Panels | (12) CANADIANSOLAR | CS6R-400MS-HL |  | 0.4 | 6 | 242 | 23 |  | Fixed | Roof
NJADRE1555113132 | Administratively Determined Incentive Program | SICKLERVILLE | 8081 | 14 | 4.8 | Residential | Behind the Meter | Yes | Net Metered Residential | Suntuity Solar LLC |  | AC Electric | Accepted | 2023-11-18 | 2023-12-20 | 2024-12-20 | Solar Panels | CS6R-400MS-HL | (12) CANADIANSOLAR |  | 0.4 | 6 | 62 | 23 |  | Fixed | Roof
NJADRE1555113150 | Administratively Determined Incentive Program | PARLIN | 8859 | 11 | 5.6 | Residential | Behind the Meter | Yes | Net Metered Residential | Suntuity Solar LLC |  | JCP&L | Accepted | 2023-11-18 | 2023-12-20 | 2024-12-20 | Inverters | (14) ENPHASE | IQ8PLUS-72-2-US | 290 |  | 14 |  |  | 0.97 |  | Outdoor | Behind the PV modules
NJADRE1555113150 | Administratively Determined Incentive Program | PARLIN | 8859 | 11 | 5.6 | Residential | Behind the Meter | Yes | Net Metered Residential | Suntuity Solar LLC |  | JCP&L | Accepted | 2023-11-18 | 2023-12-20 | 2024-12-20 | Solar Panels | (14) CANADIAN SOLAR | CS6R-400MS-HL |  | 0.4 | 8 | 70 | 39 |  | Fixed | Roof
NJADRE1555113150 | Administratively Determined Incentive Program | PARLIN | 8859 | 11 | 5.6 | Residential | Behind the Meter | Yes | Net Metered Residential | Suntuity Solar LLC |  | JCP&L | Accepted | 2023-11-18 | 2023-12-20 | 2024-12-20 | Solar Panels | (14) CANADIAN SOLAR | CS6R-400MS-HL |  | 0.4 | 6 | 250 | 39 |  | Fixed | Roof
NJADRE1555113160 | Administratively Determined Incentive Program | PLEASANTVILLE | 8232 | 19 | 10.53 | Residential | Behind the Meter | Yes | Net Metered Residential | Sunrun Installation Services, Inc. |  | AC Electric | Accepted | 2023-11-18 | 2023-12-20 | 2024-12-20 | Inverters | SOLAREDGE TECHNOLOGIES | SE7600H-USSN | 7600 |  | 1 |  |  | 0.99 |  | Outdoor | next to meter
NJADRE1555113160 | Administratively Determined Incentive Program | PLEASANTVILLE | 8232 | 19 | 10.53 | Residential | Behind the Meter | Yes | Net Metered Residential | Sunrun Installation Services, Inc. |  | AC Electric | Accepted | 2023-11-18 | 2023-12-20 | 2024-12-20 | Solar Panels | Hanwha Q Cells | Q.PEAK DUO BLK ML-G10+ 405 |  | 0.405 | 7 | 209 | 20 |  | Fixed | Roof
NJADRE1555113160 | Administratively Determined Incentive Program | PLEASANTVILLE | 8232 | 19 | 10.53 | Residential | Behind the Meter | Yes | Net Metered Residential | Sunrun Installation Services, Inc. |  | AC Electric | Accepted | 2023-11-18 | 2023-12-20 | 2024-12-20 | Solar Panels | Hanwha Q Cells | Q.PEAK DUO BLK ML-G10+ 405 |  | 0.405 | 19 | 121 | 23 |  | Fixed | Roof
NJADRE1555113163 | Administratively Determined Incentive Program | UNION TWP UNI | 7083 | 10 | 4.46 | Residential | Behind the Meter | Yes | Net Metered Residential | Sunrun Installation Services, Inc. |  | PSE&G | Accepted | 2023-11-18 | 2023-12-20 | 2024-12-20 | Inverters | SolarEdge Technologies | SE3800H-USMN | 3800 |  | 1 |  |  | 0.99 |  | Outdoor | Next to meter
NJADRE1555113163 | Administratively Determined Incentive Program | UNION TWP UNI | 7083 | 10 | 4.46 | Residential | Behind the Meter | Yes | Net Metered Residential | Sunrun Installation Services, Inc. |  | PSE&G | Accepted | 2023-11-18 | 2023-12-20 | 2024-12-20 | Solar Panels | Hanwha Q Cells | Q.PEAK DUO BLK ML-G10+ 405 |  | 0.405 | 3 | 218 | 21 |  | Fixed | Roof
NJADRE1555113163 | Administratively Determined Incentive Program | UNION TWP UNI | 7083 | 10 | 4.46 | Residential | Behind the Meter | Yes | Net Metered Residential | Sunrun Installation Services, Inc. |  | PSE&G | Accepted | 2023-11-18 | 2023-12-20 | 2024-12-20 | Solar Panels | Hanwha Q Cells | Q.PEAK DUO BLK ML-G10+ 405 |  | 0.405 | 5 | 129 | 20 |  | Fixed | Roof
NJADRE1555113163 | Administratively Determined Incentive Program | UNION TWP UNI | 7083 | 10 | 4.46 | Residential | Behind the Meter | Yes | Net Metered Residential | Sunrun Installation Services, Inc. |  | PSE&G | Accepted | 2023-11-18 | 2023-12-20 | 2024-12-20 | Solar Panels | Hanwha Q Cells | Q.PEAK DUO BLK ML-G10+ 405 |  | 0.405 | 3 | 129 | 20 |  | Fixed | Roof
NJADRE1555113164 | Administratively Determined Incentive Program | HAMILTON | 8619 | 12 | 2.84 | Residential | Behind the Meter | Yes | Net Metered Residential | Sunrun Installation Services, Inc. |  | PSE&G | Accepted | 2023-11-18 | 2023-12-20 | 2024-12-20 | Inverters | Delta Electronics | E4-TL-US | 3840 |  | 1 |  |  | 0.96 |  | Outdoor | Next To Meter
NJADRE1555113164 | Administratively Determined Incentive Program | HAMILTON | 8619 | 12 | 2.84 | Residential | Behind the Meter | Yes | Net Metered Residential | Sunrun Installation Services, Inc. |  | PSE&G | Accepted | 2023-11-18 | 2023-12-20 | 2024-12-20 | Solar Panels | Hanwha Q Cells | Q.PEAK DUO BLK ML-G10+ 405 |  | 0.405 | 7 | 282 | 22 |  | Fixed | Roof
NJADRE1555113170 | Administratively Determined Incentive Program | LAVALLETTE | 8735 | 18 | 3.24 | Residential | Behind the Meter | Yes | Net Metered Residential | Sunrun Installation Services, Inc. |  | JCP&L | Accepted | 2023-11-18 | 2023-12-20 | 2024-12-20 | Inverters | SOLAREDGE TECHNOLOGIES | SE3800H-USMN | 3800 |  | 1 |  |  | 0.99 |  | Outdoor | next to meter
NJADRE1555113170 | Administratively Determined Incentive Program | LAVALLETTE | 8735 | 18 | 3.24 | Residential | Behind the Meter | Yes | Net Metered Residential | Sunrun Installation Services, Inc. |  | JCP&L | Accepted | 2023-11-18 | 2023-12-20 | 2024-12-20 | Solar Panels | Hanwha Q Cells | Q.PEAK DUO BLK ML-G10+ 405 |  | 0.405 | 2 | 47 | 25 |  | Fixed | Roof
NJADRE1555113170 | Administratively Determined Incentive Program | LAVALLETTE | 8735 | 18 | 3.24 | Residential | Behind the Meter | Yes | Net Metered Residential | Sunrun Installation Services, Inc. |  | JCP&L | Accepted | 2023-11-18 | 2023-12-20 | 2024-12-20 | Solar Panels | Hanwha Q Cells | Q.PEAK DUO BLK ML-G10+ 405 |  | 0.405 | 6 | 314 | 27 |  | Fixed | Roof
NJADRE1555113181 | Administratively Determined Incentive Program | PENNSAUKEN | 8110 | 14 | 4.86 | Residential | Behind the Meter | Yes | Net Metered Residential | Sunrun Installation Services, Inc. |  | PSE&G | Accepted | 2023-11-18 | 2023-12-20 | 2024-12-20 | Inverters | SolarEdge Technologies | SE3800H-USMN | 3800 |  | 1 |  |  | 0.96 |  | Outdoor | Next To Meter
NJADRE1555113181 | Administratively Determined Incentive Program | PENNSAUKEN | 8110 | 14 | 4.86 | Residential | Behind the Meter | Yes | Net Metered Residential | Sunrun Installation Services, Inc. |  | PSE&G | Accepted | 2023-11-18 | 2023-12-20 | 2024-12-20 | Solar Panels | Hanwha Q Cells | Q.PEAK DUO BLK ML-G10+ 405 |  | 0.405 | 12 | 328 | 39 |  | Fixed | Roof
NJADRE1555113430 | Administratively Determined Incentive Program | SWEDESBORO | 8085 | 15 | 3.24 | Residential | Behind the Meter | Yes | Net Metered Residential | Sunrun Installation Services, Inc. |  | AC Electric | Accepted | 2023-11-18 | 2023-12-20 | 2024-12-20 | Inverters | SolarEdge Technologies | SE3800H-USMN | 3800 |  | 1 |  |  | 0.99 |  | Outdoor | NEXT TO METER
NJADRE1555113430 | Administratively Determined Incentive Program | SWEDESBORO | 8085 | 15 | 3.24 | Residential | Behind the Meter | Yes | Net Metered Residential | Sunrun Installation Services, Inc. |  | AC Electric | Accepted | 2023-11-18 | 2023-12-20 | 2024-12-20 | Solar Panels | Hanwha Q Cells | Q.PEAK DUO BLK ML-G10+ 405 |  | 0.405 | 8 | 111 | 16 |  | Fixed | Roof
NJADRE1555113771 | Administratively Determined Incentive Program | MILLVILLE | 8332 | 20 | 11.34 | Residential | Behind the Meter | Yes | Net Metered Residential | Sunrun Installation Services, Inc. |  | AC Electric | Accepted | 2023-11-18 | 2023-12-20 | 2024-12-20 | Electric Storage Battery | LG Chem | RESU 10H Prime |  |  | 1 |  |  |  | Lithium Ion |  | inside
NJADRE1555113771 | Administratively Determined Incentive Program | MILLVILLE | 8332 | 20 | 11.34 | Residential | Behind the Meter | Yes | Net Metered Residential | Sunrun Installation Services, Inc. |  | AC Electric | Accepted | 2023-11-18 | 2023-12-20 | 2024-12-20 | Inverters | Delta Electronics | E10-TL-US | 9600 |  | 1 |  |  | 0.96 |  | Outdoor | Next To Meter
NJADRE1555113771 | Administratively Determined Incentive Program | MILLVILLE | 8332 | 20 | 11.34 | Residential | Behind the Meter | Yes | Net Metered Residential | Sunrun Installation Services, Inc. |  | AC Electric | Accepted | 2023-11-18 | 2023-12-20 | 2024-12-20 | Solar Panels | Hanwha Q Cells | Q.PEAK DUO BLK ML-G10+ 405 |  | 0.405 | 13 | 267 | 25 |  | Fixed | Roof
NJADRE1555113771 | Administratively Determined Incentive Program | MILLVILLE | 8332 | 20 | 11.34 | Residential | Behind the Meter | Yes | Net Metered Residential | Sunrun Installation Services, Inc. |  | AC Electric | Accepted | 2023-11-18 | 2023-12-20 | 2024-12-20 | Solar Panels | Hanwha Q Cells | Q.PEAK DUO BLK ML-G10+ 405 |  | 0.405 | 15 | 87 | 24 |  | Fixed | Roof
NJADRE1555113815 | Administratively Determined Incentive Program | JAMESBURG | 8831 | 11 | 24.09 | Residential | Behind the Meter | No | Net Metered Residential | Decksigner LLC |  | JCP&L | Accepted | 2023-11-30 | 2024-01-04 | 2025-01-04 | Solar Panels | Q CELLS | Q CELLS Q.PEAK DUO BLK-G10+ 365 |  | 0.365 | 28 | 78 | 20 |  | Fixed | Roof
NJADRE1555113815 | Administratively Determined Incentive Program | JAMESBURG | 8831 | 11 | 24.09 | Residential | Behind the Meter | No | Net Metered Residential | Decksigner LLC |  | JCP&L | Accepted | 2023-11-30 | 2024-01-04 | 2025-01-04 | Solar Panels | Q CELLS | Q CELLS Q.PEAK DUO BLK-G10+ 365 |  | 0.365 | 35 | 257 | 20 |  | Fixed | Roof
NJADRE1555113815 | Administratively Determined Incentive Program | JAMESBURG | 8831 | 11 | 24.09 | Residential | Behind the Meter | No | Net Metered Residential | Decksigner LLC |  | JCP&L | Accepted | 2023-11-30 | 2024-01-04 | 2025-01-04 | Solar Panels | Q CELLS | Q CELLS Q.PEAK DUO BLK-G10+ 365 |  | 0.365 | 3 | 74 | 20 |  | Fixed | Roof
NJADRE1555113815 | Administratively Determined Incentive Program | JAMESBURG | 8831 | 11 | 24.09 | Residential | Behind the Meter | No | Net Metered Residential | Decksigner LLC |  | JCP&L | Accepted | 2023-11-30 | 2024-01-04 | 2025-01-04 | Inverters | Enphase | Enphase IQ8A-72-2-US | 349 |  | 66 |  |  | 0.975 |  | Other | roof top
NJADRE1555113815 | Administratively Determined Incentive Program | JAMESBURG | 8831 | 11 | 24.09 | Residential | Behind the Meter | No | Net Metered Residential | Decksigner LLC |  | JCP&L | Accepted | 2023-11-30 | 2024-01-04 | 2025-01-04 | Meters | ENPHASE | ENPHASE IQ COMBINER 4 WITH IQ GATEWAY |  |  | 1 |  |  |  | Yes | Outdoor
NJADRE1555113865 | Administratively Determined Incentive Program | BELLEVILLE | 7109 | 9 | 20.4 | Residential | Behind the Meter | Yes | Net Metered Residential | Solar Mite Solutions |  | PSE&G | Accepted | 2023-11-19 | 2023-12-20 | 2024-12-20 | Inverters | Enphase | IQ8PLUS-72-2 | 290 |  | 51 |  |  | 0.98 |  | Outdoor
NJADRE1555113865 | Administratively Determined Incentive Program | BELLEVILLE | 7109 | 9 | 20.4 | Residential | Behind the Meter | Yes | Net Metered Residential | Solar Mite Solutions |  | PSE&G | Accepted | 2023-11-19 | 2023-12-20 | 2024-12-20 | Solar Panels | Canadian Solar | CS6R |  | 0.4 | 13 | 201 | 45 |  | Fixed | Roof | Array 1
NJADRE1555113865 | Administratively Determined Incentive Program | BELLEVILLE | 7109 | 9 | 20.4 | Residential | Behind the Meter | Yes | Net Metered Residential | Solar Mite Solutions |  | PSE&G | Accepted | 2023-11-19 | 2023-12-20 | 2024-12-20 | Solar Panels | Canadian Solar | CS6R |  | 0.4 | 38 | 111 | 3 |  | Fixed | Roof | Array 2
NJADRE1555114734 | Administratively Determined Incentive Program | GLOUCESTER CITY | 8030 | 14 | 9.72 | Residential | Behind the Meter | Yes | Net Metered Residential | Sunrun Installation Services, Inc. |  | PSE&G | Accepted | 2023-11-20 | 2023-12-20 | 2024-12-20 | Solar Panels | Hanwha Q-Cells | Q.PEAK DUO BLK ML-G10+ 405 |  | 0.405 | 11 | 39 | 19 |  | Fixed | Roof
NJADRE1555114734 | Administratively Determined Incentive Program | GLOUCESTER CITY | 8030 | 14 | 9.72 | Residential | Behind the Meter | Yes | Net Metered Residential | Sunrun Installation Services, Inc. |  | PSE&G | Accepted | 2023-11-20 | 2023-12-20 | 2024-12-20 | Solar Panels | Hanwha Q-Cells | Q.PEAK DUO BLK ML-G10+ 405 |  | 0.405 | 13 | 219 | 19 |  | Fixed | Roof
NJADRE1555114734 | Administratively Determined Incentive Program | GLOUCESTER CITY | 8030 | 14 | 9.72 | Residential | Behind the Meter | Yes | Net Metered Residential | Sunrun Installation Services, Inc. |  | PSE&G | Accepted | 2023-11-20 | 2023-12-20 | 2024-12-20 | Inverters | SolarEdge Technologies | SE7600H-USSN | 7600 |  | 1 |  |  | 0.99 |  | Outside
NJADRE1555114749 | Administratively Determined Incentive Program | SOMERSET | 8873 | 5 | 10.53 | Residential | Behind the Meter | Yes | Net Metered Residential | SunnyMac LLC |  | PSE&G | Accepted | 2023-11-20 | 2023-12-20 | 2024-12-20 | Solar Panels | Q.PEAK DUO BLK ML-G10+ 405 | HANWHA |  | 0.405 | 12 | 128 | 20 |  | Fixed | Roof
NJADRE1555114749 | Administratively Determined Incentive Program | SOMERSET | 8873 | 5 | 10.53 | Residential | Behind the Meter | Yes | Net Metered Residential | SunnyMac LLC |  | PSE&G | Accepted | 2023-11-20 | 2023-12-20 | 2024-12-20 | Solar Panels | Q.PEAK DUO BLK ML-G10+ 405 | HANWHA |  | 0.405 | 10 | 218 | 21 |  | Fixed | Roof
NJADRE1555114749 | Administratively Determined Incentive Program | SOMERSET | 8873 | 5 | 10.53 | Residential | Behind the Meter | Yes | Net Metered Residential | SunnyMac LLC |  | PSE&G | Accepted | 2023-11-20 | 2023-12-20 | 2024-12-20 | Solar Panels | Q.PEAK DUO BLK ML-G10+ 405 | HANWHA |  | 0.405 | 4 | 308 | 21 |  | Fixed | Roof
NJADRE1555114749 | Administratively Determined Incentive Program | SOMERSET | 8873 | 5 | 10.53 | Residential | Behind the Meter | Yes | Net Metered Residential | SunnyMac LLC |  | PSE&G | Accepted | 2023-11-20 | 2023-12-20 | 2024-12-20 | Inverters | SE7600H -US | Solaredge | 7600 |  | 1 |  |  | 0.1 |  | Outdoor | next to meter
NJADRE1555114749 | Administratively Determined Incentive Program | SOMERSET | 8873 | 5 | 10.53 | Residential | Behind the Meter | Yes | Net Metered Residential | SunnyMac LLC |  | PSE&G | Accepted | 2023-11-20 | 2023-12-20 | 2024-12-20 | Meters | SE-RGMTR-1D-240C-B | Solaredge |  |  | 1 |  |  |  | Yes | Outdoor
NJADRE1555114751 | Administratively Determined Incentive Program | BRIDGEWATER | 8807 | 5 | 218.45 | Commercial | Behind the Meter | No | Small Net-Metered Non-Residential located on Rooftop, Carport, Canopy and Floating Solar | NJ Solar Power |  | PSE&G | Accepted | 2023-11-20 | 2023-12-20 | 2024-12-20 | Solar Panels | Hanwha | Q.TRON BLK M-G2+ |  | 0.425 | 215 | 221 | 30 |  | Fixed | Roof
NJADRE1555114751 | Administratively Determined Incentive Program | BRIDGEWATER | 8807 | 5 | 218.45 | Commercial | Behind the Meter | No | Small Net-Metered Non-Residential located on Rooftop, Carport, Canopy and Floating Solar | NJ Solar Power |  | PSE&G | Accepted | 2023-11-20 | 2023-12-20 | 2024-12-20 | Solar Panels | Hanwha | Q.TRON BLK M-G2+ |  | 0.425 | 42 | 131 | 30 |  | Fixed | Roof
NJADRE1555114751 | Administratively Determined Incentive Program | BRIDGEWATER | 8807 | 5 | 218.45 | Commercial | Behind the Meter | No | Small Net-Metered Non-Residential located on Rooftop, Carport, Canopy and Floating Solar | NJ Solar Power |  | PSE&G | Accepted | 2023-11-20 | 2023-12-20 | 2024-12-20 | Solar Panels | Hanwha | Q.TRON BLK M-G2+ |  | 0.425 | 43 | 311 | 30 |  | Fixed | Roof
NJADRE1555114751 | Administratively Determined Incentive Program | BRIDGEWATER | 8807 | 5 | 218.45 | Commercial | Behind the Meter | No | Small Net-Metered Non-Residential located on Rooftop, Carport, Canopy and Floating Solar | NJ Solar Power |  | PSE&G | Accepted | 2023-11-20 | 2023-12-20 | 2024-12-20 | Solar Panels | Hanwha | Q.TRON BLK M-G2+ |  | 0.425 | 210 | 41 | 30 |  | Fixed | Roof
NJADRE1555114751 | Administratively Determined Incentive Program | BRIDGEWATER | 8807 | 5 | 218.45 | Commercial | Behind the Meter | No | Small Net-Metered Non-Residential located on Rooftop, Carport, Canopy and Floating Solar | NJ Solar Power |  | PSE&G | Accepted | 2023-11-20 | 2023-12-20 | 2024-12-20 | Solar Panels | Hanwha | Q.TRON BLK M-G2+ |  | 0.425 | 4 | 131 | 30 |  | Fixed | Roof
NJADRE1555114751 | Administratively Determined Incentive Program | BRIDGEWATER | 8807 | 5 | 218.45 | Commercial | Behind the Meter | No | Small Net-Metered Non-Residential located on Rooftop, Carport, Canopy and Floating Solar | NJ Solar Power |  | PSE&G | Accepted | 2023-11-20 | 2023-12-20 | 2024-12-20 | Inverters | SolarEdge | SE100K-US | 100000 |  | 2 |  |  | 0.985 |  | Indoor | Utility Room
NJADRE1555114758 | Administratively Determined Incentive Program | MAPLE SHADE | 8052 | 13 | 6.08 | Residential | Behind the Meter | Yes | Net Metered Residential | SunnyMac LLC |  | PSE&G | Accepted | 2023-11-20 | 2023-12-20 | 2024-12-20 | Solar Panels | Q.PEAK DUO BLK ML-G10+ 405 | HANWHA |  | 0.405 | 9 | 67 | 33 |  | Fixed | Roof
NJADRE1555114758 | Administratively Determined Incentive Program | MAPLE SHADE | 8052 | 13 | 6.08 | Residential | Behind the Meter | Yes | Net Metered Residential | SunnyMac LLC |  | PSE&G | Accepted | 2023-11-20 | 2023-12-20 | 2024-12-20 | Solar Panels | Q.PEAK DUO BLK ML-G10+ 405 | HANWHA |  | 0.405 | 6 | 247 | 33 |  | Fixed | Roof
NJADRE1555114758 | Administratively Determined Incentive Program | MAPLE SHADE | 8052 | 13 | 6.08 | Residential | Behind the Meter | Yes | Net Metered Residential | SunnyMac LLC |  | PSE&G | Accepted | 2023-11-20 | 2023-12-20 | 2024-12-20 | Inverters | SE10000H-US | Solaredge | 10000 |  | 1 |  |  | 0.1 |  | Outdoor | next to meter
NJADRE1555114758 | Administratively Determined Incentive Program | MAPLE SHADE | 8052 | 13 | 6.08 | Residential | Behind the Meter | Yes | Net Metered Residential | SunnyMac LLC |  | PSE&G | Accepted | 2023-11-20 | 2023-12-20 | 2024-12-20 | Inverters | SE5000H-US | Solaredge | 5000 |  | 1 |  |  | 0.1 |  | Outdoor | next to meter
NJADRE1555114758 | Administratively Determined Incentive Program | MAPLE SHADE | 8052 | 13 | 6.08 | Residential | Behind the Meter | Yes | Net Metered Residential | SunnyMac LLC |  | PSE&G | Accepted | 2023-11-20 | 2023-12-20 | 2024-12-20 | Meters | SE-RGMTR-1D-240C-B | Solaredge |  |  | 1 |  |  |  | Yes | Outdoor
NJADRE1555114768 | Administratively Determined Incentive Program | FORDS | 8863 | 11 | 10 | Residential | Behind the Meter | Yes | Net Metered Residential | Suntuity Solar LLC |  | PSE&G | Accepted | 2023-11-21 | 2023-12-21 | 2024-12-21 | Inverters | ENPHASE | IQ8PLUS-72-2-US | 290 |  | 25 |  |  | 0.97 |  | Outdoor | Behind the PV module
NJADRE1555114768 | Administratively Determined Incentive Program | FORDS | 8863 | 11 | 10 | Residential | Behind the Meter | Yes | Net Metered Residential | Suntuity Solar LLC |  | PSE&G | Accepted | 2023-11-21 | 2023-12-21 | 2024-12-21 | Solar Panels | CANADIAN SOLAR | CS6R-400MS-HL |  | 0.4 | 9 | 107 | 37 |  | Fixed | Roof
NJADRE1555114768 | Administratively Determined Incentive Program | FORDS | 8863 | 11 | 10 | Residential | Behind the Meter | Yes | Net Metered Residential | Suntuity Solar LLC |  | PSE&G | Accepted | 2023-11-21 | 2023-12-21 | 2024-12-21 | Solar Panels | CANADIAN SOLAR | CS6R-400MS-HL |  | 0.4 | 6 | 287 | 37 |  | Fixed | Roof
NJADRE1555114768 | Administratively Determined Incentive Program | FORDS | 8863 | 11 | 10 | Residential | Behind the Meter | Yes | Net Metered Residential | Suntuity Solar LLC |  | PSE&G | Accepted | 2023-11-21 | 2023-12-21 | 2024-12-21 | Solar Panels | CANADIAN SOLAR | CS6R-400MS-HL |  | 0.4 | 10 | 107 | 14 |  | Fixed | Roof
NJADRE1555114774 | Administratively Determined Incentive Program | MANALAPAN | 7726 | 17 | 17.01 | Residential | Behind the Meter | Yes | Net Metered Residential | SunnyMac LLC |  | JCP&L | Accepted | 2023-11-20 | 2023-12-20 | 2024-12-20 | Solar Panels | Q.PEAK DUO BLK ML-G10+ 405 | HANWHA |  | 0.405 | 12 | 203 | 28 |  | Fixed | Roof
NJADRE1555114774 | Administratively Determined Incentive Program | MANALAPAN | 7726 | 17 | 17.01 | Residential | Behind the Meter | Yes | Net Metered Residential | SunnyMac LLC |  | JCP&L | Accepted | 2023-11-20 | 2023-12-20 | 2024-12-20 | Solar Panels | Q.PEAK DUO BLK ML-G10+ 405 | HANWHA |  | 0.405 | 17 | 203 | 27 |  | Fixed | Roof
NJADRE1555114774 | Administratively Determined Incentive Program | MANALAPAN | 7726 | 17 | 17.01 | Residential | Behind the Meter | Yes | Net Metered Residential | SunnyMac LLC |  | JCP&L | Accepted | 2023-11-20 | 2023-12-20 | 2024-12-20 | Solar Panels | Q.PEAK DUO BLK ML-G10+ 405 | HANWHA |  | 0.405 | 4 | 113 | 45 |  | Fixed | Roof
NJADRE1555114774 | Administratively Determined Incentive Program | MANALAPAN | 7726 | 17 | 17.01 | Residential | Behind the Meter | Yes | Net Metered Residential | SunnyMac LLC |  | JCP&L | Accepted | 2023-11-20 | 2023-12-20 | 2024-12-20 | Solar Panels | Q.PEAK DUO BLK ML-G10+ 405 | HANWHA |  | 0.405 | 9 | 23 | 28 |  | Fixed | Roof
NJADRE1555114774 | Administratively Determined Incentive Program | MANALAPAN | 7726 | 17 | 17.01 | Residential | Behind the Meter | Yes | Net Metered Residential | SunnyMac LLC |  | JCP&L | Accepted | 2023-11-20 | 2023-12-20 | 2024-12-20 | Inverters | SE10000H-US | Solaredge | 10000 |  | 1 |  |  | 0.1 |  | Outdoor | next to meter
NJADRE1555114774 | Administratively Determined Incentive Program | MANALAPAN | 7726 | 17 | 17.01 | Residential | Behind the Meter | Yes | Net Metered Residential | SunnyMac LLC |  | JCP&L | Accepted | 2023-11-20 | 2023-12-20 | 2024-12-20 | Inverters | SE3000H-US | Solaredge | 3000 |  | 1 |  |  | 0.1 |  | Outdoor | next to meter
NJADRE1555114781 | Administratively Determined Incentive Program | IRVINGTON | 7111 | 9 | 5.04 | Residential | Behind the Meter | No | Net Metered Residential | EMT Renewables |  | PSE&G | Accepted | 2023-11-20 | 2023-12-20 | 2024-12-20 | Inverters | ENPHASE | IQ7x | 315 |  | 12 |  |  | 0.98 |  | Other | UNDER EACH PANEL
NJADRE1555114781 | Administratively Determined Incentive Program | IRVINGTON | 7111 | 9 | 5.04 | Residential | Behind the Meter | No | Net Metered Residential | EMT Renewables |  | PSE&G | Accepted | 2023-11-20 | 2023-12-20 | 2024-12-20 | Solar Panels | REC ALPHA | REC 420 |  | 0.42 | 8 | 200 | 23 |  | Fixed | Roof
NJADRE1555114781 | Administratively Determined Incentive Program | IRVINGTON | 7111 | 9 | 5.04 | Residential | Behind the Meter | No | Net Metered Residential | EMT Renewables |  | PSE&G | Accepted | 2023-11-20 | 2023-12-20 | 2024-12-20 | Solar Panels | REC ALPHA | REC 420 |  | 0.42 | 4 | 20 | 23 |  | Fixed | Roof
NJADRE1555114799 | Administratively Determined Incentive Program | WILLIAMSTOWN | 8094 | 15 | 9.72 | Residential | Behind the Meter | Yes | Net Metered Residential | Trinity Solar |  | AC Electric | Accepted | 2023-11-20 | 2023-12-21 | 2024-12-21 | Inverters | Solar Edge | SE7600H-US | 7600 |  | 1 |  |  | 0.96 |  | Outdoor
NJADRE1555114799 | Administratively Determined Incentive Program | WILLIAMSTOWN | 8094 | 15 | 9.72 | Residential | Behind the Meter | Yes | Net Metered Residential | Trinity Solar |  | AC Electric | Accepted | 2023-11-20 | 2023-12-21 | 2024-12-21 | Solar Panels | HANWHA | Q.PEAK DUO BLK ML-G10+ 405 |  | 0.405 | 24 | 263 | 30 |  | Fixed | Roof
NJADRE1555114800 | Administratively Determined Incentive Program | MOUNTAINSIDE | 7092 | 10 | 8.51 | Residential | Behind the Meter | Yes | Net Metered Residential | EMT Renewables |  | JCP&L | Accepted | 2023-11-20 | 2023-12-20 | 2024-12-20 | Inverters | ENPHASE | IQ8+ | 290 |  | 21 |  |  | 0.98 |  | Other | UNDER EACH PANEL
NJADRE1555114800 | Administratively Determined Incentive Program | MOUNTAINSIDE | 7092 | 10 | 8.51 | Residential | Behind the Meter | Yes | Net Metered Residential | EMT Renewables |  | JCP&L | Accepted | 2023-11-20 | 2023-12-20 | 2024-12-20 | Solar Panels | Q CELLS | Q PEAK DUO BLK |  | 0.405 | 7 | 132 | 32 |  | Fixed | Roof
NJADRE1555114800 | Administratively Determined Incentive Program | MOUNTAINSIDE | 7092 | 10 | 8.51 | Residential | Behind the Meter | Yes | Net Metered Residential | EMT Renewables |  | JCP&L | Accepted | 2023-11-20 | 2023-12-20 | 2024-12-20 | Solar Panels | Q CELLS | Q PEAK DUO BLK |  | 0.405 | 6 | 222 | 32 |  | Fixed | Roof
NJADRE1555114800 | Administratively Determined Incentive Program | MOUNTAINSIDE | 7092 | 10 | 8.51 | Residential | Behind the Meter | Yes | Net Metered Residential | EMT Renewables |  | JCP&L | Accepted | 2023-11-20 | 2023-12-20 | 2024-12-20 | Solar Panels | Q CELLS | Q PEAK DUO BLK |  | 0.405 | 8 | 42 | 32 |  | Fixed | Roof
NJADRE1555114803 | Administratively Determined Incentive Program | BEACH HAVEN | 8008 | 18 | 4.86 | Residential | Behind the Meter | Yes | Net Metered Residential | SunnyMac LLC |  | AC Electric | Accepted | 2023-11-20 | 2023-12-20 | 2024-12-20 | Solar Panels | Q.PEAK DUO BLK ML-G10+ 405 | HANWHA |  | 0.405 | 12 | 117 | 21 |  | Fixed | Roof
NJADRE1555114803 | Administratively Determined Incentive Program | BEACH HAVEN | 8008 | 18 | 4.86 | Residential | Behind the Meter | Yes | Net Metered Residential | SunnyMac LLC |  | AC Electric | Accepted | 2023-11-20 | 2023-12-20 | 2024-12-20 | Inverters | SE3800H-US | SOLAREDGE | 3800 |  | 1 |  |  | 0.1 |  | Outdoor | next to meter
NJADRE1555114805 | Administratively Determined Incentive Program | FORKED RIVER | 8731 | 18 | 10.53 | Residential | Behind the Meter | No | Net Metered Residential | PlugPV, LLC |  | JCP&L | Accepted | 2023-11-22 | 2024-01-03 | 2025-01-03 | Inverters | SOLAREDGE | SE10000H-US | 10000 |  | 1 |  |  | 0.98 |  | Outside
NJADRE1555114805 | Administratively Determined Incentive Program | FORKED RIVER | 8731 | 18 | 10.53 | Residential | Behind the Meter | No | Net Metered Residential | PlugPV, LLC |  | JCP&L | Accepted | 2023-11-22 | 2024-01-03 | 2025-01-03 | Solar Panels | REC SOLAR | REC405AA PURE BLACK |  | 0.405 | 12 | 255 | 22 |  | Fixed | Roof
NJADRE1555114805 | Administratively Determined Incentive Program | FORKED RIVER | 8731 | 18 | 10.53 | Residential | Behind the Meter | No | Net Metered Residential | PlugPV, LLC |  | JCP&L | Accepted | 2023-11-22 | 2024-01-03 | 2025-01-03 | Solar Panels | REC SOLAR | REC405AA PURE BLACK |  | 0.405 | 11 | 75 | 22 |  | Fixed | Roof
NJADRE1555114805 | Administratively Determined Incentive Program | FORKED RIVER | 8731 | 18 | 10.53 | Residential | Behind the Meter | No | Net Metered Residential | PlugPV, LLC |  | JCP&L | Accepted | 2023-11-22 | 2024-01-03 | 2025-01-03 | Solar Panels | REC SOLAR | REC405AA PURE BLACK |  | 0.405 | 3 | 165 | 14 |  | Fixed | Roof
NJADRE1555114814 | Administratively Determined Incentive Program | GLOUCHESTER TWP | 8012 | 14 | 4.86 | Residential | Behind the Meter | Yes | Net Metered Residential | Sunrun Installation Services, Inc. |  | PSE&G | Accepted | 2023-11-20 | 2023-12-20 | 2024-12-20 | Inverters | SOLAREDGE TECHNOLOGIES | SE3800H-USMN | 3800 |  | 1 |  |  | 0.992 |  | Outdoor | next to meter
NJADRE1555114814 | Administratively Determined Incentive Program | GLOUCHESTER TWP | 8012 | 14 | 4.86 | Residential | Behind the Meter | Yes | Net Metered Residential | Sunrun Installation Services, Inc. |  | PSE&G | Accepted | 2023-11-20 | 2023-12-20 | 2024-12-20 | Solar Panels | HANWHA Q-CELLS | Q.PEAK DUO BLK ML-G10+ 405 |  | 0.405 | 6 | 154 | 10 |  | Fixed | Roof
NJADRE1555114814 | Administratively Determined Incentive Program | GLOUCHESTER TWP | 8012 | 14 | 4.86 | Residential | Behind the Meter | Yes | Net Metered Residential | Sunrun Installation Services, Inc. |  | PSE&G | Accepted | 2023-11-20 | 2023-12-20 | 2024-12-20 | Solar Panels | HANWHA Q-CELLS | Q.PEAK DUO BLK ML-G10+ 405 |  | 0.405 | 6 | 151 | 22 |  | Fixed | Roof
NJADRE1555114836 | Administratively Determined Incentive Program | ERIAL | 8081 | 14 | 6.48 | Residential | Behind the Meter | No | Net Metered Residential | EMT Renewables |  | AC Electric | Accepted | 2023-11-20 | 2023-12-20 | 2024-12-20 | Inverters | ENPHASE | IQ8+ | 290 |  | 16 |  |  | 0.98 |  | Outdoor | UNDER EACH PANEL
NJADRE1555114836 | Administratively Determined Incentive Program | ERIAL | 8081 | 14 | 6.48 | Residential | Behind the Meter | No | Net Metered Residential | EMT Renewables |  | AC Electric | Accepted | 2023-11-20 | 2023-12-20 | 2024-12-20 | Solar Panels | Q CELLS | Q PEAK DUO BLK |  | 0.405 | 16 | 159 | 24 |  | Fixed | Roof
NJADRE1555114852 | Administratively Determined Incentive Program | MAPLE SHADE | 8052 | 13 | 7.29 | Residential | Behind the Meter | Yes | Net Metered Residential | SunnyMac LLC |  | PSE&G | Accepted | 2023-11-20 | 2023-12-20 | 2024-12-20 | Solar Panels | Q.PEAK DUO BLK ML-G10+ 405 | HANWHA |  | 0.405 | 18 | 311 | 8 |  | Fixed | Roof
NJADRE1555114852 | Administratively Determined Incentive Program | MAPLE SHADE | 8052 | 13 | 7.29 | Residential | Behind the Meter | Yes | Net Metered Residential | SunnyMac LLC |  | PSE&G | Accepted | 2023-11-20 | 2023-12-20 | 2024-12-20 | Inverters | SE5000H-US | SOLAREDGE | 5000 |  | 1 |  |  | 0.1 |  | Outdoor | next to meter
NJADRE1555114852 | Administratively Determined Incentive Program | MAPLE SHADE | 8052 | 13 | 7.29 | Residential | Behind the Meter | Yes | Net Metered Residential | SunnyMac LLC |  | PSE&G | Accepted | 2023-11-20 | 2023-12-20 | 2024-12-20 | Meters | SE-RGMTR-1D-240C-B | Solaredge |  |  | 1 |  |  |  | Yes | Outdoor
NJADRE1555114869 | Administratively Determined Incentive Program | BLACKWOOD | 8012 | 14 | 3.24 | Residential | Behind the Meter | Yes | Net Metered Residential | EMT Renewables |  | PSE&G | Accepted | 2023-11-20 | 2023-12-20 | 2024-12-20 | Inverters | ENPHASE | IQ8+ | 290 |  | 8 |  |  | 0.98 |  | Other | UNDER EACH PANEL
NJADRE1555114869 | Administratively Determined Incentive Program | BLACKWOOD | 8012 | 14 | 3.24 | Residential | Behind the Meter | Yes | Net Metered Residential | EMT Renewables |  | PSE&G | Accepted | 2023-11-20 | 2023-12-20 | 2024-12-20 | Solar Panels | Q CELLS | Q PEAK DUO BLK |  | 0.405 | 4 | 184 | 21 |  | Fixed | Roof
NJADRE1555114869 | Administratively Determined Incentive Program | BLACKWOOD | 8012 | 14 | 3.24 | Residential | Behind the Meter | Yes | Net Metered Residential | EMT Renewables |  | PSE&G | Accepted | 2023-11-20 | 2023-12-20 | 2024-12-20 | Solar Panels | Q CELLS | Q PEAK DUO BLK |  | 0.405 | 4 | 274 | 23 |  | Fixed | Roof
NJADRE1555114870 | Administratively Determined Incentive Program | EAST ORANGE | 7017 | 9 | 5.2 | Residential | Behind the Meter | Yes | Net Metered Residential | Pro Custom Solar dba Momentum Solar |  | PSE&G | Accepted | 2023-11-20 | 2023-12-20 | 2024-12-20 | Solar Panels | Â Q. PEAK DUO BLK-G10+400 | hawnha |  | 0.4 | 11 | 117 | 39 |  | Fixed | Roof
NJADRE1555114870 | Administratively Determined Incentive Program | EAST ORANGE | 7017 | 9 | 5.2 | Residential | Behind the Meter | Yes | Net Metered Residential | Pro Custom Solar dba Momentum Solar |  | PSE&G | Accepted | 2023-11-20 | 2023-12-20 | 2024-12-20 | Solar Panels | Â Q. PEAK DUO BLK-G10+400 | hanwha |  | 0.4 | 2 | 297 | 37 |  | Fixed | Roof
NJADRE1555114870 | Administratively Determined Incentive Program | EAST ORANGE | 7017 | 9 | 5.2 | Residential | Behind the Meter | Yes | Net Metered Residential | Pro Custom Solar dba Momentum Solar |  | PSE&G | Accepted | 2023-11-20 | 2023-12-20 | 2024-12-20 | Inverters | IQ8PLUS-72-2-US | enphase | 290 |  | 13 |  |  | 0.97 |  | Outdoor
NJADRE1555114876 | Administratively Determined Incentive Program | PARSIPPANY | 7054 | 3 | 6.08 | Residential | Behind the Meter | Yes | Net Metered Residential | Trinity Solar |  | JCP&L | Accepted | 2023-11-20 | 2023-12-20 | 2024-12-20 | Inverters | Solar Edge | SE5000H-US | 5000 |  | 1 |  |  | 0.96 |  | Outdoor
NJADRE1555114876 | Administratively Determined Incentive Program | PARSIPPANY | 7054 | 3 | 6.08 | Residential | Behind the Meter | Yes | Net Metered Residential | Trinity Solar |  | JCP&L | Accepted | 2023-11-20 | 2023-12-20 | 2024-12-20 | Solar Panels | HANWHA | Q.PEAK DUO BLK ML-G10+ 405 |  | 0.405 | 15 | 155 | 30 |  | Fixed | Roof
NJADRE1555114882 | Administratively Determined Incentive Program | PENNSAUKEN | 8110 | 14 | 5.27 | Residential | Behind the Meter | Yes | Net Metered Residential | Sunny Mac LLC |  | PSE&G | Accepted | 2023-11-20 | 2023-12-21 | 2024-12-21 | Solar Panels | Q.PEAK DUO BLK ML-G10+ 405 | HANWHA |  | 0.405 | 5 | 148 | 27 |  | Fixed | Roof
NJADRE1555114882 | Administratively Determined Incentive Program | PENNSAUKEN | 8110 | 14 | 5.27 | Residential | Behind the Meter | Yes | Net Metered Residential | Sunny Mac LLC |  | PSE&G | Accepted | 2023-11-20 | 2023-12-21 | 2024-12-21 | Solar Panels | Q.PEAK DUO BLK ML-G10+ 405 | HANWHA |  | 0.405 | 3 | 238 | 27 |  | Fixed | Roof
NJADRE1555114882 | Administratively Determined Incentive Program | PENNSAUKEN | 8110 | 14 | 5.27 | Residential | Behind the Meter | Yes | Net Metered Residential | Sunny Mac LLC |  | PSE&G | Accepted | 2023-11-20 | 2023-12-21 | 2024-12-21 | Solar Panels | Q.PEAK DUO BLK ML-G10+ 405 | HANWHA |  | 0.405 | 5 | 328 | 27 |  | Fixed | Roof
NJADRE1555114882 | Administratively Determined Incentive Program | PENNSAUKEN | 8110 | 14 | 5.27 | Residential | Behind the Meter | Yes | Net Metered Residential | Sunny Mac LLC |  | PSE&G | Accepted | 2023-11-20 | 2023-12-21 | 2024-12-21 | Inverters | SE3800H-US | SOLAREDGE | 3800 |  | 1 |  |  | 0.1 |  | Outdoor | next tometer
NJADRE1555114882 | Administratively Determined Incentive Program | PENNSAUKEN | 8110 | 14 | 5.27 | Residential | Behind the Meter | Yes | Net Metered Residential | Sunny Mac LLC |  | PSE&G | Accepted | 2023-11-20 | 2023-12-21 | 2024-12-21 | Meters | SE-RGMTR-1D-240C-B | Solaredge |  |  | 1 |  |  |  | Yes | Outdoor
NJADRE1555114892 | Administratively Determined Incentive Program | HAMPTON | 8827 | 4 | 21.6 | Residential | Behind the Meter | No | Net Metered Residential | Pro Custom Solar dba Momentum Solar |  | JCP&L | Accepted | 2023-11-20 | 2023-12-21 | 2024-12-21 | Solar Panels | HANWHA | Q. PEAK DUO BLK ML-G10+400 |  | 0.4 | 54 | 180 | 20 |  | Fixed | Roof
NJADRE1555114892 | Administratively Determined Incentive Program | HAMPTON | 8827 | 4 | 21.6 | Residential | Behind the Meter | No | Net Metered Residential | Pro Custom Solar dba Momentum Solar |  | JCP&L | Accepted | 2023-11-20 | 2023-12-21 | 2024-12-21 | Inverters | ENPHASE | IQ8PLUS-72-2-US | 290 |  | 54 |  |  | 0.97 |  | Outdoor
NJADRE1555114910 | Administratively Determined Incentive Program | MARLBORO | 7746 | 17 | 10.12 | Residential | Behind the Meter | No | Net Metered Residential | Green House Solar |  | JCP&L | Accepted | 2023-11-20 | 2023-12-20 | 2024-12-20 | Inverters | enphase | iq7hs | 384 |  | 23 |  |  | 0.97 |  | Outdoor
NJADRE1555114910 | Administratively Determined Incentive Program | MARLBORO | 7746 | 17 | 10.12 | Residential | Behind the Meter | No | Net Metered Residential | Green House Solar |  | JCP&L | Accepted | 2023-11-20 | 2023-12-20 | 2024-12-20 | Solar Panels | sunpower | m440 |  | 0.44 | 4 | 177 | 34 |  | Fixed | Roof
NJADRE1555114910 | Administratively Determined Incentive Program | MARLBORO | 7746 | 17 | 10.12 | Residential | Behind the Meter | No | Net Metered Residential | Green House Solar |  | JCP&L | Accepted | 2023-11-20 | 2023-12-20 | 2024-12-20 | Solar Panels | sunpower | m440 |  | 0.44 | 8 | 177 | 45 |  | Fixed | Roof
NJADRE1555114910 | Administratively Determined Incentive Program | MARLBORO | 7746 | 17 | 10.12 | Residential | Behind the Meter | No | Net Metered Residential | Green House Solar |  | JCP&L | Accepted | 2023-11-20 | 2023-12-20 | 2024-12-20 | Solar Panels | SUNPOWER | M440 |  | 0.44 | 4 | 267 | 34 |  | Fixed | Roof
NJADRE1555114910 | Administratively Determined Incentive Program | MARLBORO | 7746 | 17 | 10.12 | Residential | Behind the Meter | No | Net Metered Residential | Green House Solar |  | JCP&L | Accepted | 2023-11-20 | 2023-12-20 | 2024-12-20 | Solar Panels | SUNPOWER | M440 |  | 0.44 | 7 | 267 | 34 |  | Fixed | Roof
NJADRE1555114927 | Administratively Determined Incentive Program | OCEANPORT | 07757-1551 | 17 | 14.4 | Residential | Behind the Meter | Yes | Net Metered Residential | Pro Custom Solar dba Momentum Solar |  | JCP&L | Accepted | 2023-11-20 | 2023-12-21 | 2024-12-21 | Solar Panels | HANWHA | Q. PEAK DUO BLK ML-G10+400 |  | 0.4 | 7 | 147 | 24 |  | Fixed | Roof
NJADRE1555114927 | Administratively Determined Incentive Program | OCEANPORT | 07757-1551 | 17 | 14.4 | Residential | Behind the Meter | Yes | Net Metered Residential | Pro Custom Solar dba Momentum Solar |  | JCP&L | Accepted | 2023-11-20 | 2023-12-21 | 2024-12-21 | Solar Panels | HANWHA | Q. PEAK DUO BLK ML-G10+400 |  | 0.4 | 8 | 57 | 25 |  | Fixed | Roof
NJADRE1555114927 | Administratively Determined Incentive Program | OCEANPORT | 07757-1551 | 17 | 14.4 | Residential | Behind the Meter | Yes | Net Metered Residential | Pro Custom Solar dba Momentum Solar |  | JCP&L | Accepted | 2023-11-20 | 2023-12-21 | 2024-12-21 | Solar Panels | HANWHA | Q. PEAK DUO BLK ML-G10+400 |  | 0.4 | 15 | 327 | 4 |  | Fixed | Roof
NJADRE1555114927 | Administratively Determined Incentive Program | OCEANPORT | 07757-1551 | 17 | 14.4 | Residential | Behind the Meter | Yes | Net Metered Residential | Pro Custom Solar dba Momentum Solar |  | JCP&L | Accepted | 2023-11-20 | 2023-12-21 | 2024-12-21 | Solar Panels | HANWHA | Q. PEAK DUO BLK ML-G10+400 |  | 0.4 | 6 | 237 | 25 |  | Fixed | Roof
NJADRE1555114927 | Administratively Determined Incentive Program | OCEANPORT | 07757-1551 | 17 | 14.4 | Residential | Behind the Meter | Yes | Net Metered Residential | Pro Custom Solar dba Momentum Solar |  | JCP&L | Accepted | 2023-11-20 | 2023-12-21 | 2024-12-21 | Inverters | ENPHASE | iq8plus-72-2-us | 290 |  | 36 |  |  | 0.97 |  | Outdoor
NJADRE1555114966 | Administratively Determined Incentive Program | SOUTH ORANGE | 7079 | 9 | 5.2 | Residential | Behind the Meter | Yes | Net Metered Residential | Venture Home Solar, LLC |  | PSE&G | Accepted | 2023-11-20 | 2023-12-28 | 2024-12-28 | Inverters | Enphase | IQ8PLUS-72-2-US (240V) | 290 |  | 13 |  |  | 0.98 |  | Outdoor | Roof
NJADRE1555114966 | Administratively Determined Incentive Program | SOUTH ORANGE | 7079 | 9 | 5.2 | Residential | Behind the Meter | Yes | Net Metered Residential | Venture Home Solar, LLC |  | PSE&G | Accepted | 2023-11-20 | 2023-12-28 | 2024-12-28 | Solar Panels | Hanwha | Q.PEAK DUO BLK ML-G10+ 400 |  | 0.4 | 13 | 215 | 42 |  | Fixed | Roof
NJADRE1555114968 | Administratively Determined Incentive Program | FREEHOLD | 7728 | 17 | 7.29 | Residential | Behind the Meter | No | Net Metered Residential | Big Wave Roofing and Solar LLC |  | JCP&L | Accepted | 2023-11-20 | 2023-12-27 | 2024-12-27 | Inverters | Enphase Energy Inc | IQ7A-72-2-US | 349 |  | 18 |  |  | 0.98 |  | Outside
NJADRE1555114968 | Administratively Determined Incentive Program | FREEHOLD | 7728 | 17 | 7.29 | Residential | Behind the Meter | No | Net Metered Residential | Big Wave Roofing and Solar LLC |  | JCP&L | Accepted | 2023-11-20 | 2023-12-27 | 2024-12-27 | Solar Panels | Qcells | Q.PEAK DUO BLK ML-G10+ 405 |  | 0.405 | 18 | 95 | 20 |  | Fixed | Roof
NJADRE1555114973 | Administratively Determined Incentive Program | SOMERSET | 8873 | 5 | 6 | Residential | Behind the Meter | Yes | Net Metered Residential | Pro Custom Solar dba Momentum Solar |  | PSE&G | Accepted | 2023-11-20 | 2023-12-21 | 2024-12-21 | Solar Panels | Â Q. PEAK DUO BLK-G10+400 | hanwha |  | 0.4 | 3 | 54 | 17 |  | Fixed | Roof
NJADRE1555114973 | Administratively Determined Incentive Program | SOMERSET | 8873 | 5 | 6 | Residential | Behind the Meter | Yes | Net Metered Residential | Pro Custom Solar dba Momentum Solar |  | PSE&G | Accepted | 2023-11-20 | 2023-12-21 | 2024-12-21 | Solar Panels | Â Q. PEAK DUO BLK-G10+400 | hanwha |  | 0.4 | 5 | 234 | 16 |  | Fixed | Roof
NJADRE1555114973 | Administratively Determined Incentive Program | SOMERSET | 8873 | 5 | 6 | Residential | Behind the Meter | Yes | Net Metered Residential | Pro Custom Solar dba Momentum Solar |  | PSE&G | Accepted | 2023-11-20 | 2023-12-21 | 2024-12-21 | Solar Panels | Â Q. PEAK DUO BLK-G10+400 | hanwha |  | 0.4 | 7 | 53 | 19 |  | Fixed | Roof
NJADRE1555114973 | Administratively Determined Incentive Program | SOMERSET | 8873 | 5 | 6 | Residential | Behind the Meter | Yes | Net Metered Residential | Pro Custom Solar dba Momentum Solar |  | PSE&G | Accepted | 2023-11-20 | 2023-12-21 | 2024-12-21 | Inverters | IQ8PLUS-72-2-US | enphase | 290 |  | 15 |  |  | 0.97 |  | Outdoor
NJADRE1555114975 | Administratively Determined Incentive Program | SPARTA | 7871 | 1 | 13.37 | Residential | Behind the Meter | Yes | Net Metered Residential | Trinity Solar Inc. |  | JCP&L | Accepted | 2023-11-20 | 2023-12-21 | 2024-12-21 | Inverters | Solar Edge | SE10000H-US | 10 |  | 1 |  |  | 0.97 |  | Outdoor
NJADRE1555114975 | Administratively Determined Incentive Program | SPARTA | 7871 | 1 | 13.37 | Residential | Behind the Meter | Yes | Net Metered Residential | Trinity Solar Inc. |  | JCP&L | Accepted | 2023-11-20 | 2023-12-21 | 2024-12-21 | Solar Panels | HANWHA | Q.PEAK DUO BLK ML-G10+405 |  | 0.405 | 18 | 253 | 20 |  | Fixed | Roof
NJADRE1555114975 | Administratively Determined Incentive Program | SPARTA | 7871 | 1 | 13.37 | Residential | Behind the Meter | Yes | Net Metered Residential | Trinity Solar Inc. |  | JCP&L | Accepted | 2023-11-20 | 2023-12-21 | 2024-12-21 | Solar Panels | HANWHA | Q.PEAK DUO BLK ML-G10+405 |  | 0.405 | 15 | 73 | 20 |  | Fixed | Roof
NJADRE1555114981 | Administratively Determined Incentive Program | CARTERET BORO | 7008 | 11 | 5.67 | Residential | Behind the Meter | Yes | Net Metered Residential | Sunrun Installation Services, Inc. |  | PSE&G | Accepted | 2023-11-20 | 2023-12-21 | 2024-12-21 | Inverters | SOLAREDGE TECHNOLOGIES | SE3800H-USMN | 3800 |  | 1 |  |  | 0.992 |  | Outdoor | next to meter
NJADRE1555114981 | Administratively Determined Incentive Program | CARTERET BORO | 7008 | 11 | 5.67 | Residential | Behind the Meter | Yes | Net Metered Residential | Sunrun Installation Services, Inc. |  | PSE&G | Accepted | 2023-11-20 | 2023-12-21 | 2024-12-21 | Solar Panels | HANWHA Q-CELLS | Q.PEAK DUO BLK ML-G10+ 405 |  | 0.405 | 6 | 277 | 37 |  | Fixed | Roof
NJADRE1555114981 | Administratively Determined Incentive Program | CARTERET BORO | 7008 | 11 | 5.67 | Residential | Behind the Meter | Yes | Net Metered Residential | Sunrun Installation Services, Inc. |  | PSE&G | Accepted | 2023-11-20 | 2023-12-21 | 2024-12-21 | Solar Panels | HANWHA Q-CELLS | Q.PEAK DUO BLK ML-G10+ 405 |  | 0.405 | 8 | 97 | 37 |  | Fixed | Roof
NJADRE1555114983 | Administratively Determined Incentive Program | PATERSON | 7513 | 6 | 6.08 | Residential | Behind the Meter | Yes | Net Metered Residential | Trinity Solar |  | PSE&G | Accepted | 2023-11-20 | 2023-12-21 | 2024-12-21 | Solar Panels | Hanwha | HANWHA 405 (Q.PEAK DUO BLK ML-G10+ 405) |  | 0.405 | 7 | 278 | 47 |  | Fixed | Roof
NJADRE1555114983 | Administratively Determined Incentive Program | PATERSON | 7513 | 6 | 6.08 | Residential | Behind the Meter | Yes | Net Metered Residential | Trinity Solar |  | PSE&G | Accepted | 2023-11-20 | 2023-12-21 | 2024-12-21 | Solar Panels | Hanwha | HANWHA 405 (Q.PEAK DUO BLK ML-G10+ 405) |  | 0.405 | 6 | 98 | 47 |  | Fixed | Roof
NJADRE1555114983 | Administratively Determined Incentive Program | PATERSON | 7513 | 6 | 6.08 | Residential | Behind the Meter | Yes | Net Metered Residential | Trinity Solar |  | PSE&G | Accepted | 2023-11-20 | 2023-12-21 | 2024-12-21 | Solar Panels | Hanwha | HANWHA 405 (Q.PEAK DUO BLK ML-G10+ 405) |  | 0.405 | 2 | 188 | 45 |  | Fixed | Roof
NJADRE1555114983 | Administratively Determined Incentive Program | PATERSON | 7513 | 6 | 6.08 | Residential | Behind the Meter | Yes | Net Metered Residential | Trinity Solar |  | PSE&G | Accepted | 2023-11-20 | 2023-12-21 | 2024-12-21 | Inverters | Solar Edge | SE5000H-US | 5000 |  | 1 |  |  | 0.97 |  | Outside
NJADRE1555114987 | Administratively Determined Incentive Program | FAIR LAWN | 7410 | 7 | 6.48 | Residential | Behind the Meter | No | Net Metered Residential | EMT Renewables |  | PSE&G | Accepted | 2023-11-20 | 2023-12-21 | 2024-12-21 | Inverters | ENPHASE | IQ8+ | 290 |  | 16 |  |  | 0.98 |  | Other | UNDER EACH PANEL
NJADRE1555114987 | Administratively Determined Incentive Program | FAIR LAWN | 7410 | 7 | 6.48 | Residential | Behind the Meter | No | Net Metered Residential | EMT Renewables |  | PSE&G | Accepted | 2023-11-20 | 2023-12-21 | 2024-12-21 | Solar Panels | Q CELLS | Q PEAK DUO BLK |  | 0.405 | 6 | 244 | 8 |  | Fixed | Roof
NJADRE1555114987 | Administratively Determined Incentive Program | FAIR LAWN | 7410 | 7 | 6.48 | Residential | Behind the Meter | No | Net Metered Residential | EMT Renewables |  | PSE&G | Accepted | 2023-11-20 | 2023-12-21 | 2024-12-21 | Solar Panels | Q CELLS | Q PEAK DUO BLK |  | 0.405 | 1 | 244 | 42 |  | Fixed | Roof
NJADRE1555114987 | Administratively Determined Incentive Program | FAIR LAWN | 7410 | 7 | 6.48 | Residential | Behind the Meter | No | Net Metered Residential | EMT Renewables |  | PSE&G | Accepted | 2023-11-20 | 2023-12-21 | 2024-12-21 | Solar Panels | Q CELLS | Q PEAK DUO BLK |  | 0.405 | 9 | 64 | 42 |  | Fixed | Roof
NJADRE1555114997 | Administratively Determined Incentive Program | ABSECON | 8201 | 19 | 9.72 | Residential | Behind the Meter | Yes | Net Metered Residential | Big Wave Roofing and Solar LLC |  | AC Electric | Accepted | 2023-11-20 | 2023-12-27 | 2024-12-27 | Inverters | Enphase Energy Inc | IQ7PLUS-72-2-US | 290 |  | 24 |  |  | 0.98 |  | Outside
NJADRE1555114997 | Administratively Determined Incentive Program | ABSECON | 8201 | 19 | 9.72 | Residential | Behind the Meter | Yes | Net Metered Residential | Big Wave Roofing and Solar LLC |  | AC Electric | Accepted | 2023-11-20 | 2023-12-27 | 2024-12-27 | Solar Panels | Qcells | Q.PEAK DUO BLK ML-G10 405 |  | 0.405 | 5 | 25 | 29 |  | Fixed | Roof
NJADRE1555114997 | Administratively Determined Incentive Program | ABSECON | 8201 | 19 | 9.72 | Residential | Behind the Meter | Yes | Net Metered Residential | Big Wave Roofing and Solar LLC |  | AC Electric | Accepted | 2023-11-20 | 2023-12-27 | 2024-12-27 | Solar Panels | Qcells | Q.PEAK DUO BLK ML-G10 405 |  | 0.405 | 6 | 205 | 29 |  | Fixed | Roof
NJADRE1555114997 | Administratively Determined Incentive Program | ABSECON | 8201 | 19 | 9.72 | Residential | Behind the Meter | Yes | Net Metered Residential | Big Wave Roofing and Solar LLC |  | AC Electric | Accepted | 2023-11-20 | 2023-12-27 | 2024-12-27 | Solar Panels | Qcells | Q.PEAK DUO BLK ML-G10 405 |  | 0.405 | 6 | 205 | 19 |  | Fixed | Roof
NJADRE1555114997 | Administratively Determined Incentive Program | ABSECON | 8201 | 19 | 9.72 | Residential | Behind the Meter | Yes | Net Metered Residential | Big Wave Roofing and Solar LLC |  | AC Electric | Accepted | 2023-11-20 | 2023-12-27 | 2024-12-27 | Solar Panels | Qcells | Q.PEAK DUO BLK ML-G10 405 |  | 0.405 | 3 | 205 | 7 |  | Fixed | Roof
NJADRE1555114997 | Administratively Determined Incentive Program | ABSECON | 8201 | 19 | 9.72 | Residential | Behind the Meter | Yes | Net Metered Residential | Big Wave Roofing and Solar LLC |  | AC Electric | Accepted | 2023-11-20 | 2023-12-27 | 2024-12-27 | Solar Panels | Qcells | Q.PEAK DUO BLK ML-G10 405 |  | 0.405 | 4 | 115 | 9 |  | Fixed | Roof
NJADRE1555115000 | Administratively Determined Incentive Program | JERSEY CITY | 7306 | 8 | 2 | Residential | Behind the Meter | Yes | Net Metered Residential | Pro Custom Solar dba Momentum Solar |  | PSE&G | Accepted | 2023-11-20 | 2023-12-21 | 2024-12-21 | Solar Panels | HANWHA | Q. PEAK DUO BLK ML-G10+400 |  | 0.4 | 5 | 168 | 4 |  | Fixed | Roof
NJADRE1555115000 | Administratively Determined Incentive Program | JERSEY CITY | 7306 | 8 | 2 | Residential | Behind the Meter | Yes | Net Metered Residential | Pro Custom Solar dba Momentum Solar |  | PSE&G | Accepted | 2023-11-20 | 2023-12-21 | 2024-12-21 | Inverters | ENPHASE | IQ8PLUS-72-2-US | 290 |  | 5 |  |  | 0.97 |  | Outdoor
NJADRE1555115007 | Administratively Determined Incentive Program | SEWELL | 8080 | 15 | 18 | Residential | Behind the Meter | Yes | Net Metered Residential | Castle Energy, LLC |  | AC Electric | Accepted | 2023-11-21 | 2024-01-05 | 2025-01-05 | Inverters | Enphase Energy | IQ7HS | 384 |  | 45 |  |  | 0.97 |  | Outdoor
NJADRE1555115007 | Administratively Determined Incentive Program | SEWELL | 8080 | 15 | 18 | Residential | Behind the Meter | Yes | Net Metered Residential | Castle Energy, LLC |  | AC Electric | Accepted | 2023-11-21 | 2024-01-05 | 2025-01-05 | Solar Panels | Waaree | WSMDi-400 |  | 0.4 | 15 | 183 | 35 |  | Fixed | Roof
NJADRE1555115007 | Administratively Determined Incentive Program | SEWELL | 8080 | 15 | 18 | Residential | Behind the Meter | Yes | Net Metered Residential | Castle Energy, LLC |  | AC Electric | Accepted | 2023-11-21 | 2024-01-05 | 2025-01-05 | Solar Panels | Waaree | WSMDi-400 |  | 0.4 | 9 | 183 | 45 |  | Fixed | Roof
NJADRE1555115007 | Administratively Determined Incentive Program | SEWELL | 8080 | 15 | 18 | Residential | Behind the Meter | Yes | Net Metered Residential | Castle Energy, LLC |  | AC Electric | Accepted | 2023-11-21 | 2024-01-05 | 2025-01-05 | Solar Panels | Waaree | WSMDi-400 |  | 0.4 | 9 | 273 | 40 |  | Fixed | Roof
NJADRE1555115007 | Administratively Determined Incentive Program | SEWELL | 8080 | 15 | 18 | Residential | Behind the Meter | Yes | Net Metered Residential | Castle Energy, LLC |  | AC Electric | Accepted | 2023-11-21 | 2024-01-05 | 2025-01-05 | Solar Panels | Waaree | WSMDi-400 |  | 0.4 | 7 | 273 | 30 |  | Fixed | Roof
NJADRE1555115007 | Administratively Determined Incentive Program | SEWELL | 8080 | 15 | 18 | Residential | Behind the Meter | Yes | Net Metered Residential | Castle Energy, LLC |  | AC Electric | Accepted | 2023-11-21 | 2024-01-05 | 2025-01-05 | Solar Panels | Waaree | WSMDi-400 |  | 0.4 | 5 | 93 | 30 |  | Fixed | Roof
NJADRE1555115008 | Administratively Determined Incentive Program | MOUNT LAUREL | 8054 | 13 | 20.25 | Residential | Behind the Meter | Yes | Net Metered Residential | Sunny Mac LLC |  | PSE&G | Accepted | 2023-11-20 | 2023-12-28 | 2024-12-28 | Solar Panels | Q.PEAK DUO BLK ML-G10+ 405 | HANWHA |  | 0.405 | 11 | 180 | 30 |  | Fixed | Roof
NJADRE1555115008 | Administratively Determined Incentive Program | MOUNT LAUREL | 8054 | 13 | 20.25 | Residential | Behind the Meter | Yes | Net Metered Residential | Sunny Mac LLC |  | PSE&G | Accepted | 2023-11-20 | 2023-12-28 | 2024-12-28 | Solar Panels | Q.PEAK DUO BLK ML-G10+ 405 | HANWHA |  | 0.405 | 2 | 180 | 31 |  | Fixed | Roof
NJADRE1555115008 | Administratively Determined Incentive Program | MOUNT LAUREL | 8054 | 13 | 20.25 | Residential | Behind the Meter | Yes | Net Metered Residential | Sunny Mac LLC |  | PSE&G | Accepted | 2023-11-20 | 2023-12-28 | 2024-12-28 | Solar Panels | Q.PEAK DUO BLK ML-G10+ 405 | HANWHA |  | 0.405 | 6 | 90 | 44 |  | Fixed | Roof
NJADRE1555115008 | Administratively Determined Incentive Program | MOUNT LAUREL | 8054 | 13 | 20.25 | Residential | Behind the Meter | Yes | Net Metered Residential | Sunny Mac LLC |  | PSE&G | Accepted | 2023-11-20 | 2023-12-28 | 2024-12-28 | Solar Panels | Q.PEAK DUO BLK ML-G10+ 405 | HANWHA |  | 0.405 | 21 | 0 | 30 |  | Fixed | Roof
NJADRE1555115008 | Administratively Determined Incentive Program | MOUNT LAUREL | 8054 | 13 | 20.25 | Residential | Behind the Meter | Yes | Net Metered Residential | Sunny Mac LLC |  | PSE&G | Accepted | 2023-11-20 | 2023-12-28 | 2024-12-28 | Solar Panels | Q.PEAK DUO BLK ML-G10+ 405 | HANWHA |  | 0.405 | 10 | 0 | 31 |  | Fixed | Roof
NJADRE1555115008 | Administratively Determined Incentive Program | MOUNT LAUREL | 8054 | 13 | 20.25 | Residential | Behind the Meter | Yes | Net Metered Residential | Sunny Mac LLC |  | PSE&G | Accepted | 2023-11-20 | 2023-12-28 | 2024-12-28 | Inverters | SE10000H-US | SOLAREDGE | 10000 |  | 1 |  |  | 0.1 |  | Outdoor | next to meter
NJADRE1555115008 | Administratively Determined Incentive Program | MOUNT LAUREL | 8054 | 13 | 20.25 | Residential | Behind the Meter | Yes | Net Metered Residential | Sunny Mac LLC |  | PSE&G | Accepted | 2023-11-20 | 2023-12-28 | 2024-12-28 | Inverters | SE7600H-US | SOLAREDGE | 7600 |  | 1 |  |  | 0.1 |  | Outdoor | next to meter
NJADRE1555115014 | Administratively Determined Incentive Program | TOTOWA BORO | 7512 | 6 | 5.88 | Residential | Behind the Meter | Yes | Net Metered Residential | EMT Renewables |  | PSE&G | Accepted | 2023-11-20 | 2023-12-21 | 2024-12-21 | Inverters | ENPHASE | IQ7x | 315 |  | 14 |  |  | 0.98 |  | Other | UNDER EACH PANEL
NJADRE1555115014 | Administratively Determined Incentive Program | TOTOWA BORO | 7512 | 6 | 5.88 | Residential | Behind the Meter | Yes | Net Metered Residential | EMT Renewables |  | PSE&G | Accepted | 2023-11-20 | 2023-12-21 | 2024-12-21 | Solar Panels | REC ALPHA | REC 420 |  | 0.42 | 14 | 203 | 11 |  | Fixed | Roof
NJADRE1555115019 | Administratively Determined Incentive Program | NORTH ARLINGTON | 7031 | 7 | 3.65 | Residential | Behind the Meter | Yes | Net Metered Residential | Big Wave Roofing and Solar LLC |  | PSE&G | Accepted | 2023-11-20 | 2023-12-27 | 2024-12-27 | Inverters | Enphase Energy Inc | IQ7PLUS-72-2-US | 290 |  | 9 |  |  | 0.98 |  | Outside
NJADRE1555115019 | Administratively Determined Incentive Program | NORTH ARLINGTON | 7031 | 7 | 3.65 | Residential | Behind the Meter | Yes | Net Metered Residential | Big Wave Roofing and Solar LLC |  | PSE&G | Accepted | 2023-11-20 | 2023-12-27 | 2024-12-27 | Solar Panels | Qcells | Q.PEAK DUO BLK ML-G10 405 |  | 0.405 | 3 | 31 | 16 |  | Fixed | Roof
NJADRE1555115019 | Administratively Determined Incentive Program | NORTH ARLINGTON | 7031 | 7 | 3.65 | Residential | Behind the Meter | Yes | Net Metered Residential | Big Wave Roofing and Solar LLC |  | PSE&G | Accepted | 2023-11-20 | 2023-12-27 | 2024-12-27 | Solar Panels | Qcells | Q.PEAK DUO BLK ML-G10 405 |  | 0.405 | 2 | 31 | 16 |  | Fixed | Roof
NJADRE1555115019 | Administratively Determined Incentive Program | NORTH ARLINGTON | 7031 | 7 | 3.65 | Residential | Behind the Meter | Yes | Net Metered Residential | Big Wave Roofing and Solar LLC |  | PSE&G | Accepted | 2023-11-20 | 2023-12-27 | 2024-12-27 | Solar Panels | Qcells | Q.PEAK DUO BLK ML-G10 405 |  | 0.405 | 2 | 31 | 16 |  | Fixed | Roof
NJADRE1555115019 | Administratively Determined Incentive Program | NORTH ARLINGTON | 7031 | 7 | 3.65 | Residential | Behind the Meter | Yes | Net Metered Residential | Big Wave Roofing and Solar LLC |  | PSE&G | Accepted | 2023-11-20 | 2023-12-27 | 2024-12-27 | Solar Panels | Qcells | Q.PEAK DUO BLK ML-G10 405 |  | 0.405 | 2 | 211 | 16 |  | Fixed | Roof
NJADRE1555115027 | Administratively Determined Incentive Program | PORT READING | 7064 | 11 | 12 | Residential | Behind the Meter | Yes | Net Metered Residential | Pro Custom Solar dba Momentum Solar |  | PSE&G | Accepted | 2023-11-20 | 2023-12-21 | 2024-12-21 | Solar Panels | HANWHA | Q. PEAK DUO BLK ML-G10+400 |  | 0.4 | 11 | 248 | 21 |  | Fixed | Roof
NJADRE1555115027 | Administratively Determined Incentive Program | PORT READING | 7064 | 11 | 12 | Residential | Behind the Meter | Yes | Net Metered Residential | Pro Custom Solar dba Momentum Solar |  | PSE&G | Accepted | 2023-11-20 | 2023-12-21 | 2024-12-21 | Solar Panels | HANWHA | Q. PEAK DUO BLK ML-G10+400 |  | 0.4 | 10 | 68 | 21 |  | Fixed | Roof
NJADRE1555115027 | Administratively Determined Incentive Program | PORT READING | 7064 | 11 | 12 | Residential | Behind the Meter | Yes | Net Metered Residential | Pro Custom Solar dba Momentum Solar |  | PSE&G | Accepted | 2023-11-20 | 2023-12-21 | 2024-12-21 | Solar Panels | HANWHA | Q. PEAK DUO BLK ML-G10+400 |  | 0.4 | 4 | 158 | 22 |  | Fixed | Roof
NJADRE1555115027 | Administratively Determined Incentive Program | PORT READING | 7064 | 11 | 12 | Residential | Behind the Meter | Yes | Net Metered Residential | Pro Custom Solar dba Momentum Solar |  | PSE&G | Accepted | 2023-11-20 | 2023-12-21 | 2024-12-21 | Solar Panels | HANWHA | Q. PEAK DUO BLK ML-G10+400 |  | 0.4 | 5 | 338 | 20 |  | Fixed | Roof
NJADRE1555115027 | Administratively Determined Incentive Program | PORT READING | 7064 | 11 | 12 | Residential | Behind the Meter | Yes | Net Metered Residential | Pro Custom Solar dba Momentum Solar |  | PSE&G | Accepted | 2023-11-20 | 2023-12-21 | 2024-12-21 | Inverters | ENPHASE | IQ8PLUS-72-2-US | 290 |  | 30 |  |  | 0.97 |  | Outdoor
NJADRE1555115047 | Administratively Determined Incentive Program | BERGENFIELD | 7621 | 7 | 7.98 | Residential | Behind the Meter | Yes | Net Metered Residential | EMT Renewables |  | PSE&G | Accepted | 2023-11-20 | 2023-12-21 | 2024-12-21 | Inverters | ENPHASE | IQ7x | 315 |  | 19 |  |  | 0.98 |  | Other | UNDER EACH PANEL
NJADRE1555115047 | Administratively Determined Incentive Program | BERGENFIELD | 7621 | 7 | 7.98 | Residential | Behind the Meter | Yes | Net Metered Residential | EMT Renewables |  | PSE&G | Accepted | 2023-11-20 | 2023-12-21 | 2024-12-21 | Solar Panels | REC ALPHA | REC 420 |  | 0.42 | 9 | 87 | 24 |  | Fixed | Roof
NJADRE1555115047 | Administratively Determined Incentive Program | BERGENFIELD | 7621 | 7 | 7.98 | Residential | Behind the Meter | Yes | Net Metered Residential | EMT Renewables |  | PSE&G | Accepted | 2023-11-20 | 2023-12-21 | 2024-12-21 | Solar Panels | REC ALPHA | REC 420 |  | 0.42 | 10 | 87 | 23 |  | Fixed | Roof
NJADRE1555115050 | Administratively Determined Incentive Program | LEBANON | 8833 | 4 | 5.27 | Residential | Behind the Meter | Yes | Net Metered Residential | Trinity Solar |  | JCP&L | Accepted | 2023-11-20 | 2023-12-21 | 2024-12-21 | Inverters | Solar edge | SE5000H-US | 5 |  | 1 |  |  | 0.97 |  | Outdoor
NJADRE1555115050 | Administratively Determined Incentive Program | LEBANON | 8833 | 4 | 5.27 | Residential | Behind the Meter | Yes | Net Metered Residential | Trinity Solar |  | JCP&L | Accepted | 2023-11-20 | 2023-12-21 | 2024-12-21 | Solar Panels | HANWHA | HANWHA 405 (Q.PEAK DUO BLK ML-G10+ 405) |  | 0.405 | 13 | 186 | 18 |  | Fixed | Roof
NJADRE1555115062 | Administratively Determined Incentive Program | MATAWAN | 7747 | 17 | 3.24 | Residential | Behind the Meter | Yes | Net Metered Residential | Sunrun Installation Services, Inc. |  | JCP&L | Accepted | 2023-11-20 | 2023-12-21 | 2024-12-21 | Solar Panels | Hanwha Q Cells | Q.PEAK DUO BLK ML-G10+ 405 |  | 0.405 | 4 | 288 | 42 |  | Fixed | Roof
NJADRE1555115062 | Administratively Determined Incentive Program | MATAWAN | 7747 | 17 | 3.24 | Residential | Behind the Meter | Yes | Net Metered Residential | Sunrun Installation Services, Inc. |  | JCP&L | Accepted | 2023-11-20 | 2023-12-21 | 2024-12-21 | Solar Panels | Hanwha Q Cells | Q.PEAK DUO BLK ML-G10+ 405 |  | 0.405 | 4 | 108 | 42 |  | Fixed | Roof
NJADRE1555115062 | Administratively Determined Incentive Program | MATAWAN | 7747 | 17 | 3.24 | Residential | Behind the Meter | Yes | Net Metered Residential | Sunrun Installation Services, Inc. |  | JCP&L | Accepted | 2023-11-20 | 2023-12-21 | 2024-12-21 | Inverters | SolarEdge Technologies | SE3800H-USS3 | 3800 |  | 1 |  |  | 0.99 |  | Outdoor | next to meter
NJADRE1555115075 | Administratively Determined Incentive Program | WEST CREEK | 8092 | 18 | 14.58 | Residential | Behind the Meter | Yes | Net Metered Residential | Trinity Solar |  | AC Electric | Accepted | 2023-11-20 | 2023-12-21 | 2024-12-21 | Inverters | Solar Edge | SE11400H-US | 11400 |  | 1 |  |  | 0.97 |  | Outdoor
NJADRE1555115075 | Administratively Determined Incentive Program | WEST CREEK | 8092 | 18 | 14.58 | Residential | Behind the Meter | Yes | Net Metered Residential | Trinity Solar |  | AC Electric | Accepted | 2023-11-20 | 2023-12-21 | 2024-12-21 | Solar Panels | HANWHA | Q.PEAK DUO BLK ML-G10+405 |  | 0.405 | 16 | 101 | 34 |  | Fixed | Roof
NJADRE1555115075 | Administratively Determined Incentive Program | WEST CREEK | 8092 | 18 | 14.58 | Residential | Behind the Meter | Yes | Net Metered Residential | Trinity Solar |  | AC Electric | Accepted | 2023-11-20 | 2023-12-21 | 2024-12-21 | Solar Panels | HANWHA | Q.PEAK DUO BLK ML-G10+405 |  | 0.405 | 7 | 101 | 34 |  | Fixed | Roof
NJADRE1555115075 | Administratively Determined Incentive Program | WEST CREEK | 8092 | 18 | 14.58 | Residential | Behind the Meter | Yes | Net Metered Residential | Trinity Solar |  | AC Electric | Accepted | 2023-11-20 | 2023-12-21 | 2024-12-21 | Solar Panels | HANWHA | Q.PEAK DUO BLK ML-G10+405 |  | 0.405 | 8 | 281 | 34 |  | Fixed | Roof
NJADRE1555115075 | Administratively Determined Incentive Program | WEST CREEK | 8092 | 18 | 14.58 | Residential | Behind the Meter | Yes | Net Metered Residential | Trinity Solar |  | AC Electric | Accepted | 2023-11-20 | 2023-12-21 | 2024-12-21 | Solar Panels | HANWHA | Q.PEAK DUO BLK ML-G10+405 |  | 0.405 | 5 | 281 | 34 |  | Fixed | Roof
NJADRE1555116429 | Administratively Determined Incentive Program | MERCHANTVILLE | 8109 | 14 | 4.86 | Residential | Behind the Meter | Yes | Net Metered Residential | EMT Renewables |  | PSE&G | Accepted | 2023-11-20 | 2023-12-21 | 2024-12-21 | Inverters | ENPHASE | IQ8+ | 290 |  | 12 |  |  | 0.98 |  | Other | UNDER EACH PANEL
NJADRE1555116429 | Administratively Determined Incentive Program | MERCHANTVILLE | 8109 | 14 | 4.86 | Residential | Behind the Meter | Yes | Net Metered Residential | EMT Renewables |  | PSE&G | Accepted | 2023-11-20 | 2023-12-21 | 2024-12-21 | Solar Panels | Q CELLS | Q PEAK DUO BLK |  | 0.405 | 12 | 238 | 34 |  | Fixed | Roof
NJADRE1555116437 | Administratively Determined Incentive Program | HAINESPORT | 8036 | 13 | 6 | Residential | Behind the Meter | Yes | Net Metered Residential | Castle Energy, LLC |  | PSE&G | Accepted | 2023-11-20 | 2023-12-21 | 2024-12-21 | Inverters | Enphase Energy | IQ7HS | 384 |  | 15 |  |  | 0.97 |  | Outdoor
NJADRE1555116437 | Administratively Determined Incentive Program | HAINESPORT | 8036 | 13 | 6 | Residential | Behind the Meter | Yes | Net Metered Residential | Castle Energy, LLC |  | PSE&G | Accepted | 2023-11-20 | 2023-12-21 | 2024-12-21 | Solar Panels | Waaree | WSMDi-400 |  | 0.4 | 15 | 131 | 20 |  | Fixed | Roof
NJADRE1555116438 | Administratively Determined Incentive Program | Newtonville | 8346 | 19 | 13.77 | Residential | Behind the Meter | No | Net Metered Residential | Green Power Energy |  | AC Electric | Accepted | 2023-11-20 | 2023-12-21 | 2024-12-21 | Inverters | Enphase Energy | Q8PLUS-72-2-US [240V] | 290 |  | 34 |  |  | 0.975 |  | Outside | Roof
NJADRE1555116438 | Administratively Determined Incentive Program | Newtonville | 8346 | 19 | 13.77 | Residential | Behind the Meter | No | Net Metered Residential | Green Power Energy |  | AC Electric | Accepted | 2023-11-20 | 2023-12-21 | 2024-12-21 | Solar Panels | REC Solar | REC405AA Pure Black |  | 0.405 | 34 | 222 | 23 |  | Fixed | Roof
NJADRE1555116459 | Administratively Determined Incentive Program | NEWARK | 7104 | 9 | 4.4 | Residential | Behind the Meter | Yes | Net Metered Residential | Pro Custom Solar dba Momentum Solar |  | PSE&G | Accepted | 2023-11-20 | 2023-12-21 | 2024-12-21 | Solar Panels | Â Q. PEAK DUO BLK-G10+400 | hawnha |  | 0.4 | 11 | 113 | 37 |  | Fixed | Roof
NJADRE1555116459 | Administratively Determined Incentive Program | NEWARK | 7104 | 9 | 4.4 | Residential | Behind the Meter | Yes | Net Metered Residential | Pro Custom Solar dba Momentum Solar |  | PSE&G | Accepted | 2023-11-20 | 2023-12-21 | 2024-12-21 | Inverters | IQ8PLUS-72-2-US | enphase | 290 |  | 11 |  |  | 0.97 |  | Outdoor
NJADRE1555116492 | Administratively Determined Incentive Program | WEST NEW YORK | 7093 | 8 | 9.48 | Residential | Behind the Meter | No | Net Metered Residential | Bright Planet Solar |  | PSE&G | Accepted | 2023-11-20 | 2023-12-21 | 2024-12-21 | Inverters | Solar Edge | SE7600H-USRGM | 7600 |  | 1 |  |  | 0.98 |  | Outdoor | OUTSIDE
NJADRE1555116492 | Administratively Determined Incentive Program | WEST NEW YORK | 7093 | 8 | 9.48 | Residential | Behind the Meter | No | Net Metered Residential | Bright Planet Solar |  | PSE&G | Accepted | 2023-11-20 | 2023-12-21 | 2024-12-21 | Solar Panels | Canadian Solar | CS6R-395MS-HL (Blk) |  | 0.395 | 24 | 180 | 9 |  | Fixed | Roof
NJADRE1555116517 | Administratively Determined Incentive Program | LUMBERTON | 8048 | 13 | 5.27 | Residential | Behind the Meter | Yes | Net Metered Residential | SunnyMac LLC |  | PSE&G | Accepted | 2023-11-20 | 2023-12-21 | 2024-12-21 | Solar Panels | Q.PEAK DUO BLK ML-G10+ 405 | HANWHA |  | 0.405 | 13 | 159 | 30 |  | Fixed | Roof
NJADRE1555116517 | Administratively Determined Incentive Program | LUMBERTON | 8048 | 13 | 5.27 | Residential | Behind the Meter | Yes | Net Metered Residential | SunnyMac LLC |  | PSE&G | Accepted | 2023-11-20 | 2023-12-21 | 2024-12-21 | Inverters | SE5000H-US | SOLAREDGE | 5000 |  | 1 |  |  | 0.1 |  | Outdoor | next to meter
NJADRE1555116517 | Administratively Determined Incentive Program | LUMBERTON | 8048 | 13 | 5.27 | Residential | Behind the Meter | Yes | Net Metered Residential | SunnyMac LLC |  | PSE&G | Accepted | 2023-11-20 | 2023-12-21 | 2024-12-21 | Meters | SE-RGMTR-1D-240C-B | Solaredge |  |  | 1 |  |  |  | Yes | Outdoor
NJADRE1555116532 | Administratively Determined Incentive Program | SWEDESBORO | 8085 | 15 | 8.51 | Residential | Behind the Meter | No | Net Metered Residential | EMT Renewables |  | AC Electric | Accepted | 2023-11-20 | 2023-12-21 | 2024-12-21 | Inverters | ENPHASE | IQ8+ | 290 |  | 21 |  |  | 0.98 |  | Other | UNDER EACH PANEL
NJADRE1555116532 | Administratively Determined Incentive Program | SWEDESBORO | 8085 | 15 | 8.51 | Residential | Behind the Meter | No | Net Metered Residential | EMT Renewables |  | AC Electric | Accepted | 2023-11-20 | 2023-12-21 | 2024-12-21 | Solar Panels | Q CELLS | Q PEAK DUO BLK |  | 0.405 | 14 | 80 | 27 |  | Fixed | Roof
NJADRE1555116532 | Administratively Determined Incentive Program | SWEDESBORO | 8085 | 15 | 8.51 | Residential | Behind the Meter | No | Net Metered Residential | EMT Renewables |  | AC Electric | Accepted | 2023-11-20 | 2023-12-21 | 2024-12-21 | Solar Panels | Q CELLS | Q PEAK DUO BLK |  | 0.405 | 7 | 260 | 27 |  | Fixed | Roof
NJADRE1555116556 | Administratively Determined Incentive Program | OCEAN | 7712 | 17 | 11.75 | Residential | Behind the Meter | No | Net Metered Residential | Tesla Energy Operations Inc |  | JCP&L | Accepted | 2023-11-20 | 2023-12-21 | 2024-12-21 | Inverters | Tesla | 1538000-45-A | 7600 |  | 1 |  |  | 0.98 |  | Outside
NJADRE1555116556 | Administratively Determined Incentive Program | OCEAN | 7712 | 17 | 11.75 | Residential | Behind the Meter | No | Net Metered Residential | Tesla Energy Operations Inc |  | JCP&L | Accepted | 2023-11-20 | 2023-12-21 | 2024-12-21 | Inverters | Tesla | 1538000-45-A | 3800 |  | 1 |  |  | 0.98 |  | Outside
NJADRE1555116556 | Administratively Determined Incentive Program | OCEAN | 7712 | 17 | 11.75 | Residential | Behind the Meter | No | Net Metered Residential | Tesla Energy Operations Inc |  | JCP&L | Accepted | 2023-11-20 | 2023-12-21 | 2024-12-21 | Solar Panels | HANWHA | Â # Q.PEAK DUO BLK ML-G10+/TS 405 |  | 0.405 | 8 | 179 | 18 |  | Fixed | Roof
NJADRE1555116556 | Administratively Determined Incentive Program | OCEAN | 7712 | 17 | 11.75 | Residential | Behind the Meter | No | Net Metered Residential | Tesla Energy Operations Inc |  | JCP&L | Accepted | 2023-11-20 | 2023-12-21 | 2024-12-21 | Solar Panels | HANWHA | Â # Q.PEAK DUO BLK ML-G10+/TS 405 |  | 0.405 | 10 | 179 | 18 |  | Fixed | Roof
NJADRE1555116556 | Administratively Determined Incentive Program | OCEAN | 7712 | 17 | 11.75 | Residential | Behind the Meter | No | Net Metered Residential | Tesla Energy Operations Inc |  | JCP&L | Accepted | 2023-11-20 | 2023-12-21 | 2024-12-21 | Solar Panels | HANWHA | Â # Q.PEAK DUO BLK ML-G10+/TS 405 |  | 0.405 | 11 | 359 | 18 |  | Fixed | Roof
NJADRE1555116582 | Administratively Determined Incentive Program | GLASSBORO | 8028 | 15 | 8.1 | Residential | Behind the Meter | Yes | Net Metered Residential | Sunrun Installation Services, Inc. |  | AC Electric | Accepted | 2023-11-20 | 2023-12-21 | 2024-12-21 | Solar Panels | Hanwha Q Cells | Q.PEAK DUO BLK ML-G10+ 405 |  | 0.405 | 20 | 103 | 22 |  | Fixed | Roof
NJADRE1555116582 | Administratively Determined Incentive Program | GLASSBORO | 8028 | 15 | 8.1 | Residential | Behind the Meter | Yes | Net Metered Residential | Sunrun Installation Services, Inc. |  | AC Electric | Accepted | 2023-11-20 | 2023-12-21 | 2024-12-21 | Inverters | SolarEdge Technologies | SE6000H-USSN | 6000 |  | 1 |  |  | 0.99 |  | Outdoor | next to meter
NJADRE1555116589 | Administratively Determined Incentive Program | LINDENWOLD | 8021 | 14 | 9.32 | Residential | Behind the Meter | No | Net Metered Residential | EMT Renewables |  | AC Electric | Accepted | 2023-11-20 | 2023-12-21 | 2024-12-21 | Inverters | ENPHASE | IQ8+ | 290 |  | 23 |  |  | 0.98 |  | Other | UNDER EACH PANEL
NJADRE1555116589 | Administratively Determined Incentive Program | LINDENWOLD | 8021 | 14 | 9.32 | Residential | Behind the Meter | No | Net Metered Residential | EMT Renewables |  | AC Electric | Accepted | 2023-11-20 | 2023-12-21 | 2024-12-21 | Solar Panels | Q CELLS | Q PEAK DUO BLK |  | 0.405 | 15 | 123 | 22 |  | Fixed | Roof
NJADRE1555116589 | Administratively Determined Incentive Program | LINDENWOLD | 8021 | 14 | 9.32 | Residential | Behind the Meter | No | Net Metered Residential | EMT Renewables |  | AC Electric | Accepted | 2023-11-20 | 2023-12-21 | 2024-12-21 | Solar Panels | Q CELLS | Q PEAK DUO BLK |  | 0.405 | 8 | 216 | 20 |  | Fixed | Roof
NJADRE1555116600 | Administratively Determined Incentive Program | LIVINGSTON | 7039 | 9 | 272.7 | Non Profit | Behind the Meter | Yes | Small Net-Metered Non-Residential located on Rooftop, Carport, Canopy and Floating Solar | GEOSCAPE SOLAR |  | PSE&G | Accepted | 2023-12-21 | 2024-02-07 | 2025-02-07 | Inverters | SOLAREDGE | SE50KUS | 50000 |  | 5 |  |  | 0.98 |  | Outside
NJADRE1555116600 | Administratively Determined Incentive Program | LIVINGSTON | 7039 | 9 | 272.7 | Non Profit | Behind the Meter | Yes | Small Net-Metered Non-Residential located on Rooftop, Carport, Canopy and Floating Solar | GEOSCAPE SOLAR |  | PSE&G | Accepted | 2023-12-21 | 2024-02-07 | 2025-02-07 | Solar Panels | BOVIET SOLAR USA | BVM6612M9-450S-H-HC |  | 0.45 | 274 | 180 | 5 |  | Fixed | Roof
NJADRE1555116600 | Administratively Determined Incentive Program | LIVINGSTON | 7039 | 9 | 272.7 | Non Profit | Behind the Meter | Yes | Small Net-Metered Non-Residential located on Rooftop, Carport, Canopy and Floating Solar | GEOSCAPE SOLAR |  | PSE&G | Accepted | 2023-12-21 | 2024-02-07 | 2025-02-07 | Solar Panels | BOVIET SOLAR USA | BVM6612M9-450S-H-HC |  | 0.45 | 54 | 90 | 12 |  | Fixed | Roof
NJADRE1555116600 | Administratively Determined Incentive Program | LIVINGSTON | 7039 | 9 | 272.7 | Non Profit | Behind the Meter | Yes | Small Net-Metered Non-Residential located on Rooftop, Carport, Canopy and Floating Solar | GEOSCAPE SOLAR |  | PSE&G | Accepted | 2023-12-21 | 2024-02-07 | 2025-02-07 | Solar Panels | BOVIET SOLAR USA | BVM6612M9-450S-H-HC |  | 0.45 | 46 | 180 | 5 |  | Fixed | Roof
NJADRE1555116600 | Administratively Determined Incentive Program | LIVINGSTON | 7039 | 9 | 272.7 | Non Profit | Behind the Meter | Yes | Small Net-Metered Non-Residential located on Rooftop, Carport, Canopy and Floating Solar | GEOSCAPE SOLAR |  | PSE&G | Accepted | 2023-12-21 | 2024-02-07 | 2025-02-07 | Solar Panels | BOVIET SOLAR USA | BVM6612M9-450S-H-HC |  | 0.45 | 24 | 180 | 7 |  | Fixed | Roof
NJADRE1555116600 | Administratively Determined Incentive Program | LIVINGSTON | 7039 | 9 | 272.7 | Non Profit | Behind the Meter | Yes | Small Net-Metered Non-Residential located on Rooftop, Carport, Canopy and Floating Solar | GEOSCAPE SOLAR |  | PSE&G | Accepted | 2023-12-21 | 2024-02-07 | 2025-02-07 | Solar Panels | BOVIET SOLAR USA | BVM6612M9-450S-H-HC |  | 0.45 | 22 | 0 | 7 |  | Fixed | Roof
NJADRE1555116600 | Administratively Determined Incentive Program | LIVINGSTON | 7039 | 9 | 272.7 | Non Profit | Behind the Meter | Yes | Small Net-Metered Non-Residential located on Rooftop, Carport, Canopy and Floating Solar | GEOSCAPE SOLAR |  | PSE&G | Accepted | 2023-12-21 | 2024-02-07 | 2025-02-07 | Solar Panels | BOVIET SOLAR USA | BVM6612M9-450S-H-HC |  | 0.45 | 54 | 270 | 12 |  | Fixed | Roof
NJADRE1555116600 | Administratively Determined Incentive Program | LIVINGSTON | 7039 | 9 | 272.7 | Non Profit | Behind the Meter | Yes | Small Net-Metered Non-Residential located on Rooftop, Carport, Canopy and Floating Solar | GEOSCAPE SOLAR |  | PSE&G | Accepted | 2023-12-21 | 2024-02-07 | 2025-02-07 | Solar Panels | BOVIET SOLAR USA | BVM6612M9-450S-H-HC |  | 0.45 | 56 | 90 | 3 |  | Fixed | Roof
NJADRE1555116600 | Administratively Determined Incentive Program | LIVINGSTON | 7039 | 9 | 272.7 | Non Profit | Behind the Meter | Yes | Small Net-Metered Non-Residential located on Rooftop, Carport, Canopy and Floating Solar | GEOSCAPE SOLAR |  | PSE&G | Accepted | 2023-12-21 | 2024-02-07 | 2025-02-07 | Solar Panels | BOVIET SOLAR USA | BVM6612M9-450S-H-HC |  | 0.45 | 58 | 270 | 3 |  | Fixed | Roof
NJADRE1555116600 | Administratively Determined Incentive Program | LIVINGSTON | 7039 | 9 | 272.7 | Non Profit | Behind the Meter | Yes | Small Net-Metered Non-Residential located on Rooftop, Carport, Canopy and Floating Solar | GEOSCAPE SOLAR |  | PSE&G | Accepted | 2023-12-21 | 2024-02-07 | 2025-02-07 | Solar Panels | BOVIET SOLAR USA | BVM6612M9-450S-H-HC |  | 0.45 | 9 | 270 | 12 |  | Fixed | Roof
NJADRE1555116600 | Administratively Determined Incentive Program | LIVINGSTON | 7039 | 9 | 272.7 | Non Profit | Behind the Meter | Yes | Small Net-Metered Non-Residential located on Rooftop, Carport, Canopy and Floating Solar | GEOSCAPE SOLAR |  | PSE&G | Accepted | 2023-12-21 | 2024-02-07 | 2025-02-07 | Solar Panels | BOVIET SOLAR USA | BVM6612M9-450S-H-HC |  | 0.45 | 9 | 90 | 12 |  | Fixed | Roof
NJADRE1555116769 | Administratively Determined Incentive Program | TOMS RIVER | 8753 | 18 | 7.7 | Residential | Behind the Meter | Yes | Net Metered Residential | EMT Renewables |  | JCP&L | Accepted | 2023-11-20 | 2023-12-21 | 2024-12-21 | Inverters | ENPHASE | IQ8+ | 290 |  | 19 |  |  | 0.98 |  | Other | UNDER EACH PANEL
NJADRE1555116769 | Administratively Determined Incentive Program | TOMS RIVER | 8753 | 18 | 7.7 | Residential | Behind the Meter | Yes | Net Metered Residential | EMT Renewables |  | JCP&L | Accepted | 2023-11-20 | 2023-12-21 | 2024-12-21 | Solar Panels | Q CELLS | Q PEAK DUO BLK |  | 0.405 | 4 | 202 | 31 |  | Fixed | Roof
NJADRE1555116769 | Administratively Determined Incentive Program | TOMS RIVER | 8753 | 18 | 7.7 | Residential | Behind the Meter | Yes | Net Metered Residential | EMT Renewables |  | JCP&L | Accepted | 2023-11-20 | 2023-12-21 | 2024-12-21 | Solar Panels | Q CELLS | Q PEAK DUO BLK |  | 0.405 | 4 | 202 | 32 |  | Fixed | Roof
NJADRE1555116769 | Administratively Determined Incentive Program | TOMS RIVER | 8753 | 18 | 7.7 | Residential | Behind the Meter | Yes | Net Metered Residential | EMT Renewables |  | JCP&L | Accepted | 2023-11-20 | 2023-12-21 | 2024-12-21 | Solar Panels | Q CELLS | Q PEAK DUO BLK |  | 0.405 | 11 | 202 | 34 |  | Fixed | Roof
NJADRE1555116807 | Administratively Determined Incentive Program | MONTGOMERY | 8558 | 5 | 13.37 | Residential | Behind the Meter | No | Net Metered Residential | Tesla Energy Operations Inc |  | PSE&G | Accepted | 2023-11-20 | 2023-12-21 | 2024-12-21 | Inverters | Tesla | 1538000-45-A | 7600 |  | 1 |  |  | 0.98 |  | Indoor
NJADRE1555116807 | Administratively Determined Incentive Program | MONTGOMERY | 8558 | 5 | 13.37 | Residential | Behind the Meter | No | Net Metered Residential | Tesla Energy Operations Inc |  | PSE&G | Accepted | 2023-11-20 | 2023-12-21 | 2024-12-21 | Inverters | Tesla | 1538000-45-A | 3800 |  | 1 |  |  | 0.98 |  | Indoor
NJADRE1555116807 | Administratively Determined Incentive Program | MONTGOMERY | 8558 | 5 | 13.37 | Residential | Behind the Meter | No | Net Metered Residential | Tesla Energy Operations Inc |  | PSE&G | Accepted | 2023-11-20 | 2023-12-21 | 2024-12-21 | Solar Panels | Hanwha | Â # Q.PEAK DUO BLK ML-G10+/TS 405 |  | 0.405 | 4 | 106 | 27 |  | Fixed | Roof
NJADRE1555116807 | Administratively Determined Incentive Program | MONTGOMERY | 8558 | 5 | 13.37 | Residential | Behind the Meter | No | Net Metered Residential | Tesla Energy Operations Inc |  | PSE&G | Accepted | 2023-11-20 | 2023-12-21 | 2024-12-21 | Solar Panels | Hanwha | Â # Q.PEAK DUO BLK ML-G10+/TS 405 |  | 0.405 | 3 | 106 | 27 |  | Fixed | Roof
NJADRE1555116807 | Administratively Determined Incentive Program | MONTGOMERY | 8558 | 5 | 13.37 | Residential | Behind the Meter | No | Net Metered Residential | Tesla Energy Operations Inc |  | PSE&G | Accepted | 2023-11-20 | 2023-12-21 | 2024-12-21 | Solar Panels | Hanwha | Â # Q.PEAK DUO BLK ML-G10+/TS 405 |  | 0.405 | 3 | 197 | 25 |  | Fixed | Roof
NJADRE1555116807 | Administratively Determined Incentive Program | MONTGOMERY | 8558 | 5 | 13.37 | Residential | Behind the Meter | No | Net Metered Residential | Tesla Energy Operations Inc |  | PSE&G | Accepted | 2023-11-20 | 2023-12-21 | 2024-12-21 | Solar Panels | Hanwha | Â # Q.PEAK DUO BLK ML-G10+/TS 405 |  | 0.405 | 8 | 196 | 27 |  | Fixed | Roof
NJADRE1555116807 | Administratively Determined Incentive Program | MONTGOMERY | 8558 | 5 | 13.37 | Residential | Behind the Meter | No | Net Metered Residential | Tesla Energy Operations Inc |  | PSE&G | Accepted | 2023-11-20 | 2023-12-21 | 2024-12-21 | Solar Panels | Hanwha | Â # Q.PEAK DUO BLK ML-G10+/TS 405 |  | 0.405 | 5 | 286 | 27 |  | Fixed | Roof
NJADRE1555116807 | Administratively Determined Incentive Program | MONTGOMERY | 8558 | 5 | 13.37 | Residential | Behind the Meter | No | Net Metered Residential | Tesla Energy Operations Inc |  | PSE&G | Accepted | 2023-11-20 | 2023-12-21 | 2024-12-21 | Solar Panels | Hanwha | Â # Q.PEAK DUO BLK ML-G10+/TS 405 |  | 0.405 | 4 | 286 | 27 |  | Fixed | Roof
NJADRE1555116807 | Administratively Determined Incentive Program | MONTGOMERY | 8558 | 5 | 13.37 | Residential | Behind the Meter | No | Net Metered Residential | Tesla Energy Operations Inc |  | PSE&G | Accepted | 2023-11-20 | 2023-12-21 | 2024-12-21 | Solar Panels | Hanwha | Â # Q.PEAK DUO BLK ML-G10+/TS 405 |  | 0.405 | 6 | 16 | 26 |  | Fixed | Roof
NJADRE1555116830 | Administratively Determined Incentive Program | LUMBERTON | 8048 | 13 | 8.51 | Residential | Behind the Meter | Yes | Net Metered Residential | Skyline Solar LLC |  | PSE&G | Accepted | 2023-11-20 | 2023-12-21 | 2024-12-21 | Solar Panels | Q CELLS | Q.PEAK DUO BLK ML-G10+ |  | 0.405 | 13 | 96 | 31 |  | Fixed | Roof
NJADRE1555116830 | Administratively Determined Incentive Program | LUMBERTON | 8048 | 13 | 8.51 | Residential | Behind the Meter | Yes | Net Metered Residential | Skyline Solar LLC |  | PSE&G | Accepted | 2023-11-20 | 2023-12-21 | 2024-12-21 | Solar Panels | Q CELLS | Q.PEAK DUO BLK ML-G10+ |  | 0.405 | 6 | 276 | 30 |  | Fixed | Roof
NJADRE1555116830 | Administratively Determined Incentive Program | LUMBERTON | 8048 | 13 | 8.51 | Residential | Behind the Meter | Yes | Net Metered Residential | Skyline Solar LLC |  | PSE&G | Accepted | 2023-11-20 | 2023-12-21 | 2024-12-21 | Solar Panels | Q CELLS | Q.PEAK DUO BLK ML-G10+ |  | 0.405 | 2 | 186 | 40 |  | Fixed | Roof
NJADRE1555116830 | Administratively Determined Incentive Program | LUMBERTON | 8048 | 13 | 8.51 | Residential | Behind the Meter | Yes | Net Metered Residential | Skyline Solar LLC |  | PSE&G | Accepted | 2023-11-20 | 2023-12-21 | 2024-12-21 | Inverters | ENPHASE | IQ8PLUS -72-2-US | 290 |  | 21 |  |  | 0.976 |  | Outdoor
NJADRE1555116847 | Administratively Determined Incentive Program | MONTVILLE | 7045 | 3 | 15.6 | Residential | Behind the Meter | Yes | Net Metered Residential | Pro Custom Solar dba Momentum Solar |  | JCP&L | Accepted | 2023-11-20 | 2023-12-21 | 2024-12-21 | Solar Panels | Â Q. PEAK DUO BLK-G10+400 | hanwha |  | 0.4 | 9 | 172 | 34 |  | Single Axis | Roof
NJADRE1555116847 | Administratively Determined Incentive Program | MONTVILLE | 7045 | 3 | 15.6 | Residential | Behind the Meter | Yes | Net Metered Residential | Pro Custom Solar dba Momentum Solar |  | JCP&L | Accepted | 2023-11-20 | 2023-12-21 | 2024-12-21 | Solar Panels | Â Q. PEAK DUO BLK-G10+400 | hanwha |  | 0.4 | 4 | 172 | 32 |  | Fixed | Roof
NJADRE1555116847 | Administratively Determined Incentive Program | MONTVILLE | 7045 | 3 | 15.6 | Residential | Behind the Meter | Yes | Net Metered Residential | Pro Custom Solar dba Momentum Solar |  | JCP&L | Accepted | 2023-11-20 | 2023-12-21 | 2024-12-21 | Solar Panels | Â Q. PEAK DUO BLK-G10+400 | hanwha |  | 0.4 | 6 | 262 | 32 |  | Fixed | Roof
NJADRE1555116847 | Administratively Determined Incentive Program | MONTVILLE | 7045 | 3 | 15.6 | Residential | Behind the Meter | Yes | Net Metered Residential | Pro Custom Solar dba Momentum Solar |  | JCP&L | Accepted | 2023-11-20 | 2023-12-21 | 2024-12-21 | Solar Panels | Â Q. PEAK DUO BLK-G10+400 | hanwha |  | 0.4 | 3 | 262 | 34 |  | Fixed | Roof
NJADRE1555116847 | Administratively Determined Incentive Program | MONTVILLE | 7045 | 3 | 15.6 | Residential | Behind the Meter | Yes | Net Metered Residential | Pro Custom Solar dba Momentum Solar |  | JCP&L | Accepted | 2023-11-20 | 2023-12-21 | 2024-12-21 | Solar Panels | Â Q. PEAK DUO BLK-G10+400 | hanwha |  | 0.4 | 17 | 352 | 34 |  | Fixed | Roof
NJADRE1555116847 | Administratively Determined Incentive Program | MONTVILLE | 7045 | 3 | 15.6 | Residential | Behind the Meter | Yes | Net Metered Residential | Pro Custom Solar dba Momentum Solar |  | JCP&L | Accepted | 2023-11-20 | 2023-12-21 | 2024-12-21 | Inverters | IQ8PLUS-72-2-US | enphase | 290 |  | 39 |  |  | 0.97 |  | Outdoor
NJADRE1555116853 | Administratively Determined Incentive Program | WEST KEANSBURG | 7734 | 17 | 15.8 | Residential | Behind the Meter | Yes | Net Metered Residential | EMT Renewables |  | JCP&L | Accepted | 2023-11-20 | 2023-12-21 | 2024-12-21 | Inverters | ENPHASE | IQ8+ | 290 |  | 39 |  |  | 0.98 |  | Other | UNDER EACH PANEL
NJADRE1555116853 | Administratively Determined Incentive Program | WEST KEANSBURG | 7734 | 17 | 15.8 | Residential | Behind the Meter | Yes | Net Metered Residential | EMT Renewables |  | JCP&L | Accepted | 2023-11-20 | 2023-12-21 | 2024-12-21 | Solar Panels | Q CELLS | Q PEAK DUO BLK |  | 0.405 | 8 | 264 | 14 |  | Fixed | Roof
NJADRE1555116853 | Administratively Determined Incentive Program | WEST KEANSBURG | 7734 | 17 | 15.8 | Residential | Behind the Meter | Yes | Net Metered Residential | EMT Renewables |  | JCP&L | Accepted | 2023-11-20 | 2023-12-21 | 2024-12-21 | Solar Panels | Q CELLS | Q PEAK DUO BLK |  | 0.405 | 5 | 84 | 10 |  | Fixed | Roof
NJADRE1555116853 | Administratively Determined Incentive Program | WEST KEANSBURG | 7734 | 17 | 15.8 | Residential | Behind the Meter | Yes | Net Metered Residential | EMT Renewables |  | JCP&L | Accepted | 2023-11-20 | 2023-12-21 | 2024-12-21 | Solar Panels | Q CELLS | Q PEAK DUO BLK |  | 0.405 | 7 | 174 | 23 |  | Fixed | Roof
NJADRE1555116853 | Administratively Determined Incentive Program | WEST KEANSBURG | 7734 | 17 | 15.8 | Residential | Behind the Meter | Yes | Net Metered Residential | EMT Renewables |  | JCP&L | Accepted | 2023-11-20 | 2023-12-21 | 2024-12-21 | Solar Panels | Q CELLS | Q PEAK DUO BLK |  | 0.405 | 19 | 354 | 23 |  | Fixed | Roof
NJADRE1555116868 | Administratively Determined Incentive Program | LITTLE EGG HARBOR TWP | 8087 | 18 | 9.32 | Residential | Behind the Meter | Yes | Net Metered Residential | Powur, PBC |  | AC Electric | Accepted | 2023-11-20 | 2023-12-21 | 2024-12-21 | Solar Panels | Rec Solar | REC 405AA PURE BLACK |  | 0.405 | 23 | 160 | 33 |  | Fixed | Roof
NJADRE1555116868 | Administratively Determined Incentive Program | LITTLE EGG HARBOR TWP | 8087 | 18 | 9.32 | Residential | Behind the Meter | Yes | Net Metered Residential | Powur, PBC |  | AC Electric | Accepted | 2023-11-20 | 2023-12-21 | 2024-12-21 | Inverters | Enphase | IQ8PLUS-72-2-US | 290 |  | 23 |  |  | 0.99 |  | Outside
NJADRE1555116872 | Administratively Determined Incentive Program | SOMERSET | 8873 | 5 | 8.51 | Residential | Behind the Meter | No | Net Metered Residential | Powur, PBC |  | PSE&G | Accepted | 2023-11-20 | 2023-12-21 | 2024-12-21 | Solar Panels | Hanwha | Q.PEAK DUO BLK ML-G10+ (405W) |  | 0.405 | 6 | 99 | 18 |  | Fixed | Roof
NJADRE1555116872 | Administratively Determined Incentive Program | SOMERSET | 8873 | 5 | 8.51 | Residential | Behind the Meter | No | Net Metered Residential | Powur, PBC |  | PSE&G | Accepted | 2023-11-20 | 2023-12-21 | 2024-12-21 | Solar Panels | Hanwha | Q.PEAK DUO BLK ML-G10+ (405W) |  | 0.405 | 7 | 279 | 43 |  | Fixed | Roof
NJADRE1555116872 | Administratively Determined Incentive Program | SOMERSET | 8873 | 5 | 8.51 | Residential | Behind the Meter | No | Net Metered Residential | Powur, PBC |  | PSE&G | Accepted | 2023-11-20 | 2023-12-21 | 2024-12-21 | Solar Panels | Hanwha | Q.PEAK DUO BLK ML-G10+ (405W) |  | 0.405 | 8 | 99 | 43 |  | Fixed | Roof
NJADRE1555116872 | Administratively Determined Incentive Program | SOMERSET | 8873 | 5 | 8.51 | Residential | Behind the Meter | No | Net Metered Residential | Powur, PBC |  | PSE&G | Accepted | 2023-11-20 | 2023-12-21 | 2024-12-21 | Inverters | Solaredge | SE7600H-US RGM | 7600 |  | 1 |  |  | 0.99 |  | Outside
NJADRE1555116872 | Administratively Determined Incentive Program | SOMERSET | 8873 | 5 | 8.51 | Residential | Behind the Meter | No | Net Metered Residential | Powur, PBC |  | PSE&G | Accepted | 2023-11-20 | 2023-12-21 | 2024-12-21 | Meters | Solaredge | SE7600H-US RGM |  |  | 1 |  |  |  | Yes | Outdoor
NJADRE1555116903 | Administratively Determined Incentive Program | CARTERET BORO | 7008 | 11 | 7.77 | Residential | Behind the Meter | No | Net Metered Residential | Freedom Forever New Jersey LLC |  | PSE&G | Accepted | 2023-11-27 | 2024-01-03 | 2025-01-03 | Solar Panels | NE Solar | NESE370-60MH |  | 0.37 | 12 | 215 | 45 |  | Fixed | Roof
NJADRE1555116903 | Administratively Determined Incentive Program | CARTERET BORO | 7008 | 11 | 7.77 | Residential | Behind the Meter | No | Net Metered Residential | Freedom Forever New Jersey LLC |  | PSE&G | Accepted | 2023-11-27 | 2024-01-03 | 2025-01-03 | Solar Panels | NE Solar | NESE370-60MH |  | 0.37 | 9 | 35 | 45 |  | Fixed | Roof
NJADRE1555116903 | Administratively Determined Incentive Program | CARTERET BORO | 7008 | 11 | 7.77 | Residential | Behind the Meter | No | Net Metered Residential | Freedom Forever New Jersey LLC |  | PSE&G | Accepted | 2023-11-27 | 2024-01-03 | 2025-01-03 | Inverters | Solar Edge | SE6000H-USRGM [SI1 | 6000 |  | 1 |  |  | 0.99 |  | Outdoor
NJADRE1555116924 | Administratively Determined Incentive Program | MONTCLAIR | 7043 | 9 | 4.05 | Residential | Behind the Meter | No | Net Metered Residential | Sunrun Installation Services, Inc. |  | PSE&G | Accepted | 2023-11-20 | 2023-12-21 | 2024-12-21 | Inverters | SOLAREDGE TECHNOLOGIES | SE3800H-USMN | 3800 |  | 1 |  |  | 0.99 |  | Outdoor | next to meter
NJADRE1555116924 | Administratively Determined Incentive Program | MONTCLAIR | 7043 | 9 | 4.05 | Residential | Behind the Meter | No | Net Metered Residential | Sunrun Installation Services, Inc. |  | PSE&G | Accepted | 2023-11-20 | 2023-12-21 | 2024-12-21 | Solar Panels | Hanwha Q Cells | Q.PEAK DUO BLK ML-G10+ 405 |  | 0.405 | 10 | 106 | 42 |  | Fixed | Roof
NJADRE1555116957 | Administratively Determined Incentive Program | WILLINGBORO | 8046 | 13 | 8.4 | Residential | Behind the Meter | Yes | Net Metered Residential | GenSun Solar |  | PSE&G | Accepted | 2023-11-20 | 2023-12-22 | 2024-12-22 | Inverters | Solar Edge | SE10000H-US | 240 |  | 1 |  |  | 0.9 |  | Outdoor
NJADRE1555116957 | Administratively Determined Incentive Program | WILLINGBORO | 8046 | 13 | 8.4 | Residential | Behind the Meter | Yes | Net Metered Residential | GenSun Solar |  | PSE&G | Accepted | 2023-11-20 | 2023-12-22 | 2024-12-22 | Meters | Solar Edge | SE10000H-US |  |  | 1 |  |  |  | Yes
NJADRE1555116957 | Administratively Determined Incentive Program | WILLINGBORO | 8046 | 13 | 8.4 | Residential | Behind the Meter | Yes | Net Metered Residential | GenSun Solar |  | PSE&G | Accepted | 2023-11-20 | 2023-12-22 | 2024-12-22 | Solar Panels | Hanwha | Q Peak Duo LG-8.3 420W |  | 0.42 | 20 | 150 | 28 |  | Fixed | Roof
NJADRE1555116994 | Administratively Determined Incentive Program | WILLINGBORO | 8046 | 13 | 11.76 | Residential | Behind the Meter | Yes | Net Metered Residential | GenSun Solar |  | PSE&G | Accepted | 2023-11-20 | 2023-12-22 | 2024-12-22 | Inverters | Solar Edge | SE10000H-US | 240 |  | 1 |  |  | 0.9 |  | Outdoor
NJADRE1555116994 | Administratively Determined Incentive Program | WILLINGBORO | 8046 | 13 | 11.76 | Residential | Behind the Meter | Yes | Net Metered Residential | GenSun Solar |  | PSE&G | Accepted | 2023-11-20 | 2023-12-22 | 2024-12-22 | Meters | Solar Edge | SE10000H-US |  |  | 1 |  |  |  | Yes
NJADRE1555116994 | Administratively Determined Incentive Program | WILLINGBORO | 8046 | 13 | 11.76 | Residential | Behind the Meter | Yes | Net Metered Residential | GenSun Solar |  | PSE&G | Accepted | 2023-11-20 | 2023-12-22 | 2024-12-22 | Solar Panels | Hanwha | Q Peak Duo LG-8.3 420W |  | 0.42 | 28 | 38 | 28 |  | Fixed | Roof
NJADRE1555117014 | Administratively Determined Incentive Program | WILLINGBORO | 8046 | 13 | 10.15 | Residential | Behind the Meter | Yes | Net Metered Residential | GenSun Solar |  | PSE&G | Accepted | 2023-11-20 | 2023-12-22 | 2024-12-22 | Inverters | Solar Edge | SE10000H-US | 240 |  | 1 |  |  | 0.9 |  | Outdoor
NJADRE1555117014 | Administratively Determined Incentive Program | WILLINGBORO | 8046 | 13 | 10.15 | Residential | Behind the Meter | Yes | Net Metered Residential | GenSun Solar |  | PSE&G | Accepted | 2023-11-20 | 2023-12-22 | 2024-12-22 | Meters | Solar Edge | SE10000H-US |  |  | 1 |  |  |  | Yes
NJADRE1555117014 | Administratively Determined Incentive Program | WILLINGBORO | 8046 | 13 | 10.15 | Residential | Behind the Meter | Yes | Net Metered Residential | GenSun Solar |  | PSE&G | Accepted | 2023-11-20 | 2023-12-22 | 2024-12-22 | Solar Panels | LONGI | LR4-60HPB 350W |  | 0.35 | 29 | 106 | 22 |  | Fixed | Roof
NJADRE1555120682 | Administratively Determined Incentive Program | TOMS RIVER | 8757 | 18 | 4.05 | Residential | Behind the Meter | Yes | Net Metered Residential | Sunrun Installation Services, Inc. |  | JCP&L | Accepted | 2023-11-20 | 2023-12-21 | 2024-12-21 | Inverters | SolarEdge Technologies | SE3800H-USMN | 3800 |  | 1 |  |  | 0.96 |  | Outdoor | Next To Meter
NJADRE1555120682 | Administratively Determined Incentive Program | TOMS RIVER | 8757 | 18 | 4.05 | Residential | Behind the Meter | Yes | Net Metered Residential | Sunrun Installation Services, Inc. |  | JCP&L | Accepted | 2023-11-20 | 2023-12-21 | 2024-12-21 | Solar Panels | Hanwha Q Cells | Q.PEAK DUO BLK ML-G10+ 405 |  | 0.405 | 10 | 238 | 18 |  | Fixed | Roof
NJADRE1555121624 | Administratively Determined Incentive Program | VOORHEES | 8043 | 14 | 10.94 | Residential | Behind the Meter | Yes | Net Metered Residential | Sunrun Installation Services, Inc. |  | PSE&G | Accepted | 2023-11-20 | 2023-12-21 | 2024-12-21 | Inverters | SolarEdge Technologies | SE7600H-USSN | 7600 |  | 1 |  |  | 0.96 |  | Outdoor | Next To Meter
NJADRE1555121624 | Administratively Determined Incentive Program | VOORHEES | 8043 | 14 | 10.94 | Residential | Behind the Meter | Yes | Net Metered Residential | Sunrun Installation Services, Inc. |  | PSE&G | Accepted | 2023-11-20 | 2023-12-21 | 2024-12-21 | Solar Panels | Hanwha Q Cells | Q.PEAK DUO BLK ML-G10+ 405 |  | 0.405 | 2 | 259 | 34 |  | Fixed | Roof
NJADRE1555121624 | Administratively Determined Incentive Program | VOORHEES | 8043 | 14 | 10.94 | Residential | Behind the Meter | Yes | Net Metered Residential | Sunrun Installation Services, Inc. |  | PSE&G | Accepted | 2023-11-20 | 2023-12-21 | 2024-12-21 | Solar Panels | Hanwha Q Cells | Q.PEAK DUO BLK ML-G10+ 405 |  | 0.405 | 4 | 349 | 23 |  | Fixed | Roof
NJADRE1555121624 | Administratively Determined Incentive Program | VOORHEES | 8043 | 14 | 10.94 | Residential | Behind the Meter | Yes | Net Metered Residential | Sunrun Installation Services, Inc. |  | PSE&G | Accepted | 2023-11-20 | 2023-12-21 | 2024-12-21 | Solar Panels | Hanwha Q Cells | Q.PEAK DUO BLK ML-G10+ 405 |  | 0.405 | 8 | 79 | 32 |  | Fixed | Roof
NJADRE1555121624 | Administratively Determined Incentive Program | VOORHEES | 8043 | 14 | 10.94 | Residential | Behind the Meter | Yes | Net Metered Residential | Sunrun Installation Services, Inc. |  | PSE&G | Accepted | 2023-11-20 | 2023-12-21 | 2024-12-21 | Solar Panels | Hanwha Q Cells | Q.PEAK DUO BLK ML-G10+ 405 |  | 0.405 | 13 | 169 | 22 |  | Fixed | Roof
NJADRE1555122931 | Administratively Determined Incentive Program | MORGANVILLE | 7751 | 17 | 4.05 | Residential | Behind the Meter | Yes | Net Metered Residential | Sunrun Installation Services, Inc. |  | JCP&L | Accepted | 2023-11-20 | 2023-12-28 | 2024-12-28 | Inverters | SolarEdge Technologies | SE3800H-USMN | 3800 |  | 1 |  |  | 0.96 |  | Outdoor | Next To Meter
NJADRE1555122931 | Administratively Determined Incentive Program | MORGANVILLE | 7751 | 17 | 4.05 | Residential | Behind the Meter | Yes | Net Metered Residential | Sunrun Installation Services, Inc. |  | JCP&L | Accepted | 2023-11-20 | 2023-12-28 | 2024-12-28 | Solar Panels | Hanwha Q Cells | Q.PEAK DUO BLK ML-G10+ 405 |  | 0.405 | 4 | 93 | 17 |  | Fixed | Roof
NJADRE1555122931 | Administratively Determined Incentive Program | MORGANVILLE | 7751 | 17 | 4.05 | Residential | Behind the Meter | Yes | Net Metered Residential | Sunrun Installation Services, Inc. |  | JCP&L | Accepted | 2023-11-20 | 2023-12-28 | 2024-12-28 | Solar Panels | Hanwha Q Cells | Q.PEAK DUO BLK ML-G10+ 405 |  | 0.405 | 6 | 273 | 17 |  | Fixed | Roof
NJADRE1555126798 | Administratively Determined Incentive Program | GARFIELD | 7026 | 7 | 2.8 | Residential | Behind the Meter | Yes | Net Metered Residential | Suntuity Solar LLC |  | PSE&G | Accepted | 2023-11-21 | 2023-12-21 | 2024-12-21 | Inverters | ENPHASE | IQ8PLUS-72-2-US | 290 |  | 7 |  |  | 0.97 |  | Outdoor | Behind the PV module
NJADRE1555126798 | Administratively Determined Incentive Program | GARFIELD | 7026 | 7 | 2.8 | Residential | Behind the Meter | Yes | Net Metered Residential | Suntuity Solar LLC |  | PSE&G | Accepted | 2023-11-21 | 2023-12-21 | 2024-12-21 | Solar Panels | CANADIAN SOLAR | CS6R-400MS-HL |  | 0.4 | 5 | 97 | 36 |  | Fixed | Roof
NJADRE1555126798 | Administratively Determined Incentive Program | GARFIELD | 7026 | 7 | 2.8 | Residential | Behind the Meter | Yes | Net Metered Residential | Suntuity Solar LLC |  | PSE&G | Accepted | 2023-11-21 | 2023-12-21 | 2024-12-21 | Solar Panels | CANADIAN SOLAR | CS6R-400MS-HL |  | 0.4 | 2 | 277 | 36 |  | Fixed | Roof
NJADRE1555126799 | Administratively Determined Incentive Program | BLACKWOOD | 8012 | 14 | 6 | Residential | Behind the Meter | Yes | Net Metered Residential | Suntuity Solar LLC |  | PSE&G | Accepted | 2023-11-21 | 2023-12-21 | 2024-12-21 | Inverters | ENPHASE | IQ8PLUS-72-2-US | 290 |  | 15 |  |  | 0.97 |  | Outdoor | Behind the PV module
NJADRE1555126799 | Administratively Determined Incentive Program | BLACKWOOD | 8012 | 14 | 6 | Residential | Behind the Meter | Yes | Net Metered Residential | Suntuity Solar LLC |  | PSE&G | Accepted | 2023-11-21 | 2023-12-21 | 2024-12-21 | Solar Panels | CANADIAN SOLAR | CS6R-400MS-HL |  | 0.4 | 15 | 188 | 34 |  | Fixed | Roof
NJADRE1555126804 | Administratively Determined Incentive Program | UNION TWP UNI | 7083 | 10 | 4.46 | Residential | Behind the Meter | Yes | Net Metered Residential | Sunrun Installation Services, Inc. |  | PSE&G | Accepted | 2023-11-21 | 2023-12-21 | 2024-12-21 | Inverters | Delta Electronics | E4-TL-US | 3840 |  | 1 |  |  | 0.96 |  | Outdoor
NJADRE1555126804 | Administratively Determined Incentive Program | UNION TWP UNI | 7083 | 10 | 4.46 | Residential | Behind the Meter | Yes | Net Metered Residential | Sunrun Installation Services, Inc. |  | PSE&G | Accepted | 2023-11-21 | 2023-12-21 | 2024-12-21 | Solar Panels | Hanwha Q Cells | Q.PEAK DUO BLK ML-G10+ 405 |  | 0.405 | 6 | 38 | 18 |  | Fixed | Roof
NJADRE1555126804 | Administratively Determined Incentive Program | UNION TWP UNI | 7083 | 10 | 4.46 | Residential | Behind the Meter | Yes | Net Metered Residential | Sunrun Installation Services, Inc. |  | PSE&G | Accepted | 2023-11-21 | 2023-12-21 | 2024-12-21 | Solar Panels | Hanwha Q Cells | Q.PEAK DUO BLK ML-G10+ 405 |  | 0.405 | 5 | 128 | 19 |  | Fixed | Roof
NJADRE1555126806 | Administratively Determined Incentive Program | PENNSAUKEN | 8109 | 14 | 4.4 | Residential | Behind the Meter | Yes | Net Metered Residential | Suntuity Solar LLC |  | PSE&G | Accepted | 2023-11-21 | 2023-12-21 | 2024-12-21 | Inverters | ENPHASE | IQ8PLUS-72-2-US | 290 |  | 11 |  |  | 0.97 |  | Outdoor | Behind the PV module
NJADRE1555126806 | Administratively Determined Incentive Program | PENNSAUKEN | 8109 | 14 | 4.4 | Residential | Behind the Meter | Yes | Net Metered Residential | Suntuity Solar LLC |  | PSE&G | Accepted | 2023-11-21 | 2023-12-21 | 2024-12-21 | Solar Panels | CANADIANSOLAR | CS6R-400MS-HL |  | 0.4 | 8 | 159 | 8 |  | Fixed | Roof
NJADRE1555126806 | Administratively Determined Incentive Program | PENNSAUKEN | 8109 | 14 | 4.4 | Residential | Behind the Meter | Yes | Net Metered Residential | Suntuity Solar LLC |  | PSE&G | Accepted | 2023-11-21 | 2023-12-21 | 2024-12-21 | Solar Panels | CANADIANSOLAR | CS6R-400MS-HL |  | 0.4 | 3 | 339 | 34 |  | Fixed | Roof
NJADRE1555126807 | Administratively Determined Incentive Program | SWEDESBORO | 8085 | 15 | 5.27 | Residential | Behind the Meter | Yes | Net Metered Residential | Sunrun Installation Services, Inc. |  | AC Electric | Accepted | 2023-11-21 | 2023-12-21 | 2024-12-21 | Inverters | SolarEdge Technologies | SE3800H-USMN | 3800 |  | 1 |  |  | 0.96 |  | Outdoor
NJADRE1555126807 | Administratively Determined Incentive Program | SWEDESBORO | 8085 | 15 | 5.27 | Residential | Behind the Meter | Yes | Net Metered Residential | Sunrun Installation Services, Inc. |  | AC Electric | Accepted | 2023-11-21 | 2023-12-21 | 2024-12-21 | Solar Panels | Hanwha Q Cells | Q.PEAK DUO BLK ML-G10+ 405 |  | 0.405 | 13 | 196 | 25 |  | Fixed | Roof
NJADRE1555126814 | Administratively Determined Incentive Program | PLEASANTVILLE | 8232 | 19 | 6.4 | Residential | Behind the Meter | Yes | Net Metered Residential | Suntuity Solar LLC |  | AC Electric | Accepted | 2023-11-21 | 2023-12-21 | 2024-12-21 | Inverters | (16) ENPHASE | IQ8PLUS-72-2-US | 290 |  | 16 |  |  | 0.97 |  | Outdoor | Behind the PV modules
NJADRE1555126814 | Administratively Determined Incentive Program | PLEASANTVILLE | 8232 | 19 | 6.4 | Residential | Behind the Meter | Yes | Net Metered Residential | Suntuity Solar LLC |  | AC Electric | Accepted | 2023-11-21 | 2023-12-21 | 2024-12-21 | Solar Panels | (16) CANADIAN SOLAR | CS6R-400MS-HL |  | 0.4 | 16 | 28 | 6 |  | Fixed | Roof
NJADRE1555126816 | Administratively Determined Incentive Program | BLOOMFIELD | 7003 | 9 | 7.7 | Residential | Behind the Meter | Yes | Net Metered Residential | Sunrun Installation Services, Inc. |  | PSE&G | Accepted | 2023-11-21 | 2023-12-21 | 2024-12-21 | Inverters | Delta Electronics | E6-TL-US | 6000 |  | 1 |  |  | 0.975 |  | Outdoor | next to meter
NJADRE1555126816 | Administratively Determined Incentive Program | BLOOMFIELD | 7003 | 9 | 7.7 | Residential | Behind the Meter | Yes | Net Metered Residential | Sunrun Installation Services, Inc. |  | PSE&G | Accepted | 2023-11-21 | 2023-12-21 | 2024-12-21 | Solar Panels | HANWHA Q-CELLS | Q.PEAK DUO BLK ML-G10+ 405 |  | 0.405 | 7 | 265 | 35 |  | Fixed | Roof
NJADRE1555126816 | Administratively Determined Incentive Program | BLOOMFIELD | 7003 | 9 | 7.7 | Residential | Behind the Meter | Yes | Net Metered Residential | Sunrun Installation Services, Inc. |  | PSE&G | Accepted | 2023-11-21 | 2023-12-21 | 2024-12-21 | Solar Panels | HANWHA Q-CELLS | Q.PEAK DUO BLK ML-G10+ 405 |  | 0.405 | 12 | 85 | 34 |  | Fixed | Roof
NJADRE1555126827 | Administratively Determined Incentive Program | CARTERET BORO | 7008 | 11 | 3.65 | Residential | Behind the Meter | Yes | Net Metered Residential | Sunrun Installation Services, Inc. |  | PSE&G | Accepted | 2023-11-21 | 2023-12-22 | 2024-12-22 | Inverters | Delta Electronics | E4-TL-US | 3840 |  | 1 |  |  | 0.96 |  | Outdoor | Next To Meter
NJADRE1555126827 | Administratively Determined Incentive Program | CARTERET BORO | 7008 | 11 | 3.65 | Residential | Behind the Meter | Yes | Net Metered Residential | Sunrun Installation Services, Inc. |  | PSE&G | Accepted | 2023-11-21 | 2023-12-22 | 2024-12-22 | Solar Panels | Hanwha Q Cells | Q.PEAK DUO BLK ML-G10+ 405 |  | 0.405 | 9 | 80 | 20 |  | Fixed | Roof
NJADRE1555126830 | Administratively Determined Incentive Program | PERTH AMBOY | 8861 | 11 | 4.46 | Residential | Behind the Meter | Yes | Net Metered Residential | Sunrun Installation Services, Inc. |  | PSE&G | Accepted | 2023-11-21 | 2023-12-21 | 2024-12-21 | Inverters | SOLAREDGE TECHNOLOGIES | SE3800H-USSN | 3800 |  | 1 |  |  | 0.992 |  | Outdoor | next to meter
NJADRE1555126830 | Administratively Determined Incentive Program | PERTH AMBOY | 8861 | 11 | 4.46 | Residential | Behind the Meter | Yes | Net Metered Residential | Sunrun Installation Services, Inc. |  | PSE&G | Accepted | 2023-11-21 | 2023-12-21 | 2024-12-21 | Solar Panels | HANWHA Q-CELLS | Q.PEAK DUO BLK ML-G10+ 405 |  | 0.405 | 11 | 110 | 35 |  | Fixed | Roof
NJADRE1555126833 | Administratively Determined Incentive Program | PLAINSBORO | 8536 | 11 | 12.96 | Residential | Behind the Meter | No | Net Metered Residential | Tesla Energy Operations Inc |  | PSE&G | Accepted | 2023-11-21 | 2023-12-22 | 2024-12-22 | Electric Storage Battery | Tesla | AC Powerwall 2.0 |  |  | 4 |  |  |  | Lithium Ion |  | Outside
NJADRE1555126833 | Administratively Determined Incentive Program | PLAINSBORO | 8536 | 11 | 12.96 | Residential | Behind the Meter | No | Net Metered Residential | Tesla Energy Operations Inc |  | PSE&G | Accepted | 2023-11-21 | 2023-12-22 | 2024-12-22 | Inverters | Tesla | #1850000-00-C | 7600 |  | 2 |  |  | 0.98 |  | Outside
NJADRE1555126833 | Administratively Determined Incentive Program | PLAINSBORO | 8536 | 11 | 12.96 | Residential | Behind the Meter | No | Net Metered Residential | Tesla Energy Operations Inc |  | PSE&G | Accepted | 2023-11-21 | 2023-12-22 | 2024-12-22 | Solar Panels | Hanwha | Â # Q.PEAK DUO BLK ML-G10+/TS 405 |  | 0.405 | 10 | 104 | 45 |  | Fixed | Roof
NJADRE1555126833 | Administratively Determined Incentive Program | PLAINSBORO | 8536 | 11 | 12.96 | Residential | Behind the Meter | No | Net Metered Residential | Tesla Energy Operations Inc |  | PSE&G | Accepted | 2023-11-21 | 2023-12-22 | 2024-12-22 | Solar Panels | Hanwha | Â # Q.PEAK DUO BLK ML-G10+/TS 405 |  | 0.405 | 4 | 194 | 40 |  | Fixed | Roof
NJADRE1555126833 | Administratively Determined Incentive Program | PLAINSBORO | 8536 | 11 | 12.96 | Residential | Behind the Meter | No | Net Metered Residential | Tesla Energy Operations Inc |  | PSE&G | Accepted | 2023-11-21 | 2023-12-22 | 2024-12-22 | Solar Panels | Hanwha | Â # Q.PEAK DUO BLK ML-G10+/TS 405 |  | 0.405 | 18 | 194 | 34 |  | Fixed | Roof
NJADRE1555126859 | Administratively Determined Incentive Program | LYNDHURST | 7071 | 7 | 7.7 | Residential | Behind the Meter | No | Net Metered Residential | EMT Renewables |  | PSE&G | Accepted | 2023-11-21 | 2023-12-21 | 2024-12-21 | Inverters | ENPHASE | IQ8+ | 290 |  | 19 |  |  | 0.98 |  | Other | UNDER EACH PANEL
NJADRE1555126859 | Administratively Determined Incentive Program | LYNDHURST | 7071 | 7 | 7.7 | Residential | Behind the Meter | No | Net Metered Residential | EMT Renewables |  | PSE&G | Accepted | 2023-11-21 | 2023-12-21 | 2024-12-21 | Solar Panels | Q CELLS | Q PEAK DUO BLK |  | 0.405 | 6 | 215 | 23 |  | Fixed | Roof
NJADRE1555126859 | Administratively Determined Incentive Program | LYNDHURST | 7071 | 7 | 7.7 | Residential | Behind the Meter | No | Net Metered Residential | EMT Renewables |  | PSE&G | Accepted | 2023-11-21 | 2023-12-21 | 2024-12-21 | Solar Panels | Q CELLS | Q PEAK DUO BLK |  | 0.405 | 3 | 125 | 23 |  | Fixed | Roof
NJADRE1555126859 | Administratively Determined Incentive Program | LYNDHURST | 7071 | 7 | 7.7 | Residential | Behind the Meter | No | Net Metered Residential | EMT Renewables |  | PSE&G | Accepted | 2023-11-21 | 2023-12-21 | 2024-12-21 | Solar Panels | Q CELLS | Q PEAK DUO BLK |  | 0.405 | 3 | 35 | 23 |  | Fixed | Roof
NJADRE1555126859 | Administratively Determined Incentive Program | LYNDHURST | 7071 | 7 | 7.7 | Residential | Behind the Meter | No | Net Metered Residential | EMT Renewables |  | PSE&G | Accepted | 2023-11-21 | 2023-12-21 | 2024-12-21 | Solar Panels | Q CELLS | Q PEAK DUO BLK |  | 0.405 | 3 | 305 | 23 |  | Fixed | Roof
NJADRE1555126859 | Administratively Determined Incentive Program | LYNDHURST | 7071 | 7 | 7.7 | Residential | Behind the Meter | No | Net Metered Residential | EMT Renewables |  | PSE&G | Accepted | 2023-11-21 | 2023-12-21 | 2024-12-21 | Solar Panels | Q CELLS | Q PEAK DUO BLK |  | 0.405 | 4 | 215 | 20 |  | Fixed | Roof
NJADRE1555126870 | Administratively Determined Incentive Program | WILDWOOD | 8260 | 21 | 5.67 | Residential | Behind the Meter | Yes | Net Metered Residential | Sunrun Installation Services, Inc. |  | AC Electric | Accepted | 2023-11-21 | 2023-12-27 | 2024-12-27 | Inverters | SolarEdge Technologies | SE3800H-USMN | 3800 |  | 1 |  |  | 0.96 |  | Outdoor | Next To Meter
NJADRE1555126870 | Administratively Determined Incentive Program | WILDWOOD | 8260 | 21 | 5.67 | Residential | Behind the Meter | Yes | Net Metered Residential | Sunrun Installation Services, Inc. |  | AC Electric | Accepted | 2023-11-21 | 2023-12-27 | 2024-12-27 | Solar Panels | Hanwha Q Cells | Q.PEAK DUO BLK ML-G10+ 405 |  | 0.405 | 4 | 46 | 25 |  | Fixed | Roof
NJADRE1555126870 | Administratively Determined Incentive Program | WILDWOOD | 8260 | 21 | 5.67 | Residential | Behind the Meter | Yes | Net Metered Residential | Sunrun Installation Services, Inc. |  | AC Electric | Accepted | 2023-11-21 | 2023-12-27 | 2024-12-27 | Solar Panels | Hanwha Q Cells | Q.PEAK DUO BLK ML-G10+ 405 |  | 0.405 | 4 | 138 | 14 |  | Fixed | Roof
NJADRE1555126870 | Administratively Determined Incentive Program | WILDWOOD | 8260 | 21 | 5.67 | Residential | Behind the Meter | Yes | Net Metered Residential | Sunrun Installation Services, Inc. |  | AC Electric | Accepted | 2023-11-21 | 2023-12-27 | 2024-12-27 | Solar Panels | Hanwha Q Cells | Q.PEAK DUO BLK ML-G10+ 405 |  | 0.405 | 6 | 316 | 15 |  | Fixed | Roof
NJADRE1555126899 | Administratively Determined Incentive Program | MILLVILLE | 8332 | 20 | 5.2 | Residential | Behind the Meter | No | Net Metered Residential | Power Energy Solutions |  | AC Electric | Accepted | 2023-11-21 | 2023-12-26 | 2024-12-26 | Solar Panels | SIL-400 HC+ | SILFAB SOLAR |  | 0.4 | 6 | 183 | 13 |  | Fixed | Roof | rooftop
NJADRE1555126899 | Administratively Determined Incentive Program | MILLVILLE | 8332 | 20 | 5.2 | Residential | Behind the Meter | No | Net Metered Residential | Power Energy Solutions |  | AC Electric | Accepted | 2023-11-21 | 2023-12-26 | 2024-12-26 | Solar Panels | SIL-400 HC+ | SILFAB SOLAR |  | 0.4 | 7 | 183 | 26 |  | Fixed | Roof | ROOFTOP
NJADRE1555126899 | Administratively Determined Incentive Program | MILLVILLE | 8332 | 20 | 5.2 | Residential | Behind the Meter | No | Net Metered Residential | Power Energy Solutions |  | AC Electric | Accepted | 2023-11-21 | 2023-12-26 | 2024-12-26 | Inverters | SE3800H-US | SOLAREDGE | 3800 |  | 1 |  |  | 0.99 |  | Outside | ROOFTOP
NJADRE1555126905 | Administratively Determined Incentive Program | BROWNS MILLS | 8015 | 13 | 8.91 | Residential | Behind the Meter | Yes | Net Metered Residential | EMT Renewables |  | JCP&L | Accepted | 2023-11-21 | 2023-12-21 | 2024-12-21 | Inverters | ENPHASE | IQ8+ | 290 |  | 22 |  |  | 0.98 |  | Other | UNDER EACH PANEL
NJADRE1555126905 | Administratively Determined Incentive Program | BROWNS MILLS | 8015 | 13 | 8.91 | Residential | Behind the Meter | Yes | Net Metered Residential | EMT Renewables |  | JCP&L | Accepted | 2023-11-21 | 2023-12-21 | 2024-12-21 | Solar Panels | Q CELLS | Q PEAK DUO BLK |  | 0.405 | 22 | 176 | 22 |  | Fixed | Roof
NJADRE1555126922 | Administratively Determined Incentive Program | Gloucester TWP | 8012 | 14 | 8.51 | Residential | Behind the Meter | Yes | Net Metered Residential | Sunrun Installation Services, Inc. |  | PSE&G | Accepted | 2023-11-21 | 2023-12-22 | 2024-12-22 | Inverters | SOLAREDGE TECHNOLOGIES | SE6000H-USSN | 6000 |  | 1 |  |  | 0.992 |  | Outdoor | next to meter
NJADRE1555126922 | Administratively Determined Incentive Program | Gloucester TWP | 8012 | 14 | 8.51 | Residential | Behind the Meter | Yes | Net Metered Residential | Sunrun Installation Services, Inc. |  | PSE&G | Accepted | 2023-11-21 | 2023-12-22 | 2024-12-22 | Solar Panels | HANWHA Q-CELLS | Q.PEAK DUO BLK ML-G10+ 405 |  | 0.405 | 7 | 68 | 37 |  | Fixed | Roof
NJADRE1555126922 | Administratively Determined Incentive Program | Gloucester TWP | 8012 | 14 | 8.51 | Residential | Behind the Meter | Yes | Net Metered Residential | Sunrun Installation Services, Inc. |  | PSE&G | Accepted | 2023-11-21 | 2023-12-22 | 2024-12-22 | Solar Panels | HANWHA Q-CELLS | Q.PEAK DUO BLK ML-G10+ 405 |  | 0.405 | 14 | 68 | 20 |  | Fixed | Roof
NJADRE1555126943 | Administratively Determined Incentive Program | BLACKWOOD | 8012 | 14 | 8.91 | Residential | Behind the Meter | No | Net Metered Residential | Tesla Energy Operations Inc |  | AC Electric | Accepted | 2023-11-21 | 2023-12-22 | 2024-12-22 | Inverters | Tesla | 1538000-45-A | 7600 |  | 1 |  |  | 0.98 |  | Outside
NJADRE1555126943 | Administratively Determined Incentive Program | BLACKWOOD | 8012 | 14 | 8.91 | Residential | Behind the Meter | No | Net Metered Residential | Tesla Energy Operations Inc |  | AC Electric | Accepted | 2023-11-21 | 2023-12-22 | 2024-12-22 | Solar Panels | Hanwha | Â # Q.PEAK DUO BLK ML-G10+/TS 405 |  | 0.405 | 10 | 53 | 22 |  | Fixed | Roof
NJADRE1555126943 | Administratively Determined Incentive Program | BLACKWOOD | 8012 | 14 | 8.91 | Residential | Behind the Meter | No | Net Metered Residential | Tesla Energy Operations Inc |  | AC Electric | Accepted | 2023-11-21 | 2023-12-22 | 2024-12-22 | Solar Panels | Hanwha | Â # Q.PEAK DUO BLK ML-G10+/TS 405 |  | 0.405 | 12 | 253 | 22 |  | Fixed | Roof
NJADRE1555126956 | Administratively Determined Incentive Program | COLONIA | 7067 | 10 | 7.29 | Residential | Behind the Meter | No | Net Metered Residential | EMT Renewables |  | PSE&G | Accepted | 2023-11-21 | 2023-12-22 | 2024-12-22 | Inverters | ENPHASE | IQ8+ | 290 |  | 18 |  |  | 0.98 |  | Other | UNDER EACH PANEL
NJADRE1555126956 | Administratively Determined Incentive Program | COLONIA | 7067 | 10 | 7.29 | Residential | Behind the Meter | No | Net Metered Residential | EMT Renewables |  | PSE&G | Accepted | 2023-11-21 | 2023-12-22 | 2024-12-22 | Solar Panels | Q CELLS | Q PEAK DUO BLK |  | 0.405 | 8 | 171 | 21 |  | Fixed | Roof
NJADRE1555126956 | Administratively Determined Incentive Program | COLONIA | 7067 | 10 | 7.29 | Residential | Behind the Meter | No | Net Metered Residential | EMT Renewables |  | PSE&G | Accepted | 2023-11-21 | 2023-12-22 | 2024-12-22 | Solar Panels | Q CELLS | Q PEAK DUO BLK |  | 0.405 | 6 | 351 | 24 |  | Fixed | Roof
NJADRE1555126956 | Administratively Determined Incentive Program | COLONIA | 7067 | 10 | 7.29 | Residential | Behind the Meter | No | Net Metered Residential | EMT Renewables |  | PSE&G | Accepted | 2023-11-21 | 2023-12-22 | 2024-12-22 | Solar Panels | Q CELLS | Q PEAK DUO BLK |  | 0.405 | 1 | 170 | 18 |  | Fixed | Roof
NJADRE1555126956 | Administratively Determined Incentive Program | COLONIA | 7067 | 10 | 7.29 | Residential | Behind the Meter | No | Net Metered Residential | EMT Renewables |  | PSE&G | Accepted | 2023-11-21 | 2023-12-22 | 2024-12-22 | Solar Panels | Q CELLS | Q PEAK DUO BLK |  | 0.405 | 2 | 80 | 18 |  | Fixed | Roof
NJADRE1555126956 | Administratively Determined Incentive Program | COLONIA | 7067 | 10 | 7.29 | Residential | Behind the Meter | No | Net Metered Residential | EMT Renewables |  | PSE&G | Accepted | 2023-11-21 | 2023-12-22 | 2024-12-22 | Solar Panels | Q CELLS | Q PEAK DUO BLK |  | 0.405 | 1 | 350 | 18 |  | Fixed | Roof
NJADRE1555126980 | Administratively Determined Incentive Program | BEVERLY | 8010 | 13 | 10.94 | Residential | Behind the Meter | Yes | Net Metered Residential | SunnyMac LLC |  | PSE&G | Accepted | 2023-11-21 | 2023-12-22 | 2024-12-22 | Solar Panels | Q.PEAK DUO BLK ML-G10+ 405 | HANWHA |  | 0.405 | 15 | 253 | 25 |  | Fixed | Roof
NJADRE1555126980 | Administratively Determined Incentive Program | BEVERLY | 8010 | 13 | 10.94 | Residential | Behind the Meter | Yes | Net Metered Residential | SunnyMac LLC |  | PSE&G | Accepted | 2023-11-21 | 2023-12-22 | 2024-12-22 | Solar Panels | Q.PEAK DUO BLK ML-G10+ 405 | HANWHA |  | 0.405 | 10 | 73 | 13 |  | Fixed | Roof
NJADRE1555126980 | Administratively Determined Incentive Program | BEVERLY | 8010 | 13 | 10.94 | Residential | Behind the Meter | Yes | Net Metered Residential | SunnyMac LLC |  | PSE&G | Accepted | 2023-11-21 | 2023-12-22 | 2024-12-22 | Solar Panels | Q.PEAK DUO BLK ML-G10+ 405 | HANWHA |  | 0.405 | 2 | 73 | 25 |  | Fixed | Roof
NJADRE1555126980 | Administratively Determined Incentive Program | BEVERLY | 8010 | 13 | 10.94 | Residential | Behind the Meter | Yes | Net Metered Residential | SunnyMac LLC |  | PSE&G | Accepted | 2023-11-21 | 2023-12-22 | 2024-12-22 | Inverters | SE7600H-US | SOLAREDGE | 7600 |  | 1 |  |  | 0.1 |  | Outdoor | next to meter
NJADRE1555126991 | Administratively Determined Incentive Program | RAHWAY | 7065 | 10 | 6.89 | Residential | Behind the Meter | No | Net Metered Residential | Tesla Energy Operations Inc |  | PSE&G | Accepted | 2023-11-21 | 2023-12-22 | 2024-12-22 | Electric Storage Battery | Tesla | AC Powerwall 2.0 |  |  | 1 |  |  |  | Lithium Ion |  | Outside
NJADRE1555126991 | Administratively Determined Incentive Program | RAHWAY | 7065 | 10 | 6.89 | Residential | Behind the Meter | No | Net Metered Residential | Tesla Energy Operations Inc |  | PSE&G | Accepted | 2023-11-21 | 2023-12-22 | 2024-12-22 | Solar Panels | Hanwha | Â # Q.PEAK DUO BLK ML-G10+/TS 405 |  | 0.405 | 11 | 312 | 27 |  | Fixed | Roof
NJADRE1555126991 | Administratively Determined Incentive Program | RAHWAY | 7065 | 10 | 6.89 | Residential | Behind the Meter | No | Net Metered Residential | Tesla Energy Operations Inc |  | PSE&G | Accepted | 2023-11-21 | 2023-12-22 | 2024-12-22 | Solar Panels | Hanwha | Â # Q.PEAK DUO BLK ML-G10+/TS 405 |  | 0.405 | 4 | 132 | 27 |  | Fixed | Roof
NJADRE1555126991 | Administratively Determined Incentive Program | RAHWAY | 7065 | 10 | 6.89 | Residential | Behind the Meter | No | Net Metered Residential | Tesla Energy Operations Inc |  | PSE&G | Accepted | 2023-11-21 | 2023-12-22 | 2024-12-22 | Solar Panels | Hanwha | Â # Q.PEAK DUO BLK ML-G10+/TS 405 |  | 0.405 | 2 | 42 | 20 |  | Fixed | Roof
NJADRE1555126991 | Administratively Determined Incentive Program | RAHWAY | 7065 | 10 | 6.89 | Residential | Behind the Meter | No | Net Metered Residential | Tesla Energy Operations Inc |  | PSE&G | Accepted | 2023-11-21 | 2023-12-22 | 2024-12-22 | Inverters | Tesla | #1850000-00-C | 7600 |  | 1 |  |  | 0.98 |  | Outside
NJADRE1555127014 | Administratively Determined Incentive Program | HILLSIDE | 7205 | 10 | 8 | Residential | Behind the Meter | Yes | Net Metered Residential | Pro Custom Solar dba Momentum Solar |  | PSE&G | Accepted | 2023-11-21 | 2023-12-22 | 2024-12-22 | Solar Panels | Â Q. PEAK DUO BLK-G10+400 | hawnha |  | 0.4 | 8 | 270 | 30 |  | Fixed | Roof
NJADRE1555127014 | Administratively Determined Incentive Program | HILLSIDE | 7205 | 10 | 8 | Residential | Behind the Meter | Yes | Net Metered Residential | Pro Custom Solar dba Momentum Solar |  | PSE&G | Accepted | 2023-11-21 | 2023-12-22 | 2024-12-22 | Solar Panels | Â Q. PEAK DUO BLK-G10+400 | hawnha |  | 0.4 | 7 | 90 | 30 |  | Fixed | Roof
NJADRE1555127014 | Administratively Determined Incentive Program | HILLSIDE | 7205 | 10 | 8 | Residential | Behind the Meter | Yes | Net Metered Residential | Pro Custom Solar dba Momentum Solar |  | PSE&G | Accepted | 2023-11-21 | 2023-12-22 | 2024-12-22 | Solar Panels | Â Q. PEAK DUO BLK-G10+400 | hanwha |  | 0.4 | 5 | 269 | 4 |  | Fixed | Roof
NJADRE1555127014 | Administratively Determined Incentive Program | HILLSIDE | 7205 | 10 | 8 | Residential | Behind the Meter | Yes | Net Metered Residential | Pro Custom Solar dba Momentum Solar |  | PSE&G | Accepted | 2023-11-21 | 2023-12-22 | 2024-12-22 | Inverters | IQ8PLUS-72-2-US | enphase | 290 |  | 20 |  |  | 0.97 |  | Outdoor
NJADRE1555127053 | Administratively Determined Incentive Program | NORTHFIELD | 8225 | 19 | 8.2 | Residential | Behind the Meter | No | Net Metered Residential | Sun Up Zero Down LLC |  | AC Electric | Accepted | 2023-11-21 | 2023-12-22 | 2024-12-22 | Inverters | Enphase | IQ8PLUS-72-2-US | 290 |  | 20 |  |  | 0.976 |  | Outdoor
NJADRE1555127053 | Administratively Determined Incentive Program | NORTHFIELD | 8225 | 19 | 8.2 | Residential | Behind the Meter | No | Net Metered Residential | Sun Up Zero Down LLC |  | AC Electric | Accepted | 2023-11-21 | 2023-12-22 | 2024-12-22 | Meters | Enphase | TBD |  |  | 1 |  |  |  | Yes
NJADRE1555127053 | Administratively Determined Incentive Program | NORTHFIELD | 8225 | 19 | 8.2 | Residential | Behind the Meter | No | Net Metered Residential | Sun Up Zero Down LLC |  | AC Electric | Accepted | 2023-11-21 | 2023-12-22 | 2024-12-22 | Solar Panels | Trina | TSM-410-NE09RC.05 Vertex S+ |  | 0.41 | 20 | 218 | 23 |  | Fixed | Roof
NJADRE1555127059 | Administratively Determined Incentive Program | IRVINGTON | 7111 | 9 | 3.6 | Residential | Behind the Meter | No | Net Metered Residential | Freedom Forever New Jersey LLC |  | PSE&G | Accepted | 2023-11-21 | 2023-12-22 | 2024-12-22 | Inverters | Solar Edge | SE3800H-USRGM | 3800 |  | 1 |  |  | 0.99 |  | Outdoor
NJADRE1555127059 | Administratively Determined Incentive Program | IRVINGTON | 7111 | 9 | 3.6 | Residential | Behind the Meter | No | Net Metered Residential | Freedom Forever New Jersey LLC |  | PSE&G | Accepted | 2023-11-21 | 2023-12-22 | 2024-12-22 | Solar Panels | Freedom Forever | FF-MP-BBB-400 |  | 0.4 | 6 | 176 | 18 |  | Fixed | Roof
NJADRE1555127059 | Administratively Determined Incentive Program | IRVINGTON | 7111 | 9 | 3.6 | Residential | Behind the Meter | No | Net Metered Residential | Freedom Forever New Jersey LLC |  | PSE&G | Accepted | 2023-11-21 | 2023-12-22 | 2024-12-22 | Solar Panels | Freedom Forever | FF-MP-BBB-400 |  | 0.4 | 3 | 356 | 18 |  | Fixed | Roof
NJADRE1555127060 | Administratively Determined Incentive Program | NEWARK | 7104 | 9 | 12.8 | Residential | Behind the Meter | No | Net Metered Residential | Fusion Solar Energy |  | PSE&G | Accepted | 2023-12-13 | 2024-01-17 | 2025-01-17 | Inverters | ENPHASE | IQ7X-96-2-US | 315 |  | 32 |  |  | 0.94 |  | Outdoor
NJADRE1555127060 | Administratively Determined Incentive Program | NEWARK | 7104 | 9 | 12.8 | Residential | Behind the Meter | No | Net Metered Residential | Fusion Solar Energy |  | PSE&G | Accepted | 2023-12-13 | 2024-01-17 | 2025-01-17 | Solar Panels | JA SOLAR | JAM54S31-400/MR |  | 0.4 | 17 | 184 | 25 |  | Fixed | Roof
NJADRE1555127060 | Administratively Determined Incentive Program | NEWARK | 7104 | 9 | 12.8 | Residential | Behind the Meter | No | Net Metered Residential | Fusion Solar Energy |  | PSE&G | Accepted | 2023-12-13 | 2024-01-17 | 2025-01-17 | Solar Panels | JA SOLAR | JAM54S31-400/MR |  | 0.4 | 15 | 5 | 27 |  | Fixed | Roof
NJADRE1555127062 | Administratively Determined Incentive Program | SUCCASUNNA | 7876 | 3 | 5.04 | Residential | Behind the Meter | No | Net Metered Residential | Venture Home Solar, LLC |  | JCP&L | Accepted | 2023-11-21 | 2023-12-22 | 2024-12-22 | Solar Panels | REC | REC420AA Pure-R |  | 0.42 | 12 | 211 | 37 |  | Fixed | Roof
NJADRE1555127062 | Administratively Determined Incentive Program | SUCCASUNNA | 7876 | 3 | 5.04 | Residential | Behind the Meter | No | Net Metered Residential | Venture Home Solar, LLC |  | JCP&L | Accepted | 2023-11-21 | 2023-12-22 | 2024-12-22 | Inverters | Enphase | IQ7X-96-2-US (240V) | 290 |  | 12 |  |  | 0.976 |  | Outdoor | Roof
NJADRE1555127075 | Administratively Determined Incentive Program | PATERSON | 7522 | 6 | 9.32 | Residential | Behind the Meter | No | Net Metered Residential | Trinity Solar |  | PSE&G | Accepted | 2023-11-21 | 2023-12-22 | 2024-12-22 | Inverters | Solar edge | SE7600H-Us | 8 |  | 1 |  |  | 0.97 |  | Outdoor
NJADRE1555127075 | Administratively Determined Incentive Program | PATERSON | 7522 | 6 | 9.32 | Residential | Behind the Meter | No | Net Metered Residential | Trinity Solar |  | PSE&G | Accepted | 2023-11-21 | 2023-12-22 | 2024-12-22 | Solar Panels | Hanwha | HANWHA 405 (Q.PEAK DUO BLK ML-G10+ 405) |  | 0.405 | 6 | 229 | 40 |  | Fixed | Roof
NJADRE1555127075 | Administratively Determined Incentive Program | PATERSON | 7522 | 6 | 9.32 | Residential | Behind the Meter | No | Net Metered Residential | Trinity Solar |  | PSE&G | Accepted | 2023-11-21 | 2023-12-22 | 2024-12-22 | Solar Panels | HANWHA | HANWHA 405 (Q.PEAK DUO BLK ML-G10+ 405) |  | 0.405 | 10 | 49 | 40 |  | Fixed | Roof
NJADRE1555127075 | Administratively Determined Incentive Program | PATERSON | 7522 | 6 | 9.32 | Residential | Behind the Meter | No | Net Metered Residential | Trinity Solar |  | PSE&G | Accepted | 2023-11-21 | 2023-12-22 | 2024-12-22 | Solar Panels | HANWHA | HANWHA 405 (Q.PEAK DUO BLK ML-G10+ 405) |  | 0.405 | 4 | 229 | 19 |  | Fixed | Roof
NJADRE1555127075 | Administratively Determined Incentive Program | PATERSON | 7522 | 6 | 9.32 | Residential | Behind the Meter | No | Net Metered Residential | Trinity Solar |  | PSE&G | Accepted | 2023-11-21 | 2023-12-22 | 2024-12-22 | Solar Panels | HANWHA | HANWHA 405 (Q.PEAK DUO BLK ML-G10+ 405) |  | 0.405 | 3 | 49 | 40 |  | Fixed | Roof
NJADRE1555127079 | Administratively Determined Incentive Program | BAYONNE | 7002 | 8 | 11.34 | Residential | Behind the Meter | No | Net Metered Residential | EMT Renewables |  | PSE&G | Accepted | 2023-11-21 | 2023-12-22 | 2024-12-22 | Inverters | ENPHASE | IQ8+ | 290 |  | 28 |  |  | 0.98 |  | Other | UNDER EACH PANEL
NJADRE1555127079 | Administratively Determined Incentive Program | BAYONNE | 7002 | 8 | 11.34 | Residential | Behind the Meter | No | Net Metered Residential | EMT Renewables |  | PSE&G | Accepted | 2023-11-21 | 2023-12-22 | 2024-12-22 | Solar Panels | Q CELLS | Q PEAK DUO BLK |  | 0.405 | 16 | 123 | 19 |  | Fixed | Roof
NJADRE1555127079 | Administratively Determined Incentive Program | BAYONNE | 7002 | 8 | 11.34 | Residential | Behind the Meter | No | Net Metered Residential | EMT Renewables |  | PSE&G | Accepted | 2023-11-21 | 2023-12-22 | 2024-12-22 | Solar Panels | Q CELLS | Q PEAK DUO BLK |  | 0.405 | 12 | 303 | 19 |  | Fixed | Roof
NJADRE1555127096 | Administratively Determined Incentive Program | BELMAR | 7719 | 17 | 9.13 | Residential | Behind the Meter | No | Net Metered Residential | Power Home Remodeling |  | JCP&L | Accepted | 2023-11-21 | 2023-12-26 | 2024-12-26 | Inverters | SolarEdge | SE6000H-US | 6000 |  | 1 |  |  | 0.99 |  | Outdoor
NJADRE1555127096 | Administratively Determined Incentive Program | BELMAR | 7719 | 17 | 9.13 | Residential | Behind the Meter | No | Net Metered Residential | Power Home Remodeling |  | JCP&L | Accepted | 2023-11-21 | 2023-12-26 | 2024-12-26 | Meters | SolarEdge | Revenue Grade Data Ansi C12.20 |  |  | 1 |  |  |  | Yes | Outdoor
NJADRE1555127096 | Administratively Determined Incentive Program | BELMAR | 7719 | 17 | 9.13 | Residential | Behind the Meter | No | Net Metered Residential | Power Home Remodeling |  | JCP&L | Accepted | 2023-11-21 | 2023-12-26 | 2024-12-26 | Solar Panels | QCell | Q.PEAK DUO BLK-G10+ |  | 0.365 | 11 | 105 | 25 |  | Fixed | Roof
NJADRE1555127096 | Administratively Determined Incentive Program | BELMAR | 7719 | 17 | 9.13 | Residential | Behind the Meter | No | Net Metered Residential | Power Home Remodeling |  | JCP&L | Accepted | 2023-11-21 | 2023-12-26 | 2024-12-26 | Solar Panels | QCell | Q.PEAK DUO BLK-G10+ |  | 0.365 | 14 | 285 | 25 |  | Fixed | Roof
NJADRE1555127106 | Administratively Determined Incentive Program | PLAINSBORO TOWNSHIP | 8536 | 11 | 8.1 | Residential | Behind the Meter | No | Net Metered Residential | Tesla Energy Operations Inc |  | PSE&G | Accepted | 2023-11-21 | 2023-12-22 | 2024-12-22 | Electric Storage Battery | Tesla | Powerwall 3 |  |  | 1 |  |  |  | Lithium Ion |  | Outside
NJADRE1555127106 | Administratively Determined Incentive Program | PLAINSBORO TOWNSHIP | 8536 | 11 | 8.1 | Residential | Behind the Meter | No | Net Metered Residential | Tesla Energy Operations Inc |  | PSE&G | Accepted | 2023-11-21 | 2023-12-22 | 2024-12-22 | Inverters | Tesla | 1707000-20-G | 11500 |  | 1 |  |  | 0.98 |  | Outside
NJADRE1555127106 | Administratively Determined Incentive Program | PLAINSBORO TOWNSHIP | 8536 | 11 | 8.1 | Residential | Behind the Meter | No | Net Metered Residential | Tesla Energy Operations Inc |  | PSE&G | Accepted | 2023-11-21 | 2023-12-22 | 2024-12-22 | Solar Panels | Hanwha | Â # Q.PEAK DUO BLK ML-G10+/TS 405 |  | 0.405 | 15 | 194 | 40 |  | Single Axis | Roof
NJADRE1555127106 | Administratively Determined Incentive Program | PLAINSBORO TOWNSHIP | 8536 | 11 | 8.1 | Residential | Behind the Meter | No | Net Metered Residential | Tesla Energy Operations Inc |  | PSE&G | Accepted | 2023-11-21 | 2023-12-22 | 2024-12-22 | Solar Panels | Hanwha | Â # Q.PEAK DUO BLK ML-G10+/TS 405 |  | 0.405 | 5 | 194 | 45 |  | Fixed | Roof
NJADRE1555127112 | Administratively Determined Incentive Program | RAHWAY | 7065 | 10 | 9.32 | Residential | Behind the Meter | Yes | Net Metered Residential | Pro Custom Solar dba Momentum Solar |  | PSE&G | Accepted | 2023-11-21 | 2023-12-22 | 2024-12-22 | Solar Panels | Â Q. PEAK DUO BLK-G10+405 | hawnha |  | 0.405 | 13 | 85 | 28 |  | Fixed | Roof
NJADRE1555127112 | Administratively Determined Incentive Program | RAHWAY | 7065 | 10 | 9.32 | Residential | Behind the Meter | Yes | Net Metered Residential | Pro Custom Solar dba Momentum Solar |  | PSE&G | Accepted | 2023-11-21 | 2023-12-22 | 2024-12-22 | Solar Panels | Â Q. PEAK DUO BLK-G10+405 | hanwha |  | 0.405 | 10 | 265 | 28 |  | Fixed | Roof
NJADRE1555127112 | Administratively Determined Incentive Program | RAHWAY | 7065 | 10 | 9.32 | Residential | Behind the Meter | Yes | Net Metered Residential | Pro Custom Solar dba Momentum Solar |  | PSE&G | Accepted | 2023-11-21 | 2023-12-22 | 2024-12-22 | Inverters | IQ8PLUS-72-2-US | enphase | 290 |  | 23 |  |  | 0.97 |  | Outdoor
NJADRE1555127127 | Administratively Determined Incentive Program | MONTCLAIR | 7042 | 9 | 5.74 | Residential | Behind the Meter | No | Net Metered Residential | Infinity Solar Systems |  | PSE&G | Accepted | 2023-11-21 | 2023-12-22 | 2024-12-22 | Inverters | Enphase | IQ8PLUS-72-2-US | 290 |  | 14 |  |  | 0.97 |  | Outdoor
NJADRE1555127127 | Administratively Determined Incentive Program | MONTCLAIR | 7042 | 9 | 5.74 | Residential | Behind the Meter | No | Net Metered Residential | Infinity Solar Systems |  | PSE&G | Accepted | 2023-11-21 | 2023-12-22 | 2024-12-22 | Solar Panels | SEG Solar | SEG-410-BMD-HV |  | 0.41 | 6 | 208 | 16 |  | Fixed | Roof
NJADRE1555127127 | Administratively Determined Incentive Program | MONTCLAIR | 7042 | 9 | 5.74 | Residential | Behind the Meter | No | Net Metered Residential | Infinity Solar Systems |  | PSE&G | Accepted | 2023-11-21 | 2023-12-22 | 2024-12-22 | Solar Panels | SEG Solar | SEG-410-BMD-HV |  | 0.41 | 6 | 208 | 35 |  | Fixed | Roof
NJADRE1555127127 | Administratively Determined Incentive Program | MONTCLAIR | 7042 | 9 | 5.74 | Residential | Behind the Meter | No | Net Metered Residential | Infinity Solar Systems |  | PSE&G | Accepted | 2023-11-21 | 2023-12-22 | 2024-12-22 | Solar Panels | SEG Solar | SEG-410-BMD-HV |  | 0.41 | 2 | 208 | 35 |  | Fixed | Roof
NJADRE1555127128 | Administratively Determined Incentive Program | VINELAND | 8361 | 20 | 18.63 | Residential | Behind the Meter | Yes | Net Metered Residential | Trinity Solar |  | Vineland Muni Electric | Accepted | 2023-11-21 | 2023-12-22 | 2024-12-22 | Inverters | Solar Edge | SE7600H-US000BEi4 | 15200 |  | 2 |  |  | 0.97 |  | Outdoor
NJADRE1555127128 | Administratively Determined Incentive Program | VINELAND | 8361 | 20 | 18.63 | Residential | Behind the Meter | Yes | Net Metered Residential | Trinity Solar |  | Vineland Muni Electric | Accepted | 2023-11-21 | 2023-12-22 | 2024-12-22 | Solar Panels | HANWHA | Q.PEAK DUO BLK ML-G10+ 405 |  | 0.405 | 8 | 183 | 23 |  | Fixed | Roof
NJADRE1555127128 | Administratively Determined Incentive Program | VINELAND | 8361 | 20 | 18.63 | Residential | Behind the Meter | Yes | Net Metered Residential | Trinity Solar |  | Vineland Muni Electric | Accepted | 2023-11-21 | 2023-12-22 | 2024-12-22 | Solar Panels | HANWHA | Q.PEAK DUO BLK ML-G10+ 405 |  | 0.405 | 20 | 3 | 18 |  | Fixed | Roof
NJADRE1555127128 | Administratively Determined Incentive Program | VINELAND | 8361 | 20 | 18.63 | Residential | Behind the Meter | Yes | Net Metered Residential | Trinity Solar |  | Vineland Muni Electric | Accepted | 2023-11-21 | 2023-12-22 | 2024-12-22 | Solar Panels | HANWHA | Q.PEAK DUO BLK ML-G10+ 405 |  | 0.405 | 8 | 3 | 23 |  | Fixed | Roof
NJADRE1555127128 | Administratively Determined Incentive Program | VINELAND | 8361 | 20 | 18.63 | Residential | Behind the Meter | Yes | Net Metered Residential | Trinity Solar |  | Vineland Muni Electric | Accepted | 2023-11-21 | 2023-12-22 | 2024-12-22 | Solar Panels | HANWHA | Q.PEAK DUO BLK ML-G10+ 405 |  | 0.405 | 2 | 273 | 23 |  | Fixed | Roof
NJADRE1555127128 | Administratively Determined Incentive Program | VINELAND | 8361 | 20 | 18.63 | Residential | Behind the Meter | Yes | Net Metered Residential | Trinity Solar |  | Vineland Muni Electric | Accepted | 2023-11-21 | 2023-12-22 | 2024-12-22 | Solar Panels | HANWHA | Q.PEAK DUO BLK ML-G10+ 405 |  | 0.405 | 8 | 273 | 18 |  | Fixed | Roof
NJADRE1555127142 | Administratively Determined Incentive Program | MORRIS PLAINS | 7950 | 3 | 13.37 | Residential | Behind the Meter | Yes | Net Metered Residential | EMT Renewables |  | JCP&L | Accepted | 2023-11-21 | 2023-12-22 | 2024-12-22 | Inverters | ENPHASE | IQ8+ | 290 |  | 33 |  |  | 0.98 |  | Other | UNDER EACH PANEL
NJADRE1555127142 | Administratively Determined Incentive Program | MORRIS PLAINS | 7950 | 3 | 13.37 | Residential | Behind the Meter | Yes | Net Metered Residential | EMT Renewables |  | JCP&L | Accepted | 2023-11-21 | 2023-12-22 | 2024-12-22 | Solar Panels | Q CELLS | Q PEAK DUO BLK |  | 0.405 | 8 | 183 | 19 |  | Fixed | Roof
NJADRE1555127142 | Administratively Determined Incentive Program | MORRIS PLAINS | 7950 | 3 | 13.37 | Residential | Behind the Meter | Yes | Net Metered Residential | EMT Renewables |  | JCP&L | Accepted | 2023-11-21 | 2023-12-22 | 2024-12-22 | Solar Panels | Q CELLS | Q PEAK DUO BLK |  | 0.405 | 11 | 3 | 19 |  | Fixed | Roof
NJADRE1555127142 | Administratively Determined Incentive Program | MORRIS PLAINS | 7950 | 3 | 13.37 | Residential | Behind the Meter | Yes | Net Metered Residential | EMT Renewables |  | JCP&L | Accepted | 2023-11-21 | 2023-12-22 | 2024-12-22 | Solar Panels | Q CELLS | Q PEAK DUO BLK |  | 0.405 | 6 | 272 | 32 |  | Fixed | Roof
NJADRE1555127142 | Administratively Determined Incentive Program | MORRIS PLAINS | 7950 | 3 | 13.37 | Residential | Behind the Meter | Yes | Net Metered Residential | EMT Renewables |  | JCP&L | Accepted | 2023-11-21 | 2023-12-22 | 2024-12-22 | Solar Panels | Q CELLS | Q PEAK DUO BLK |  | 0.405 | 8 | 183 | 13 |  | Fixed | Roof
NJADRE1555127165 | Administratively Determined Incentive Program | NORTHFIELD | 8225 | 19 | 9.32 | Residential | Behind the Meter | Yes | Net Metered Residential | Sunrun Installation Services, Inc. |  | AC Electric | Accepted | 2023-11-21 | 2023-12-22 | 2024-12-22 | Inverters | SOLAREDGE TECHNOLOGIES | SE7600H-USSN | 7600 |  | 1 |  |  | 0.99 |  | Outdoor | NEXT TO METER
NJADRE1555127165 | Administratively Determined Incentive Program | NORTHFIELD | 8225 | 19 | 9.32 | Residential | Behind the Meter | Yes | Net Metered Residential | Sunrun Installation Services, Inc. |  | AC Electric | Accepted | 2023-11-21 | 2023-12-22 | 2024-12-22 | Solar Panels | Hanwha Q Cells | Q.PEAK DUO BLK ML-G10+ 405 |  | 0.405 | 9 | 298 | 31 |  | Fixed | Roof
NJADRE1555127165 | Administratively Determined Incentive Program | NORTHFIELD | 8225 | 19 | 9.32 | Residential | Behind the Meter | Yes | Net Metered Residential | Sunrun Installation Services, Inc. |  | AC Electric | Accepted | 2023-11-21 | 2023-12-22 | 2024-12-22 | Solar Panels | Hanwha Q Cells | Q.PEAK DUO BLK ML-G10+ 405 |  | 0.405 | 6 | 118 | 30 |  | Fixed | Roof
NJADRE1555127165 | Administratively Determined Incentive Program | NORTHFIELD | 8225 | 19 | 9.32 | Residential | Behind the Meter | Yes | Net Metered Residential | Sunrun Installation Services, Inc. |  | AC Electric | Accepted | 2023-11-21 | 2023-12-22 | 2024-12-22 | Solar Panels | Hanwha Q Cells | Q.PEAK DUO BLK ML-G10+ 405 |  | 0.405 | 4 | 298 | 31 |  | Fixed | Roof
NJADRE1555127165 | Administratively Determined Incentive Program | NORTHFIELD | 8225 | 19 | 9.32 | Residential | Behind the Meter | Yes | Net Metered Residential | Sunrun Installation Services, Inc. |  | AC Electric | Accepted | 2023-11-21 | 2023-12-22 | 2024-12-22 | Solar Panels | Hanwha Q Cells | Q.PEAK DUO BLK ML-G10+ 405 |  | 0.405 | 4 | 118 | 15 |  | Fixed | Roof
NJADRE1555127195 | Administratively Determined Incentive Program | LAKE HIAWATHA | 7034 | 3 | 4.86 | Residential | Behind the Meter | Yes | Net Metered Residential | EMT Renewables |  | JCP&L | Accepted | 2023-11-21 | 2023-12-22 | 2024-12-22 | Inverters | ENPHASE | IQ8+ | 290 |  | 12 |  |  | 0.98 |  | Other | UNDER EACH PANEL
NJADRE1555127195 | Administratively Determined Incentive Program | LAKE HIAWATHA | 7034 | 3 | 4.86 | Residential | Behind the Meter | Yes | Net Metered Residential | EMT Renewables |  | JCP&L | Accepted | 2023-11-21 | 2023-12-22 | 2024-12-22 | Solar Panels | Q CELLS | Q PEAK DUO BLK |  | 0.405 | 3 | 90 | 18 |  | Fixed | Roof
NJADRE1555127195 | Administratively Determined Incentive Program | LAKE HIAWATHA | 7034 | 3 | 4.86 | Residential | Behind the Meter | Yes | Net Metered Residential | EMT Renewables |  | JCP&L | Accepted | 2023-11-21 | 2023-12-22 | 2024-12-22 | Solar Panels | Q CELLS | Q PEAK DUO BLK |  | 0.405 | 4 | 270 | 24 |  | Fixed | Roof
NJADRE1555127195 | Administratively Determined Incentive Program | LAKE HIAWATHA | 7034 | 3 | 4.86 | Residential | Behind the Meter | Yes | Net Metered Residential | EMT Renewables |  | JCP&L | Accepted | 2023-11-21 | 2023-12-22 | 2024-12-22 | Solar Panels | Q CELLS | Q PEAK DUO BLK |  | 0.405 | 5 | 270 | 1 |  | Fixed | Roof
NJADRE1555127216 | Administratively Determined Incentive Program | HADDON TOWNSHIP | 8108 | 14 | 5.67 | Residential | Behind the Meter | No | Net Metered Residential | Tesla Energy Operations Inc |  | PSE&G | Accepted | 2023-11-21 | 2023-12-22 | 2024-12-22 | Inverters | Â # Q.PEAK DUO BLK ML-G10+/TS 405 | 0.405 | 7600 |  | 2 |  |  | 0.98 |  | Outside
NJADRE1555127216 | Administratively Determined Incentive Program | HADDON TOWNSHIP | 8108 | 14 | 5.67 | Residential | Behind the Meter | No | Net Metered Residential | Tesla Energy Operations Inc |  | PSE&G | Accepted | 2023-11-21 | 2023-12-22 | 2024-12-22 | Solar Panels | Hanwha | Â # Q.PEAK DUO BLK ML-G10+/TS 405 |  | 0.405 | 6 | 179 | 23 |  | Fixed | Roof
NJADRE1555127216 | Administratively Determined Incentive Program | HADDON TOWNSHIP | 8108 | 14 | 5.67 | Residential | Behind the Meter | No | Net Metered Residential | Tesla Energy Operations Inc |  | PSE&G | Accepted | 2023-11-21 | 2023-12-22 | 2024-12-22 | Solar Panels | Hanwha | Â # Q.PEAK DUO BLK ML-G10+/TS 405 |  | 0.405 | 8 | 179 | 23 |  | Fixed | Roof
NJADRE1555127216 | Administratively Determined Incentive Program | HADDON TOWNSHIP | 8108 | 14 | 5.67 | Residential | Behind the Meter | No | Net Metered Residential | Tesla Energy Operations Inc |  | PSE&G | Accepted | 2023-11-21 | 2023-12-22 | 2024-12-22 | Electric Storage Battery | Tesla | AC Powerwall 2.0 |  |  | 1 |  |  |  | Lithium Ion |  | Outside
NJADRE1555127356 | Administratively Determined Incentive Program | Roxbury Township | 7876 | 3 | 5.46 | Residential | Behind the Meter | No | Net Metered Residential | Venture Home Solar, LLC |  | JCP&L | Accepted | 2023-11-21 | 2023-12-26 | 2024-12-26 | Inverters | EnPhase | IQ7X-96-2-US (240V) | 290 |  | 13 |  |  | 0.976 |  | Outdoor | Roof
NJADRE1555127356 | Administratively Determined Incentive Program | Roxbury Township | 7876 | 3 | 5.46 | Residential | Behind the Meter | No | Net Metered Residential | Venture Home Solar, LLC |  | JCP&L | Accepted | 2023-11-21 | 2023-12-26 | 2024-12-26 | Solar Panels | REC | REC420AA Pure-R |  | 0.42 | 7 | 211 | 37 |  | Fixed | Roof
NJADRE1555127356 | Administratively Determined Incentive Program | Roxbury Township | 7876 | 3 | 5.46 | Residential | Behind the Meter | No | Net Metered Residential | Venture Home Solar, LLC |  | JCP&L | Accepted | 2023-11-21 | 2023-12-26 | 2024-12-26 | Solar Panels | REC | REC420AA Pure-R |  | 0.42 | 6 | 31 | 15 |  | Fixed | Roof
NJADRE1555127408 | Administratively Determined Incentive Program | MONTGOMERY TWP | 8502 | 5 | 17.01 | Residential | Behind the Meter | No | Net Metered Residential | Tesla Energy Operations Inc |  | PSE&G | Accepted | 2023-11-21 | 2023-12-22 | 2024-12-22 | Inverters | #1850000-00-C | Tesla | 7600 |  | 2 |  |  | 0.98 |  | Outside
NJADRE1555127408 | Administratively Determined Incentive Program | MONTGOMERY TWP | 8502 | 5 | 17.01 | Residential | Behind the Meter | No | Net Metered Residential | Tesla Energy Operations Inc |  | PSE&G | Accepted | 2023-11-21 | 2023-12-22 | 2024-12-22 | Electric Storage Battery | Tesla | AC Powerwall 2.0 |  |  | 2 |  |  |  | Lithium Ion |  | Outside
NJADRE1555127408 | Administratively Determined Incentive Program | MONTGOMERY TWP | 8502 | 5 | 17.01 | Residential | Behind the Meter | No | Net Metered Residential | Tesla Energy Operations Inc |  | PSE&G | Accepted | 2023-11-21 | 2023-12-22 | 2024-12-22 | Solar Panels | Hanwha | Â # Q.PEAK DUO BLK ML-G10+/TS 405 |  | 0.405 | 14 | 172 | 40 |  | Fixed | Roof
NJADRE1555127408 | Administratively Determined Incentive Program | MONTGOMERY TWP | 8502 | 5 | 17.01 | Residential | Behind the Meter | No | Net Metered Residential | Tesla Energy Operations Inc |  | PSE&G | Accepted | 2023-11-21 | 2023-12-22 | 2024-12-22 | Solar Panels | Hanwha | Â # Q.PEAK DUO BLK ML-G10+/TS 405 |  | 0.405 | 6 | 352 | 40 |  | Fixed | Roof
NJADRE1555127408 | Administratively Determined Incentive Program | MONTGOMERY TWP | 8502 | 5 | 17.01 | Residential | Behind the Meter | No | Net Metered Residential | Tesla Energy Operations Inc |  | PSE&G | Accepted | 2023-11-21 | 2023-12-22 | 2024-12-22 | Solar Panels | Hanwha | Â # Q.PEAK DUO BLK ML-G10+/TS 405 |  | 0.405 | 2 | 353 | 40 |  | Fixed | Roof
NJADRE1555127408 | Administratively Determined Incentive Program | MONTGOMERY TWP | 8502 | 5 | 17.01 | Residential | Behind the Meter | No | Net Metered Residential | Tesla Energy Operations Inc |  | PSE&G | Accepted | 2023-11-21 | 2023-12-22 | 2024-12-22 | Solar Panels | Hanwha | Â # Q.PEAK DUO BLK ML-G10+/TS 405 |  | 0.405 | 15 | 173 | 40 |  | Fixed | Roof
NJADRE1555127408 | Administratively Determined Incentive Program | MONTGOMERY TWP | 8502 | 5 | 17.01 | Residential | Behind the Meter | No | Net Metered Residential | Tesla Energy Operations Inc |  | PSE&G | Accepted | 2023-11-21 | 2023-12-22 | 2024-12-22 | Solar Panels | Hanwha | Â # Q.PEAK DUO BLK ML-G10+/TS 405 |  | 0.405 | 2 | 262 | 40 |  | Fixed | Roof
NJADRE1555127408 | Administratively Determined Incentive Program | MONTGOMERY TWP | 8502 | 5 | 17.01 | Residential | Behind the Meter | No | Net Metered Residential | Tesla Energy Operations Inc |  | PSE&G | Accepted | 2023-11-21 | 2023-12-22 | 2024-12-22 | Solar Panels | Hanwha | Â # Q.PEAK DUO BLK ML-G10+/TS 405 |  | 0.405 | 3 | 82 | 40 |  | Fixed | Roof
NJADRE1555127411 | Administratively Determined Incentive Program | BLACKWOOD | 8012 | 14 | 8.91 | Residential | Behind the Meter | Yes | Net Metered Residential | Trinity Solar |  | AC Electric | Accepted | 2023-11-21 | 2023-12-22 | 2024-12-22 | Inverters | Solar Edge | SE7600H-US | 7600 |  | 1 |  |  | 0.97 |  | Outside
NJADRE1555127411 | Administratively Determined Incentive Program | BLACKWOOD | 8012 | 14 | 8.91 | Residential | Behind the Meter | Yes | Net Metered Residential | Trinity Solar |  | AC Electric | Accepted | 2023-11-21 | 2023-12-22 | 2024-12-22 | Solar Panels | Hanwha | Q.PEAK DUO BLK ML-G10+405 |  | 0.405 | 10 | 112 | 30 |  | Fixed | Roof
NJADRE1555127411 | Administratively Determined Incentive Program | BLACKWOOD | 8012 | 14 | 8.91 | Residential | Behind the Meter | Yes | Net Metered Residential | Trinity Solar |  | AC Electric | Accepted | 2023-11-21 | 2023-12-22 | 2024-12-22 | Solar Panels | Hanwha | Q.PEAK DUO BLK ML-G10+405 |  | 0.405 | 10 | 112 | 30 |  | Fixed | Roof
NJADRE1555127411 | Administratively Determined Incentive Program | BLACKWOOD | 8012 | 14 | 8.91 | Residential | Behind the Meter | Yes | Net Metered Residential | Trinity Solar |  | AC Electric | Accepted | 2023-11-21 | 2023-12-22 | 2024-12-22 | Solar Panels | Hanwha | Q.PEAK DUO BLK ML-G10+405 |  | 0.405 | 2 | 202 | 43 |  | Fixed | Roof
NJADRE1555127418 | Administratively Determined Incentive Program | OLD BRIDGE | 8857 | 11 | 12.15 | Residential | Behind the Meter | Yes | Net Metered Residential | Sunny Mac LLC |  | JCP&L | Accepted | 2023-11-21 | 2023-12-22 | 2024-12-22 | Solar Panels | Q.PEAK DUO BLK ML-G10+ 405 | HANWHA |  | 0.405 | 22 | 92 | 24 |  | Fixed | Roof
NJADRE1555127418 | Administratively Determined Incentive Program | OLD BRIDGE | 8857 | 11 | 12.15 | Residential | Behind the Meter | Yes | Net Metered Residential | Sunny Mac LLC |  | JCP&L | Accepted | 2023-11-21 | 2023-12-22 | 2024-12-22 | Solar Panels | Q.PEAK DUO BLK ML-G10+ 405 | HANWHA |  | 0.405 | 8 | 92 | 24 |  | Fixed | Roof
NJADRE1555127418 | Administratively Determined Incentive Program | OLD BRIDGE | 8857 | 11 | 12.15 | Residential | Behind the Meter | Yes | Net Metered Residential | Sunny Mac LLC |  | JCP&L | Accepted | 2023-11-21 | 2023-12-22 | 2024-12-22 | Inverters | SE10000H-US | SOLAREDGE | 10000 |  | 1 |  |  | 0.1 |  | Outdoor | next to meter
NJADRE1555127418 | Administratively Determined Incentive Program | OLD BRIDGE | 8857 | 11 | 12.15 | Residential | Behind the Meter | Yes | Net Metered Residential | Sunny Mac LLC |  | JCP&L | Accepted | 2023-11-21 | 2023-12-22 | 2024-12-22 | Meters | SE-RGMTR-1D-240C-B | Solaredge |  |  | 1 |  |  |  | Yes | Outdoor
NJADRE1555127423 | Administratively Determined Incentive Program | MARGATE CITY | 8402 | 19 | 4.05 | Residential | Behind the Meter | Yes | Net Metered Residential | EMT Renewables |  | AC Electric | Accepted | 2023-11-21 | 2023-12-22 | 2024-12-22 | Inverters | ENPHASE | IQ8+ | 290 |  | 10 |  |  | 0.98 |  | Other | UNDER EACH PANEL
NJADRE1555127423 | Administratively Determined Incentive Program | MARGATE CITY | 8402 | 19 | 4.05 | Residential | Behind the Meter | Yes | Net Metered Residential | EMT Renewables |  | AC Electric | Accepted | 2023-11-21 | 2023-12-22 | 2024-12-22 | Solar Panels | Q CELLS | Q PEAK DUO BLK |  | 0.405 | 10 | 143 | 32 |  | Fixed | Roof
NJADRE1555127430 | Administratively Determined Incentive Program | CHERRY HILL | 8002 | 14 | 23.73 | Residential | Behind the Meter | No | Net Metered Residential | Solar Energy World |  | PSE&G | Accepted | 2023-11-21 | 2023-12-29 | 2024-12-29 | Inverters | Enphase Energy | IQ8PLUS-72-2-US | 290 |  | 65 |  |  | 0.97 |  | Outdoor
NJADRE1555127430 | Administratively Determined Incentive Program | CHERRY HILL | 8002 | 14 | 23.73 | Residential | Behind the Meter | No | Net Metered Residential | Solar Energy World |  | PSE&G | Accepted | 2023-11-21 | 2023-12-29 | 2024-12-29 | Solar Panels | Hanwha | Q.PEAK DUO BLK-G10+ |  | 0.365 | 41 | 130 | 27 |  | Fixed | Roof
NJADRE1555127430 | Administratively Determined Incentive Program | CHERRY HILL | 8002 | 14 | 23.73 | Residential | Behind the Meter | No | Net Metered Residential | Solar Energy World |  | PSE&G | Accepted | 2023-11-21 | 2023-12-29 | 2024-12-29 | Solar Panels | Hanwha | Q.PEAK DUO BLK-G10+ |  | 0.365 | 24 | 221 | 26 |  | Fixed | Roof
NJADRE1555127453 | Administratively Determined Incentive Program | IRVINGTON | 7111 | 9 | 3.24 | Residential | Behind the Meter | Yes | Net Metered Residential | Trinity Solar |  | PSE&G | Accepted | 2023-11-21 | 2023-12-22 | 2024-12-22 | Inverters | Solar Edge | SE3000H-US | 3 |  | 1 |  |  | 0.97 |  | Outdoor
NJADRE1555127453 | Administratively Determined Incentive Program | IRVINGTON | 7111 | 9 | 3.24 | Residential | Behind the Meter | Yes | Net Metered Residential | Trinity Solar |  | PSE&G | Accepted | 2023-11-21 | 2023-12-22 | 2024-12-22 | Solar Panels | Solar Edge | SE3000H-US |  | 0.405 | 8 | 291 | 23 |  | Fixed | Roof
NJADRE1555127486 | Administratively Determined Incentive Program | PERTH AMBOY CITY | 8861 | 11 | 7.7 | Residential | Behind the Meter | Yes | Net Metered Residential | EMT Renewables |  | PSE&G | Accepted | 2023-11-21 | 2023-12-22 | 2024-12-22 | Inverters | ENPHASE | IQ8+ | 290 |  | 19 |  |  | 0.98 |  | Other | UNDER EACH PANEL
NJADRE1555127486 | Administratively Determined Incentive Program | PERTH AMBOY CITY | 8861 | 11 | 7.7 | Residential | Behind the Meter | Yes | Net Metered Residential | EMT Renewables |  | PSE&G | Accepted | 2023-11-21 | 2023-12-22 | 2024-12-22 | Solar Panels | Q CELLS | Q PEAK DUO BLK |  | 0.405 | 10 | 211 | 8 |  | Fixed | Roof
NJADRE1555127486 | Administratively Determined Incentive Program | PERTH AMBOY CITY | 8861 | 11 | 7.7 | Residential | Behind the Meter | Yes | Net Metered Residential | EMT Renewables |  | PSE&G | Accepted | 2023-11-21 | 2023-12-22 | 2024-12-22 | Solar Panels | Q CELLS | Q PEAK DUO BLK |  | 0.405 | 9 | 31 | 8 |  | Fixed | Roof
NJADRE1555127576 | Administratively Determined Incentive Program | PISCATAWAY | 8854 | 11 | 11.48 | Residential | Behind the Meter | Yes | Net Metered Residential | Infinity Solar Systems |  | PSE&G | Accepted | 2023-11-21 | 2023-12-22 | 2024-12-22 | Inverters | Enphase | IQ8PLUS-72-2-US | 290 |  | 28 |  |  | 0.97 |  | Outdoor
NJADRE1555127576 | Administratively Determined Incentive Program | PISCATAWAY | 8854 | 11 | 11.48 | Residential | Behind the Meter | Yes | Net Metered Residential | Infinity Solar Systems |  | PSE&G | Accepted | 2023-11-21 | 2023-12-22 | 2024-12-22 | Solar Panels | SEG Solar | SEG-410-BMD-HV |  | 0.41 | 28 | 233 | 20 |  | Fixed | Roof
NJADRE1555127714 | Administratively Determined Incentive Program | TEANECK | 7666 | 7 | 6.08 | Residential | Behind the Meter | Yes | Net Metered Residential | Trinity Solar |  | PSE&G | Accepted | 2023-11-21 | 2023-12-22 | 2024-12-22 | Inverters | Solar Edge | SE5000H-US | 5000 |  | 1 |  |  | 0.96 |  | Outdoor
NJADRE1555127714 | Administratively Determined Incentive Program | TEANECK | 7666 | 7 | 6.08 | Residential | Behind the Meter | Yes | Net Metered Residential | Trinity Solar |  | PSE&G | Accepted | 2023-11-21 | 2023-12-22 | 2024-12-22 | Solar Panels | HANWHA 405 | (Q.PEAK DUO BLK ML-G10+ 405) |  | 0.405 | 11 | 116 | 34 |  | Fixed | Roof
NJADRE1555127714 | Administratively Determined Incentive Program | TEANECK | 7666 | 7 | 6.08 | Residential | Behind the Meter | Yes | Net Metered Residential | Trinity Solar |  | PSE&G | Accepted | 2023-11-21 | 2023-12-22 | 2024-12-22 | Solar Panels | HANWHA 405 | (Q.PEAK DUO BLK ML-G10+ 405) |  | 0.405 | 2 | 296 | 34 |  | Fixed | Roof
NJADRE1555127714 | Administratively Determined Incentive Program | TEANECK | 7666 | 7 | 6.08 | Residential | Behind the Meter | Yes | Net Metered Residential | Trinity Solar |  | PSE&G | Accepted | 2023-11-21 | 2023-12-22 | 2024-12-22 | Solar Panels | HANWHA 405 | (Q.PEAK DUO BLK ML-G10+ 405) |  | 0.405 | 2 | 116 | 34 |  | Fixed | Roof
NJADRE1555127913 | Administratively Determined Incentive Program | MAHWAH | 7430 | 7 | 24.3 | Residential | Behind the Meter | No | Net Metered Residential | Tesla Energy Operations Inc |  | Orange Rockland Electric | Accepted | 2023-11-21 | 2023-12-22 | 2024-12-22 | Inverters | Tesla | # 1707000-20-G | 12 |  | 3 |  |  | 0.98 |  | Outside
NJADRE1555127913 | Administratively Determined Incentive Program | MAHWAH | 7430 | 7 | 24.3 | Residential | Behind the Meter | No | Net Metered Residential | Tesla Energy Operations Inc |  | Orange Rockland Electric | Accepted | 2023-11-21 | 2023-12-22 | 2024-12-22 | Electric Storage Battery | Tesla | Powerwall 3.0 |  |  | 3 |  |  |  | Lithium Ion |  | Outside
NJADRE1555127913 | Administratively Determined Incentive Program | MAHWAH | 7430 | 7 | 24.3 | Residential | Behind the Meter | No | Net Metered Residential | Tesla Energy Operations Inc |  | Orange Rockland Electric | Accepted | 2023-11-21 | 2023-12-22 | 2024-12-22 | Solar Panels | Hanwha | Â # Q.PEAK DUO BLK ML-G10+/TS 405 |  | 0.405 | 22 | 97 | 30 |  | Fixed | Roof
NJADRE1555127913 | Administratively Determined Incentive Program | MAHWAH | 7430 | 7 | 24.3 | Residential | Behind the Meter | No | Net Metered Residential | Tesla Energy Operations Inc |  | Orange Rockland Electric | Accepted | 2023-11-21 | 2023-12-22 | 2024-12-22 | Solar Panels | Hanwha | Â # Q.PEAK DUO BLK ML-G10+/TS 405 |  | 0.405 | 6 | 97 | 14 |  | Fixed | Roof
NJADRE1555127913 | Administratively Determined Incentive Program | MAHWAH | 7430 | 7 | 24.3 | Residential | Behind the Meter | No | Net Metered Residential | Tesla Energy Operations Inc |  | Orange Rockland Electric | Accepted | 2023-11-21 | 2023-12-22 | 2024-12-22 | Solar Panels | Hanwha | Â # Q.PEAK DUO BLK ML-G10+/TS 405 |  | 0.405 | 8 | 187 | 40 |  | Fixed | Roof
NJADRE1555127913 | Administratively Determined Incentive Program | MAHWAH | 7430 | 7 | 24.3 | Residential | Behind the Meter | No | Net Metered Residential | Tesla Energy Operations Inc |  | Orange Rockland Electric | Accepted | 2023-11-21 | 2023-12-22 | 2024-12-22 | Solar Panels | Hanwha | Â # Q.PEAK DUO BLK ML-G10+/TS 405 |  | 0.405 | 10 | 277 | 30 |  | Fixed | Roof
NJADRE1555127913 | Administratively Determined Incentive Program | MAHWAH | 7430 | 7 | 24.3 | Residential | Behind the Meter | No | Net Metered Residential | Tesla Energy Operations Inc |  | Orange Rockland Electric | Accepted | 2023-11-21 | 2023-12-22 | 2024-12-22 | Solar Panels | Hanwha | Â # Q.PEAK DUO BLK ML-G10+/TS 405 |  | 0.405 | 7 | 277 | 30 |  | Fixed | Roof
NJADRE1555127913 | Administratively Determined Incentive Program | MAHWAH | 7430 | 7 | 24.3 | Residential | Behind the Meter | No | Net Metered Residential | Tesla Energy Operations Inc |  | Orange Rockland Electric | Accepted | 2023-11-21 | 2023-12-22 | 2024-12-22 | Solar Panels | Hanwha | Â # Q.PEAK DUO BLK ML-G10+/TS 405 |  | 0.405 | 7 | 187 | 45 |  | Fixed | Roof
NJADRE1555128404 | Administratively Determined Incentive Program | FLORHAM PARK | 7932 | 3 | 10.94 | Residential | Behind the Meter | No | Net Metered Residential | Tesla Energy Operations Inc |  | JCP&L | Accepted | 2023-11-21 | 2023-12-22 | 2024-12-22 | Electric Storage Battery | AC Powerwall 2.0 | Tesla |  |  | 2 |  |  |  | Lithium Ion |  | Outside
NJADRE1555128404 | Administratively Determined Incentive Program | FLORHAM PARK | 7932 | 3 | 10.94 | Residential | Behind the Meter | No | Net Metered Residential | Tesla Energy Operations Inc |  | JCP&L | Accepted | 2023-11-21 | 2023-12-22 | 2024-12-22 | Inverters | Tesla | #1850000-00-C | 7600 |  | 2 |  |  | 0.98 |  | Outside
NJADRE1555128404 | Administratively Determined Incentive Program | FLORHAM PARK | 7932 | 3 | 10.94 | Residential | Behind the Meter | No | Net Metered Residential | Tesla Energy Operations Inc |  | JCP&L | Accepted | 2023-11-21 | 2023-12-22 | 2024-12-22 | Solar Panels | Hanwha | Â # Q.PEAK DUO BLK ML-G10+/TS 405 |  | 0.405 | 4 | 131 | 34 |  | Fixed | Roof
NJADRE1555128404 | Administratively Determined Incentive Program | FLORHAM PARK | 7932 | 3 | 10.94 | Residential | Behind the Meter | No | Net Metered Residential | Tesla Energy Operations Inc |  | JCP&L | Accepted | 2023-11-21 | 2023-12-22 | 2024-12-22 | Solar Panels | Hanwha | Â # Q.PEAK DUO BLK ML-G10+/TS 405 |  | 0.405 | 11 | 311 | 34 |  | Fixed | Roof
NJADRE1555128404 | Administratively Determined Incentive Program | FLORHAM PARK | 7932 | 3 | 10.94 | Residential | Behind the Meter | No | Net Metered Residential | Tesla Energy Operations Inc |  | JCP&L | Accepted | 2023-11-21 | 2023-12-22 | 2024-12-22 | Solar Panels | Hanwha | Â # Q.PEAK DUO BLK ML-G10+/TS 405 |  | 0.405 | 8 | 311 | 10 |  | Fixed | Roof
NJADRE1555128404 | Administratively Determined Incentive Program | FLORHAM PARK | 7932 | 3 | 10.94 | Residential | Behind the Meter | No | Net Metered Residential | Tesla Energy Operations Inc |  | JCP&L | Accepted | 2023-11-21 | 2023-12-22 | 2024-12-22 | Solar Panels | Hanwha | Â # Q.PEAK DUO BLK ML-G10+/TS 405 |  | 0.405 | 4 | 131 | 17 |  | Fixed | Roof
NJADRE1555128415 | Administratively Determined Incentive Program | DELRAN TWP | 8075 | 13 | 4.86 | Residential | Behind the Meter | Yes | Net Metered Residential | EMT Renewables |  | PSE&G | Accepted | 2023-11-21 | 2023-12-22 | 2024-12-22 | Inverters | ENPHASE | IQ8+ | 290 |  | 12 |  |  | 0.98 |  | Other | UNDER EACH PANEL
NJADRE1555128415 | Administratively Determined Incentive Program | DELRAN TWP | 8075 | 13 | 4.86 | Residential | Behind the Meter | Yes | Net Metered Residential | EMT Renewables |  | PSE&G | Accepted | 2023-11-21 | 2023-12-22 | 2024-12-22 | Solar Panels | Q CELLS | Q PEAK DUO BLK |  | 0.405 | 6 | 155 | 18 |  | Fixed | Roof
NJADRE1555128415 | Administratively Determined Incentive Program | DELRAN TWP | 8075 | 13 | 4.86 | Residential | Behind the Meter | Yes | Net Metered Residential | EMT Renewables |  | PSE&G | Accepted | 2023-11-21 | 2023-12-22 | 2024-12-22 | Solar Panels | Q CELLS | Q PEAK DUO BLK |  | 0.405 | 3 | 245 | 18 |  | Fixed | Roof
NJADRE1555128415 | Administratively Determined Incentive Program | DELRAN TWP | 8075 | 13 | 4.86 | Residential | Behind the Meter | Yes | Net Metered Residential | EMT Renewables |  | PSE&G | Accepted | 2023-11-21 | 2023-12-22 | 2024-12-22 | Solar Panels | Q CELLS | Q PEAK DUO BLK |  | 0.405 | 3 | 65 | 18 |  | Fixed | Roof
NJADRE1555128565 | Administratively Determined Incentive Program | BURLINGTON CITY | 8016 | 13 | 8.91 | Residential | Behind the Meter | Yes | Net Metered Residential | Sunrun Installation Services, Inc. |  | PSE&G | Accepted | 2023-11-21 | 2023-12-22 | 2024-12-22 | Inverters | SOLAREDGE TECHNOLOGIES | SE6000H-USSN | 6000 |  | 1 |  |  | 0.99 |  | Outdoor | next to meter
NJADRE1555128565 | Administratively Determined Incentive Program | BURLINGTON CITY | 8016 | 13 | 8.91 | Residential | Behind the Meter | Yes | Net Metered Residential | Sunrun Installation Services, Inc. |  | PSE&G | Accepted | 2023-11-21 | 2023-12-22 | 2024-12-22 | Solar Panels | Hanwha Q Cells | Q.PEAK DUO BLK ML-G10+ 405 |  | 0.405 | 8 | 229 | 23 |  | Fixed | Roof
NJADRE1555128565 | Administratively Determined Incentive Program | BURLINGTON CITY | 8016 | 13 | 8.91 | Residential | Behind the Meter | Yes | Net Metered Residential | Sunrun Installation Services, Inc. |  | PSE&G | Accepted | 2023-11-21 | 2023-12-22 | 2024-12-22 | Solar Panels | Hanwha Q Cells | Q.PEAK DUO BLK ML-G10+ 405 |  | 0.405 | 14 | 49 | 26 |  | Fixed | Roof
NJADRE1555129686 | Administratively Determined Incentive Program | WEEHAWKEN | 7086 | 8 | 3.24 | Residential | Behind the Meter | No | Net Metered Residential | EMT Renewables |  | PSE&G | Accepted | 2023-11-21 | 2023-12-22 | 2024-12-22 | Inverters | ENPHASE | IQ8+ | 290 |  | 8 |  |  | 0.98 |  | Other | UNDER EACH PANEL
NJADRE1555129686 | Administratively Determined Incentive Program | WEEHAWKEN | 7086 | 8 | 3.24 | Residential | Behind the Meter | No | Net Metered Residential | EMT Renewables |  | PSE&G | Accepted | 2023-11-21 | 2023-12-22 | 2024-12-22 | Solar Panels | Q CELLS | Q PEAK DUO BLK |  | 0.405 | 5 | 211 | 41 |  | Fixed | Roof
NJADRE1555129686 | Administratively Determined Incentive Program | WEEHAWKEN | 7086 | 8 | 3.24 | Residential | Behind the Meter | No | Net Metered Residential | EMT Renewables |  | PSE&G | Accepted | 2023-11-21 | 2023-12-22 | 2024-12-22 | Solar Panels | Q CELLS | Q PEAK DUO BLK |  | 0.405 | 3 | 31 | 41 |  | Fixed | Roof
NJADRE1555129800 | Administratively Determined Incentive Program | EAST ORANGE | 7017 | 9 | 5.27 | Residential | Behind the Meter | Yes | Net Metered Residential | Venture Home Solar, LLC |  | PSE&G | Accepted | 2023-11-21 | 2023-12-22 | 2024-12-22 | Inverters | EnPhase | IQ7PLUS-72-2-US (240V) | 295 |  | 13 |  |  | 0.98305 |  | Outside
NJADRE1555129800 | Administratively Determined Incentive Program | EAST ORANGE | 7017 | 9 | 5.27 | Residential | Behind the Meter | Yes | Net Metered Residential | Venture Home Solar, LLC |  | PSE&G | Accepted | 2023-11-21 | 2023-12-22 | 2024-12-22 | Solar Panels | Hanwha | Q.PEAK DUO BLK ML-G10+ 405 |  | 0.405 | 1 | 302 | 45 |  | Fixed | Roof
NJADRE1555129800 | Administratively Determined Incentive Program | EAST ORANGE | 7017 | 9 | 5.27 | Residential | Behind the Meter | Yes | Net Metered Residential | Venture Home Solar, LLC |  | PSE&G | Accepted | 2023-11-21 | 2023-12-22 | 2024-12-22 | Solar Panels | Hanwha | Q.PEAK DUO BLK ML-G10+ 405 |  | 0.405 | 6 | 122 | 45 |  | Fixed | Roof
NJADRE1555129800 | Administratively Determined Incentive Program | EAST ORANGE | 7017 | 9 | 5.27 | Residential | Behind the Meter | Yes | Net Metered Residential | Venture Home Solar, LLC |  | PSE&G | Accepted | 2023-11-21 | 2023-12-22 | 2024-12-22 | Solar Panels | Hanwha | Q.PEAK DUO BLK ML-G10+ 405 |  | 0.405 | 1 | 302 | 45 |  | Fixed | Roof
NJADRE1555129800 | Administratively Determined Incentive Program | EAST ORANGE | 7017 | 9 | 5.27 | Residential | Behind the Meter | Yes | Net Metered Residential | Venture Home Solar, LLC |  | PSE&G | Accepted | 2023-11-21 | 2023-12-22 | 2024-12-22 | Solar Panels | Hanwha | Q.PEAK DUO BLK ML-G10+ 405 |  | 0.405 | 1 | 212 | 45 |  | Fixed | Roof
NJADRE1555129800 | Administratively Determined Incentive Program | EAST ORANGE | 7017 | 9 | 5.27 | Residential | Behind the Meter | Yes | Net Metered Residential | Venture Home Solar, LLC |  | PSE&G | Accepted | 2023-11-21 | 2023-12-22 | 2024-12-22 | Solar Panels | Hanwha | Q.PEAK DUO BLK ML-G10+ 405 |  | 0.405 | 1 | 212 | 45 |  | Fixed | Roof
NJADRE1555129800 | Administratively Determined Incentive Program | EAST ORANGE | 7017 | 9 | 5.27 | Residential | Behind the Meter | Yes | Net Metered Residential | Venture Home Solar, LLC |  | PSE&G | Accepted | 2023-11-21 | 2023-12-22 | 2024-12-22 | Solar Panels | Hanwha | Q.PEAK DUO BLK ML-G10+ 405 |  | 0.405 | 3 | 122 | 45 |  | Fixed | Roof
NJADRE1555131301 | Administratively Determined Incentive Program | WILLIAMSTOWN | 8094 | 15 | 12.56 | Residential | Behind the Meter | Yes | Net Metered Residential | EMT Renewables |  | AC Electric | Accepted | 2023-11-21 | 2023-12-22 | 2024-12-22 | Inverters | ENPHASE | IQ8+ | 290 |  | 31 |  |  | 0.98 |  | Other | UNDER EACH PANEL
NJADRE1555131301 | Administratively Determined Incentive Program | WILLIAMSTOWN | 8094 | 15 | 12.56 | Residential | Behind the Meter | Yes | Net Metered Residential | EMT Renewables |  | AC Electric | Accepted | 2023-11-21 | 2023-12-22 | 2024-12-22 | Solar Panels | Q CELLS | Q PEAK DUO BLK |  | 0.405 | 7 | 164 | 28 |  | Fixed | Roof
NJADRE1555131301 | Administratively Determined Incentive Program | WILLIAMSTOWN | 8094 | 15 | 12.56 | Residential | Behind the Meter | Yes | Net Metered Residential | EMT Renewables |  | AC Electric | Accepted | 2023-11-21 | 2023-12-22 | 2024-12-22 | Solar Panels | Q CELLS | Q PEAK DUO BLK |  | 0.405 | 9 | 164 | 29 |  | Fixed | Roof
NJADRE1555131301 | Administratively Determined Incentive Program | WILLIAMSTOWN | 8094 | 15 | 12.56 | Residential | Behind the Meter | Yes | Net Metered Residential | EMT Renewables |  | AC Electric | Accepted | 2023-11-21 | 2023-12-22 | 2024-12-22 | Solar Panels | Q CELLS | Q PEAK DUO BLK |  | 0.405 | 6 | 344 | 28 |  | Fixed | Roof
NJADRE1555131301 | Administratively Determined Incentive Program | WILLIAMSTOWN | 8094 | 15 | 12.56 | Residential | Behind the Meter | Yes | Net Metered Residential | EMT Renewables |  | AC Electric | Accepted | 2023-11-21 | 2023-12-22 | 2024-12-22 | Solar Panels | Q CELLS | Q PEAK DUO BLK |  | 0.405 | 9 | 344 | 29 |  | Fixed | Roof
NJADRE1555131334 | Administratively Determined Incentive Program | COLTS NECK | 7722 | 17 | 40.91 | Residential | Behind the Meter | No | Net Metered Residential | Sunwise Energy LLC |  | JCP&L | Accepted | 2023-11-21 | 2023-12-27 | 2024-12-27 | Solar Panels | HANWHA Q CELLS | Q.PEAK DUO BLK ML-G10+ |  | 0.405 | 9 | 39 | 12 |  | Fixed | Roof
NJADRE1555131334 | Administratively Determined Incentive Program | COLTS NECK | 7722 | 17 | 40.91 | Residential | Behind the Meter | No | Net Metered Residential | Sunwise Energy LLC |  | JCP&L | Accepted | 2023-11-21 | 2023-12-27 | 2024-12-27 | Solar Panels | HANWHA Q CELLS | Q.PEAK DUO BLK ML-G10+ |  | 0.405 | 22 | 129 | 13 |  | Fixed | Roof
NJADRE1555131334 | Administratively Determined Incentive Program | COLTS NECK | 7722 | 17 | 40.91 | Residential | Behind the Meter | No | Net Metered Residential | Sunwise Energy LLC |  | JCP&L | Accepted | 2023-11-21 | 2023-12-27 | 2024-12-27 | Solar Panels | HANWHA Q CELLS | Q.PEAK DUO BLK ML-G10+ |  | 0.405 | 28 | 126 | 6 |  | Fixed | Roof
NJADRE1555131334 | Administratively Determined Incentive Program | COLTS NECK | 7722 | 17 | 40.91 | Residential | Behind the Meter | No | Net Metered Residential | Sunwise Energy LLC |  | JCP&L | Accepted | 2023-11-21 | 2023-12-27 | 2024-12-27 | Solar Panels | HANWHA Q CELLS | Q.PEAK DUO BLK ML-G10+ |  | 0.405 | 14 | 129 | 6 |  | Fixed | Roof
NJADRE1555131334 | Administratively Determined Incentive Program | COLTS NECK | 7722 | 17 | 40.91 | Residential | Behind the Meter | No | Net Metered Residential | Sunwise Energy LLC |  | JCP&L | Accepted | 2023-11-21 | 2023-12-27 | 2024-12-27 | Solar Panels | HANWHA Q CELLS | Q.PEAK DUO BLK ML-G10+ |  | 0.405 | 28 | 129 | 8 |  | Fixed | Roof
NJADRE1555131334 | Administratively Determined Incentive Program | COLTS NECK | 7722 | 17 | 40.91 | Residential | Behind the Meter | No | Net Metered Residential | Sunwise Energy LLC |  | JCP&L | Accepted | 2023-11-21 | 2023-12-27 | 2024-12-27 | Inverters | ENPHASE ENERGY | IQ8A-72-2-US | 349 |  | 101 |  |  | 0.977 |  | Outside
NJADRE1555131404 | Administratively Determined Incentive Program | MAHWAH | 7430 | 7 | 5.67 | Residential | Behind the Meter | No | Net Metered Residential | EMT Renewables |  | Orange Rockland Electric | Accepted | 2023-11-21 | 2023-12-22 | 2024-12-22 | Inverters | ENPHASE | IQ8+ | 290 |  | 14 |  |  | 0.98 |  | Other | UNDER EACH PANEL
NJADRE1555131404 | Administratively Determined Incentive Program | MAHWAH | 7430 | 7 | 5.67 | Residential | Behind the Meter | No | Net Metered Residential | EMT Renewables |  | Orange Rockland Electric | Accepted | 2023-11-21 | 2023-12-22 | 2024-12-22 | Solar Panels | Q CELLS | Q PEAK DUO BLK |  | 0.405 | 14 | 98 | 23 |  | Fixed | Roof
NJADRE1555131485 | Administratively Determined Incentive Program | PERTH AMBOY | 8861 | 11 | 3.16 | Residential | Behind the Meter | No | Net Metered Residential | Bright Planet Solar |  | PSE&G | Accepted | 2023-11-21 | 2023-12-28 | 2024-12-28 | Inverters | Solar Edge | SE3000H-USRGM | 3000 |  | 1 |  |  | 0.98 |  | Outdoor
NJADRE1555131485 | Administratively Determined Incentive Program | PERTH AMBOY | 8861 | 11 | 3.16 | Residential | Behind the Meter | No | Net Metered Residential | Bright Planet Solar |  | PSE&G | Accepted | 2023-11-21 | 2023-12-28 | 2024-12-28 | Solar Panels | Canadian Solar | CS3N-395MS |  | 0.395 | 8 | 15 | 45 |  | Fixed | Roof
NJADRE1555132492 | Administratively Determined Incentive Program | TURNERSVILLE | 8012 | 14 | 15.2 | Residential | Behind the Meter | Yes | Net Metered Residential | SunPower Corporation |  | AC Electric | Accepted | 2023-11-21 | 2023-12-26 | 2024-12-26 | Solar Panels | WAAREE ENERGIES LIMITED | WSMDI-400 |  | 0.4 | 8 | 294 | 30 |  | Fixed | Roof
NJADRE1555132492 | Administratively Determined Incentive Program | TURNERSVILLE | 8012 | 14 | 15.2 | Residential | Behind the Meter | Yes | Net Metered Residential | SunPower Corporation |  | AC Electric | Accepted | 2023-11-21 | 2023-12-26 | 2024-12-26 | Solar Panels | WAAREE ENERGIES LIMITED | WSMDI-400 |  | 0.4 | 2 | 204 | 20 |  | Fixed | Roof
NJADRE1555132492 | Administratively Determined Incentive Program | TURNERSVILLE | 8012 | 14 | 15.2 | Residential | Behind the Meter | Yes | Net Metered Residential | SunPower Corporation |  | AC Electric | Accepted | 2023-11-21 | 2023-12-26 | 2024-12-26 | Solar Panels | WAAREE ENERGIES LIMITED | WSMDI-400 |  | 0.4 | 3 | 24 | 20 |  | Fixed | Roof
NJADRE1555132492 | Administratively Determined Incentive Program | TURNERSVILLE | 8012 | 14 | 15.2 | Residential | Behind the Meter | Yes | Net Metered Residential | SunPower Corporation |  | AC Electric | Accepted | 2023-11-21 | 2023-12-26 | 2024-12-26 | Solar Panels | WAAREE ENERGIES LIMITED | WSMDI-400 |  | 0.4 | 10 | 294 | 30 |  | Fixed | Roof
NJADRE1555132492 | Administratively Determined Incentive Program | TURNERSVILLE | 8012 | 14 | 15.2 | Residential | Behind the Meter | Yes | Net Metered Residential | SunPower Corporation |  | AC Electric | Accepted | 2023-11-21 | 2023-12-26 | 2024-12-26 | Solar Panels | WAAREE ENERGIES LIMITED | WSMDI-400 |  | 0.4 | 9 | 114 | 30 |  | Fixed | Roof
NJADRE1555132492 | Administratively Determined Incentive Program | TURNERSVILLE | 8012 | 14 | 15.2 | Residential | Behind the Meter | Yes | Net Metered Residential | SunPower Corporation |  | AC Electric | Accepted | 2023-11-21 | 2023-12-26 | 2024-12-26 | Solar Panels | WAAREE ENERGIES LIMITED | WSMDI-400 |  | 0.4 | 6 | 114 | 12 |  | Fixed | Roof
NJADRE1555132492 | Administratively Determined Incentive Program | TURNERSVILLE | 8012 | 14 | 15.2 | Residential | Behind the Meter | Yes | Net Metered Residential | SunPower Corporation |  | AC Electric | Accepted | 2023-11-21 | 2023-12-26 | 2024-12-26 | Inverters | Enphase | IQ7HS-66-M-US | 384 |  | 38 |  |  | 0.97 |  | Other | Under Each Panel
NJADRE1555132778 | Administratively Determined Incentive Program | CAMDEN | 8104 | 14 | 6.89 | Residential | Behind the Meter | Yes | Net Metered Residential | Sunrun Installation Services, Inc. |  | PSE&G | Accepted | 2023-11-21 | 2023-12-27 | 2024-12-27 | Inverters | SolarEdge Technologies | SE6000H-USSN | 6000 |  | 1 |  |  | 0.99 |  | Outdoor | next to meter
NJADRE1555132778 | Administratively Determined Incentive Program | CAMDEN | 8104 | 14 | 6.89 | Residential | Behind the Meter | Yes | Net Metered Residential | Sunrun Installation Services, Inc. |  | PSE&G | Accepted | 2023-11-21 | 2023-12-27 | 2024-12-27 | Solar Panels | Hanwha Q Cells | Q.PEAK DUO BLK ML-G10+ 405 |  | 0.405 | 17 | 86 | 1 |  | Fixed | Roof
NJADRE1555133510 | Administratively Determined Incentive Program | BELLEVILLE TWP | 7109 | 9 | 3.65 | Residential | Behind the Meter | Yes | Net Metered Residential | Sunrun Installation Services, Inc. |  | PSE&G | Accepted | 2023-11-21 | 2023-12-22 | 2024-12-22 | Electric Storage Battery | Tesla | Powerwall |  |  | 1 |  |  |  | Lithium Ion |  | Inside
NJADRE1555133510 | Administratively Determined Incentive Program | BELLEVILLE TWP | 7109 | 9 | 3.65 | Residential | Behind the Meter | Yes | Net Metered Residential | Sunrun Installation Services, Inc. |  | PSE&G | Accepted | 2023-11-21 | 2023-12-22 | 2024-12-22 | Inverters | SOLAREDGE TECHNOLOGIES | SE3800H-USMN | 3800 |  | 1 |  |  | 0.99 |  | Outdoor | next to meter
NJADRE1555133510 | Administratively Determined Incentive Program | BELLEVILLE TWP | 7109 | 9 | 3.65 | Residential | Behind the Meter | Yes | Net Metered Residential | Sunrun Installation Services, Inc. |  | PSE&G | Accepted | 2023-11-21 | 2023-12-22 | 2024-12-22 | Solar Panels | Hanwha Q Cells | Q.PEAK DUO BLK ML-G10+ 405 |  | 0.405 | 2 | 291 | 15 |  | Fixed | Roof
NJADRE1555133510 | Administratively Determined Incentive Program | BELLEVILLE TWP | 7109 | 9 | 3.65 | Residential | Behind the Meter | Yes | Net Metered Residential | Sunrun Installation Services, Inc. |  | PSE&G | Accepted | 2023-11-21 | 2023-12-22 | 2024-12-22 | Solar Panels | Hanwha Q Cells | Q.PEAK DUO BLK ML-G10+ 405 |  | 0.405 | 3 | 22 | 14 |  | Fixed | Roof
NJADRE1555133510 | Administratively Determined Incentive Program | BELLEVILLE TWP | 7109 | 9 | 3.65 | Residential | Behind the Meter | Yes | Net Metered Residential | Sunrun Installation Services, Inc. |  | PSE&G | Accepted | 2023-11-21 | 2023-12-22 | 2024-12-22 | Solar Panels | Hanwha Q Cells | Q.PEAK DUO BLK ML-G10+ 405 |  | 0.405 | 4 | 201 | 15 |  | Fixed | Roof
NJADRE1555133543 | Administratively Determined Incentive Program | TEANECK TWP | 7666 | 7 | 4.13 | Residential | Behind the Meter | Yes | Net Metered Residential | Sunrun Installation Services, Inc. |  | PSE&G | Accepted | 2023-11-21 | 2023-12-22 | 2024-12-22 | Inverters | SOLAREDGE TECHNOLOGIES | SE3800H-USSN | 3800 |  | 1 |  |  | 0.99 |  | Outdoor | NEXT TO METER
NJADRE1555133543 | Administratively Determined Incentive Program | TEANECK TWP | 7666 | 7 | 4.13 | Residential | Behind the Meter | Yes | Net Metered Residential | Sunrun Installation Services, Inc. |  | PSE&G | Accepted | 2023-11-21 | 2023-12-22 | 2024-12-22 | Solar Panels | Vikram Solar | VSMDHT.60.375.05 |  | 0.375 | 6 | 293 | 18 |  | Fixed | Roof
NJADRE1555133543 | Administratively Determined Incentive Program | TEANECK TWP | 7666 | 7 | 4.13 | Residential | Behind the Meter | Yes | Net Metered Residential | Sunrun Installation Services, Inc. |  | PSE&G | Accepted | 2023-11-21 | 2023-12-22 | 2024-12-22 | Solar Panels | Vikram Solar | VSMDHT.60.375.05 |  | 0.375 | 5 | 113 | 17 |  | Fixed | Roof
NJADRE1555141300 | Administratively Determined Incentive Program | FRANKLIN TOWNSHIP | 8873 | 5 | 12.56 | Residential | Behind the Meter | Yes | Net Metered Residential | Sunrun Installation Services, Inc. |  | PSE&G | Accepted | 2023-11-21 | 2023-12-22 | 2024-12-22 | Inverters | SolarEdge Technologies | SE3800H-USMN | 3800 |  | 1 |  |  | 0.96 |  | Outdoor | Next To Meter
NJADRE1555141300 | Administratively Determined Incentive Program | FRANKLIN TOWNSHIP | 8873 | 5 | 12.56 | Residential | Behind the Meter | Yes | Net Metered Residential | Sunrun Installation Services, Inc. |  | PSE&G | Accepted | 2023-11-21 | 2023-12-22 | 2024-12-22 | Inverters | SolarEdge Technologies | SE7600H-USSN | 7600 |  | 1 |  |  | 0.96 |  | Outdoor | Next To Meter
NJADRE1555141300 | Administratively Determined Incentive Program | FRANKLIN TOWNSHIP | 8873 | 5 | 12.56 | Residential | Behind the Meter | Yes | Net Metered Residential | Sunrun Installation Services, Inc. |  | PSE&G | Accepted | 2023-11-21 | 2023-12-22 | 2024-12-22 | Solar Panels | Hanwha Q Cells | Q.PEAK DUO BLK ML-G10+ 405 |  | 0.405 | 13 | 310 | 19 |  | Fixed | Roof
NJADRE1555141300 | Administratively Determined Incentive Program | FRANKLIN TOWNSHIP | 8873 | 5 | 12.56 | Residential | Behind the Meter | Yes | Net Metered Residential | Sunrun Installation Services, Inc. |  | PSE&G | Accepted | 2023-11-21 | 2023-12-22 | 2024-12-22 | Solar Panels | Hanwha Q Cells | Q.PEAK DUO BLK ML-G10+ 405 |  | 0.405 | 18 | 130 | 19 |  | Fixed | Roof
NJADRE1555142580 | Administratively Determined Incentive Program | Monroe | 8831 | 11 | 13.04 | Residential | Behind the Meter | No | Net Metered Residential | Decksigner LLC |  | JCP&L | Accepted | 2023-12-03 | 2024-01-05 | 2025-01-05 | Inverters | Enphase | IQ8A 72 2 US | 349 |  | 33 |  |  | 0.97 |  | Other | ROOFTOP
NJADRE1555142580 | Administratively Determined Incentive Program | Monroe | 8831 | 11 | 13.04 | Residential | Behind the Meter | No | Net Metered Residential | Decksigner LLC |  | JCP&L | Accepted | 2023-12-03 | 2024-01-05 | 2025-01-05 | Solar Panels | Q CELL | Q CELLS Q PEAK DUO BLK ML G10 395 |  | 0.395 | 14 | 128 | 26 |  | Fixed | Roof
NJADRE1555142580 | Administratively Determined Incentive Program | Monroe | 8831 | 11 | 13.04 | Residential | Behind the Meter | No | Net Metered Residential | Decksigner LLC |  | JCP&L | Accepted | 2023-12-03 | 2024-01-05 | 2025-01-05 | Solar Panels | Q CELL | Q CELLS Q PEAK DUO BLK ML G10 395 |  | 0.395 | 14 | 128 | 23 |  | Fixed | Roof
NJADRE1555142580 | Administratively Determined Incentive Program | Monroe | 8831 | 11 | 13.04 | Residential | Behind the Meter | No | Net Metered Residential | Decksigner LLC |  | JCP&L | Accepted | 2023-12-03 | 2024-01-05 | 2025-01-05 | Solar Panels | Q CELL | Q CELLS Q PEAK DUO BLK ML G10 395 |  | 0.395 | 5 | 218 | 27 |  | Fixed | Roof
NJADRE1555142580 | Administratively Determined Incentive Program | Monroe | 8831 | 11 | 13.04 | Residential | Behind the Meter | No | Net Metered Residential | Decksigner LLC |  | JCP&L | Accepted | 2023-12-03 | 2024-01-05 | 2025-01-05 | Meters | Enphase | ENPHASE IQ COMBINER 4 WITH IQ GETAWAY |  |  | 1 |  |  |  | Yes | Outdoor
NJADRE1555142788 | Administratively Determined Incentive Program | EASTAMPTON TOWNSHIP | 8060 | 13 | 9.32 | Residential | Behind the Meter | Yes | Net Metered Residential | Sunrun Installation Services, Inc. |  | PSE&G | Accepted | 2023-11-21 | 2023-12-22 | 2024-12-22 | Inverters | SolarEdge Technologies | SE7600H-USSN | 7600 |  | 1 |  |  | 0.96 |  | Outdoor | Next To Meter
NJADRE1555142788 | Administratively Determined Incentive Program | EASTAMPTON TOWNSHIP | 8060 | 13 | 9.32 | Residential | Behind the Meter | Yes | Net Metered Residential | Sunrun Installation Services, Inc. |  | PSE&G | Accepted | 2023-11-21 | 2023-12-22 | 2024-12-22 | Solar Panels | Hanwha Q Cells | Q.PEAK DUO BLK ML-G10+ 405 |  | 0.405 | 3 | 200 | 22 |  | Fixed | Roof
NJADRE1555142788 | Administratively Determined Incentive Program | EASTAMPTON TOWNSHIP | 8060 | 13 | 9.32 | Residential | Behind the Meter | Yes | Net Metered Residential | Sunrun Installation Services, Inc. |  | PSE&G | Accepted | 2023-11-21 | 2023-12-22 | 2024-12-22 | Solar Panels | Hanwha Q Cells | Q.PEAK DUO BLK ML-G10+ 405 |  | 0.405 | 6 | 291 | 30 |  | Fixed | Roof
NJADRE1555142788 | Administratively Determined Incentive Program | EASTAMPTON TOWNSHIP | 8060 | 13 | 9.32 | Residential | Behind the Meter | Yes | Net Metered Residential | Sunrun Installation Services, Inc. |  | PSE&G | Accepted | 2023-11-21 | 2023-12-22 | 2024-12-22 | Solar Panels | Hanwha Q Cells | Q.PEAK DUO BLK ML-G10+ 405 |  | 0.405 | 5 | 201 | 31 |  | Fixed | Roof
NJADRE1555142788 | Administratively Determined Incentive Program | EASTAMPTON TOWNSHIP | 8060 | 13 | 9.32 | Residential | Behind the Meter | Yes | Net Metered Residential | Sunrun Installation Services, Inc. |  | PSE&G | Accepted | 2023-11-21 | 2023-12-22 | 2024-12-22 | Solar Panels | Hanwha Q Cells | Q.PEAK DUO BLK ML-G10+ 405 |  | 0.405 | 9 | 110 | 30 |  | Fixed | Roof
NJADRE1555150794 | Administratively Determined Incentive Program | Highstown | 8520 | 12 | 7.2 | Residential | Behind the Meter | Yes | Net Metered Residential | Suntuity Solar LLC |  | JCP&L | Accepted | 2023-11-22 | 2023-12-26 | 2024-12-26 | Inverters | (18) ENPHASE | IQ8PLUS-72-2-US | 290 |  | 18 |  |  | 0.97 |  | Outdoor | Behind the PV modules
NJADRE1555150794 | Administratively Determined Incentive Program | Highstown | 8520 | 12 | 7.2 | Residential | Behind the Meter | Yes | Net Metered Residential | Suntuity Solar LLC |  | JCP&L | Accepted | 2023-11-22 | 2023-12-26 | 2024-12-26 | Solar Panels | (18) CANADIAN SOLAR | CS6R-400MS-HL |  | 0.4 | 6 | 8 | 25 |  | Fixed | Roof
NJADRE1555150794 | Administratively Determined Incentive Program | Highstown | 8520 | 12 | 7.2 | Residential | Behind the Meter | Yes | Net Metered Residential | Suntuity Solar LLC |  | JCP&L | Accepted | 2023-11-22 | 2023-12-26 | 2024-12-26 | Solar Panels | (18) CANADIAN SOLAR | CS6R-400MS-HL |  | 0.4 | 12 | 188 | 25 |  | Fixed | Roof
NJADRE1555150815 | Administratively Determined Incentive Program | Monroe Township | 8831 | 11 | 11.68 | Residential | Behind the Meter | No | Net Metered Residential | Decksigner LLC |  | JCP&L | Accepted | 2023-12-08 | 2024-01-12 | 2025-01-12 | Inverters | Enphase | IQ8A 72 2 US | 349 |  | 32 |  |  | 0.97 |  | Other | Rooftop
NJADRE1555150815 | Administratively Determined Incentive Program | Monroe Township | 8831 | 11 | 11.68 | Residential | Behind the Meter | No | Net Metered Residential | Decksigner LLC |  | JCP&L | Accepted | 2023-12-08 | 2024-01-12 | 2025-01-12 | Solar Panels | Q CELL | Q CELLS Q PEAK DUO BLK ML G10 +365 |  | 0.365 | 16 | 186 | 15 |  | Fixed | Roof
NJADRE1555150815 | Administratively Determined Incentive Program | Monroe Township | 8831 | 11 | 11.68 | Residential | Behind the Meter | No | Net Metered Residential | Decksigner LLC |  | JCP&L | Accepted | 2023-12-08 | 2024-01-12 | 2025-01-12 | Solar Panels | Q CELL | Q CELLS Q PEAK DUO BLK ML G10 +365 |  | 0.365 | 12 | 186 | 19 |  | Fixed | Roof
NJADRE1555150815 | Administratively Determined Incentive Program | Monroe Township | 8831 | 11 | 11.68 | Residential | Behind the Meter | No | Net Metered Residential | Decksigner LLC |  | JCP&L | Accepted | 2023-12-08 | 2024-01-12 | 2025-01-12 | Solar Panels | Q CELL | Q CELLS Q PEAK DUO BLK ML G10 +365 |  | 0.365 | 4 | 186 | 31 |  | Fixed | Roof
NJADRE1555150815 | Administratively Determined Incentive Program | Monroe Township | 8831 | 11 | 11.68 | Residential | Behind the Meter | No | Net Metered Residential | Decksigner LLC |  | JCP&L | Accepted | 2023-12-08 | 2024-01-12 | 2025-01-12 | Meters | Enphase | ENPHASE IQ COMBINER 4 WITH IQ GETAWAY |  |  | 1 |  |  |  | Yes | Outdoor
NJADRE1555151584 | Administratively Determined Incentive Program | RIDGEFIELD | 7657 | 7 | 5.2 | Residential | Behind the Meter | Yes | Net Metered Residential | Suntuity Solar LLC |  | PSE&G | Accepted | 2023-11-22 | 2023-12-22 | 2024-12-22 | Inverters | (13) ENPHASE | IQ8PLUS-72-2-US | 290 |  | 13 |  |  | 0.97 |  | Outdoor | Behind the PV modules
NJADRE1555151584 | Administratively Determined Incentive Program | RIDGEFIELD | 7657 | 7 | 5.2 | Residential | Behind the Meter | Yes | Net Metered Residential | Suntuity Solar LLC |  | PSE&G | Accepted | 2023-11-22 | 2023-12-22 | 2024-12-22 | Solar Panels | (13) CANADIANSOLAR | CS6R-400MS-HL |  | 0.4 | 13 | 126 | 19 |  | Fixed | Roof
NJADRE1555151693 | Administratively Determined Incentive Program | Monroe Township | 8831 | 11 | 8.76 | Residential | Behind the Meter | No | Net Metered Residential | Decksigner LLC |  | JCP&L | Accepted | 2023-12-03 | 2024-01-05 | 2025-01-05 | Inverters | Enphase | IQ8A 72 2 US | 349 |  | 24 |  |  | 0.97 |  | Other | Rooftop
NJADRE1555151693 | Administratively Determined Incentive Program | Monroe Township | 8831 | 11 | 8.76 | Residential | Behind the Meter | No | Net Metered Residential | Decksigner LLC |  | JCP&L | Accepted | 2023-12-03 | 2024-01-05 | 2025-01-05 | Solar Panels | Q CELL | Q CELLS Q PEAK DUO BLK G10 +365 |  | 0.365 | 18 | 81 | 20 |  | Fixed | Roof
NJADRE1555151693 | Administratively Determined Incentive Program | Monroe Township | 8831 | 11 | 8.76 | Residential | Behind the Meter | No | Net Metered Residential | Decksigner LLC |  | JCP&L | Accepted | 2023-12-03 | 2024-01-05 | 2025-01-05 | Solar Panels | Q CELL | Q CELLS Q PEAK DUO BLK G10 +365 |  | 0.365 | 6 | 81 | 20 |  | Fixed | Roof
NJADRE1555151693 | Administratively Determined Incentive Program | Monroe Township | 8831 | 11 | 8.76 | Residential | Behind the Meter | No | Net Metered Residential | Decksigner LLC |  | JCP&L | Accepted | 2023-12-03 | 2024-01-05 | 2025-01-05 | Meters | Enphase | ENPHASE IQ COMBINER 4 WITH IQ GETAWAY |  |  | 1 |  |  |  | Yes | Outdoor
NJADRE1555151896 | Administratively Determined Incentive Program | MIDDLESEX | 8846 | 11 | 7.29 | Residential | Behind the Meter | Yes | Net Metered Residential | Sunrun Installation Services, Inc. |  | PSE&G | Accepted | 2023-11-22 | 2023-12-28 | 2024-12-28 | Inverters | SolarEdge Technologies | SE6000H-USSN | 6000 |  | 1 |  |  | 0.96 |  | Outdoor
NJADRE1555151896 | Administratively Determined Incentive Program | MIDDLESEX | 8846 | 11 | 7.29 | Residential | Behind the Meter | Yes | Net Metered Residential | Sunrun Installation Services, Inc. |  | PSE&G | Accepted | 2023-11-22 | 2023-12-28 | 2024-12-28 | Solar Panels | Hanwha Q Cells | Q.PEAK DUO BLK ML-G10+ 405 |  | 0.405 | 2 | 174 | 27 |  | Fixed | Roof
NJADRE1555151896 | Administratively Determined Incentive Program | MIDDLESEX | 8846 | 11 | 7.29 | Residential | Behind the Meter | Yes | Net Metered Residential | Sunrun Installation Services, Inc. |  | PSE&G | Accepted | 2023-11-22 | 2023-12-28 | 2024-12-28 | Solar Panels | Hanwha Q Cells | Q.PEAK DUO BLK ML-G10+ 405 |  | 0.405 | 6 | 84 | 40 |  | Fixed | Roof
NJADRE1555151896 | Administratively Determined Incentive Program | MIDDLESEX | 8846 | 11 | 7.29 | Residential | Behind the Meter | Yes | Net Metered Residential | Sunrun Installation Services, Inc. |  | PSE&G | Accepted | 2023-11-22 | 2023-12-28 | 2024-12-28 | Solar Panels | Hanwha Q Cells | Q.PEAK DUO BLK ML-G10+ 405 |  | 0.405 | 10 | 264 | 40 |  | Fixed | Roof
NJADRE1555152455 | Administratively Determined Incentive Program | WILLINGBORO TWP | 8046 | 13 | 4.46 | Residential | Behind the Meter | Yes | Net Metered Residential | Sunrun Installation Services, Inc. |  | PSE&G | Accepted | 2023-11-22 | 2023-12-22 | 2024-12-22 | Inverters | SOLAREDGE TECHNOLOGIE | SE3800H-USMN | 3800 |  | 1 |  |  | 0.96 |  | Outdoor
NJADRE1555152455 | Administratively Determined Incentive Program | WILLINGBORO TWP | 8046 | 13 | 4.46 | Residential | Behind the Meter | Yes | Net Metered Residential | Sunrun Installation Services, Inc. |  | PSE&G | Accepted | 2023-11-22 | 2023-12-22 | 2024-12-22 | Solar Panels | Hanwha Q-Cells | Q.PEAK DUO BLK ML-G10+ 405 |  | 0.405 | 3 | 35 | 18 |  | Fixed | Roof
NJADRE1555152455 | Administratively Determined Incentive Program | WILLINGBORO TWP | 8046 | 13 | 4.46 | Residential | Behind the Meter | Yes | Net Metered Residential | Sunrun Installation Services, Inc. |  | PSE&G | Accepted | 2023-11-22 | 2023-12-22 | 2024-12-22 | Solar Panels | Hanwha Q-Cells | Q.PEAK DUO BLK ML-G10+ 405 |  | 0.405 | 8 | 215 | 19 |  | Fixed | Roof
NJADRE1555153947 | Administratively Determined Incentive Program | AUDUBON | 8106 | 14 | 8 | Residential | Behind the Meter | Yes | Net Metered Residential | Sunny Mac LLC |  | PSE&G | Accepted | 2023-11-22 | 2023-12-26 | 2024-12-26 | Solar Panels | Q.PEAK DUO BLK ML-G10+400 | HANWHA |  | 0.4 | 20 | 320 | 25 |  | Fixed | Roof
NJADRE1555153947 | Administratively Determined Incentive Program | AUDUBON | 8106 | 14 | 8 | Residential | Behind the Meter | Yes | Net Metered Residential | Sunny Mac LLC |  | PSE&G | Accepted | 2023-11-22 | 2023-12-26 | 2024-12-26 | Inverters | SE6000H-US | SOLAREDGE | 6000 |  | 1 |  |  | 0.1 |  | Outdoor | next to meter
NJADRE1555153947 | Administratively Determined Incentive Program | AUDUBON | 8106 | 14 | 8 | Residential | Behind the Meter | Yes | Net Metered Residential | Sunny Mac LLC |  | PSE&G | Accepted | 2023-11-22 | 2023-12-26 | 2024-12-26 | Meters | SE-RGMTR-1D-240C-B | Solaredge |  |  | 1 |  |  |  | Yes | Outdoor
NJADRE1555154145 | Administratively Determined Incentive Program | TRENTON | 8629 | 12 | 5.67 | Residential | Behind the Meter | Yes | Net Metered Residential | Sunrun Installation Services, Inc. |  | PSE&G | Accepted | 2023-11-22 | 2023-12-26 | 2024-12-26 | Solar Panels | Hanwha Q-Cells | Q.PEAK DUO BLK ML-G10+ 405 |  | 0.405 | 3 | 69 | 34 |  | Fixed | Roof
NJADRE1555154145 | Administratively Determined Incentive Program | TRENTON | 8629 | 12 | 5.67 | Residential | Behind the Meter | Yes | Net Metered Residential | Sunrun Installation Services, Inc. |  | PSE&G | Accepted | 2023-11-22 | 2023-12-26 | 2024-12-26 | Solar Panels | Hanwha Q-Cells | Q.PEAK DUO BLK ML-G10+ 405 |  | 0.405 | 11 | 251 | 33 |  | Fixed | Roof
NJADRE1555154145 | Administratively Determined Incentive Program | TRENTON | 8629 | 12 | 5.67 | Residential | Behind the Meter | Yes | Net Metered Residential | Sunrun Installation Services, Inc. |  | PSE&G | Accepted | 2023-11-22 | 2023-12-26 | 2024-12-26 | Inverters | SolarEdge Technologies | SE3800H-USMN | 3800 |  | 1 |  |  | 0.99 |  | Outside
NJADRE1555154168 | Administratively Determined Incentive Program | West Deptford Township | 8086 | 15 | 2.84 | Residential | Behind the Meter | Yes | Net Metered Residential | Sunrun Installation Services, Inc. |  | PSE&G | Accepted | 2023-11-22 | 2023-12-26 | 2024-12-26 | Inverters | Delta Electronics | E4-TL-US | 3840 |  | 1 |  |  | 0.96 |  | Outdoor | Next To Meter
NJADRE1555154168 | Administratively Determined Incentive Program | West Deptford Township | 8086 | 15 | 2.84 | Residential | Behind the Meter | Yes | Net Metered Residential | Sunrun Installation Services, Inc. |  | PSE&G | Accepted | 2023-11-22 | 2023-12-26 | 2024-12-26 | Solar Panels | Hanwha Q Cells | Q.PEAK DUO BLK ML-G10+ 405 |  | 0.405 | 7 | 215 | 20 |  | Fixed | Roof
NJADRE1555154213 | Administratively Determined Incentive Program | GLEN GARDNER | 8826 | 4 | 20.66 | Residential | Behind the Meter | Yes | Net Metered Residential | EMT Renewables |  | JCP&L | Accepted | 2023-11-22 | 2023-12-26 | 2024-12-26 | Inverters | ENPHASE | IQ8+ | 290 |  | 51 |  |  | 0.98 |  | Other | UNDER EACH PANEL
NJADRE1555154213 | Administratively Determined Incentive Program | GLEN GARDNER | 8826 | 4 | 20.66 | Residential | Behind the Meter | Yes | Net Metered Residential | EMT Renewables |  | JCP&L | Accepted | 2023-11-22 | 2023-12-26 | 2024-12-26 | Solar Panels | Q CELLS | Q PEAK DUO BLK |  | 0.405 | 20 | 152 | 22 |  | Fixed | Roof
NJADRE1555154213 | Administratively Determined Incentive Program | GLEN GARDNER | 8826 | 4 | 20.66 | Residential | Behind the Meter | Yes | Net Metered Residential | EMT Renewables |  | JCP&L | Accepted | 2023-11-22 | 2023-12-26 | 2024-12-26 | Solar Panels | Q CELLS | Q PEAK DUO BLK |  | 0.405 | 15 | 332 | 22 |  | Fixed | Roof
NJADRE1555154213 | Administratively Determined Incentive Program | GLEN GARDNER | 8826 | 4 | 20.66 | Residential | Behind the Meter | Yes | Net Metered Residential | EMT Renewables |  | JCP&L | Accepted | 2023-11-22 | 2023-12-26 | 2024-12-26 | Solar Panels | Q CELLS | Q PEAK DUO BLK |  | 0.405 | 6 | 182 | 23 |  | Fixed | Roof
NJADRE1555154213 | Administratively Determined Incentive Program | GLEN GARDNER | 8826 | 4 | 20.66 | Residential | Behind the Meter | Yes | Net Metered Residential | EMT Renewables |  | JCP&L | Accepted | 2023-11-22 | 2023-12-26 | 2024-12-26 | Solar Panels | Q CELLS | Q PEAK DUO BLK |  | 0.405 | 6 | 182 | 9 |  | Fixed | Roof
NJADRE1555154213 | Administratively Determined Incentive Program | GLEN GARDNER | 8826 | 4 | 20.66 | Residential | Behind the Meter | Yes | Net Metered Residential | EMT Renewables |  | JCP&L | Accepted | 2023-11-22 | 2023-12-26 | 2024-12-26 | Solar Panels | Q CELLS | Q PEAK DUO BLK |  | 0.405 | 4 | 272 | 21 |  | Fixed | Roof
NJADRE1555154403 | Administratively Determined Incentive Program | PENNSAUKEN | 8109 | 14 | 6.48 | Residential | Behind the Meter | Yes | Net Metered Residential | SunnyMac LLC |  | PSE&G | Accepted | 2023-11-22 | 2024-01-05 | 2025-01-05 | Solar Panels | Q.PEAK DUO BLK ML-G10+ 405 | HANWHA |  | 0.405 | 11 | 213 | 16 |  | Fixed | Roof
NJADRE1555154403 | Administratively Determined Incentive Program | PENNSAUKEN | 8109 | 14 | 6.48 | Residential | Behind the Meter | Yes | Net Metered Residential | SunnyMac LLC |  | PSE&G | Accepted | 2023-11-22 | 2024-01-05 | 2025-01-05 | Solar Panels | Q.PEAK DUO BLK ML-G10+ 405 | HANWHA |  | 0.405 | 2 | 213 | 40 |  | Fixed | Roof
NJADRE1555154403 | Administratively Determined Incentive Program | PENNSAUKEN | 8109 | 14 | 6.48 | Residential | Behind the Meter | Yes | Net Metered Residential | SunnyMac LLC |  | PSE&G | Accepted | 2023-11-22 | 2024-01-05 | 2025-01-05 | Solar Panels | Q.PEAK DUO BLK ML-G10+ 405 | HANWHA |  | 0.405 | 3 | 213 | 36 |  | Fixed | Roof
NJADRE1555154403 | Administratively Determined Incentive Program | PENNSAUKEN | 8109 | 14 | 6.48 | Residential | Behind the Meter | Yes | Net Metered Residential | SunnyMac LLC |  | PSE&G | Accepted | 2023-11-22 | 2024-01-05 | 2025-01-05 | Inverters | SE5000H-US | SOLAREDGE | 5000 |  | 1 |  |  | 0.1 |  | Outdoor | next to meter
NJADRE1555154403 | Administratively Determined Incentive Program | PENNSAUKEN | 8109 | 14 | 6.48 | Residential | Behind the Meter | Yes | Net Metered Residential | SunnyMac LLC |  | PSE&G | Accepted | 2023-11-22 | 2024-01-05 | 2025-01-05 | Meters | SE-RGMTR-1D-240C-B | Solaredge |  |  | 1 |  |  |  | Yes | Outdoor
NJADRE1555155555 | Administratively Determined Incentive Program | AUDUBON | 8106 | 14 | 8 | Residential | Behind the Meter | Yes | Net Metered Residential | Sunny Mac LLC |  | PSE&G | Accepted | 2023-11-22 | 2023-12-28 | 2024-12-28 | Solar Panels | Q.PEAK DUO BLK ML-G10+400 | HANWHA |  | 0.4 | 20 | 140 | 25 |  | Fixed | Roof
NJADRE1555155555 | Administratively Determined Incentive Program | AUDUBON | 8106 | 14 | 8 | Residential | Behind the Meter | Yes | Net Metered Residential | Sunny Mac LLC |  | PSE&G | Accepted | 2023-11-22 | 2023-12-28 | 2024-12-28 | Inverters | SE7600H-US | SOLAREDGE | 7600 |  | 1 |  |  | 0.1 |  | Outdoor | next to meter
NJADRE1555155555 | Administratively Determined Incentive Program | AUDUBON | 8106 | 14 | 8 | Residential | Behind the Meter | Yes | Net Metered Residential | Sunny Mac LLC |  | PSE&G | Accepted | 2023-11-22 | 2023-12-28 | 2024-12-28 | Meters | SE-RGMTR-1D-240C-B | Solaredge |  |  | 1 |  |  |  | Yes | Outdoor
NJADRE1555155680 | Administratively Determined Incentive Program | MONMOUTH JUNCTION | 8852 | 11 | 7.6 | Residential | Behind the Meter | Yes | Net Metered Residential | Pro Custom Solar dba Momentum Solar |  | PSE&G | Accepted | 2023-11-22 | 2023-12-26 | 2024-12-26 | Solar Panels | Â Q. PEAK DUO BLK-G10+400 | hanwha |  | 0.4 | 13 | 112 | 29 |  | Fixed | Roof
NJADRE1555155680 | Administratively Determined Incentive Program | MONMOUTH JUNCTION | 8852 | 11 | 7.6 | Residential | Behind the Meter | Yes | Net Metered Residential | Pro Custom Solar dba Momentum Solar |  | PSE&G | Accepted | 2023-11-22 | 2023-12-26 | 2024-12-26 | Solar Panels | Â Q. PEAK DUO BLK-G10+400 | hanwha |  | 0.4 | 6 | 292 | 27 |  | Fixed | Roof
NJADRE1555155680 | Administratively Determined Incentive Program | MONMOUTH JUNCTION | 8852 | 11 | 7.6 | Residential | Behind the Meter | Yes | Net Metered Residential | Pro Custom Solar dba Momentum Solar |  | PSE&G | Accepted | 2023-11-22 | 2023-12-26 | 2024-12-26 | Inverters | IQ8PLUS-72-2-US | emphase | 290 |  | 19 |  |  | 0.97 |  | Outdoor
NJADRE1555155915 | Administratively Determined Incentive Program | FLANDERS | 7836 | 3 | 8.1 | Residential | Behind the Meter | No | Net Metered Residential | Tesla Energy Operations Inc |  | JCP&L | Accepted | 2023-11-22 | 2023-12-26 | 2024-12-26 | Inverters | Tesla | 1538000-45-A | 7600 |  | 1 |  |  | 0.98 |  | Outside
NJADRE1555155915 | Administratively Determined Incentive Program | FLANDERS | 7836 | 3 | 8.1 | Residential | Behind the Meter | No | Net Metered Residential | Tesla Energy Operations Inc |  | JCP&L | Accepted | 2023-11-22 | 2023-12-26 | 2024-12-26 | Solar Panels | Hanwha | Â # Q.PEAK DUO BLK ML-G10+/TS 405 |  | 0.405 | 16 | 2 | 18 |  | Fixed | Roof
NJADRE1555155915 | Administratively Determined Incentive Program | FLANDERS | 7836 | 3 | 8.1 | Residential | Behind the Meter | No | Net Metered Residential | Tesla Energy Operations Inc |  | JCP&L | Accepted | 2023-11-22 | 2023-12-26 | 2024-12-26 | Solar Panels | Hanwha | Â # Q.PEAK DUO BLK ML-G10+/TS 405 |  | 0.405 | 4 | 182 | 18 |  | Fixed | Roof
NJADRE1555155929 | Administratively Determined Incentive Program | CAMDEN | 8104 | 14 | 9.6 | Residential | Behind the Meter | Yes | Net Metered Residential | Pro Custom Solar dba Momentum Solar |  | PSE&G | Accepted | 2023-11-22 | 2023-12-26 | 2024-12-26 | Solar Panels | HANWHA | Q. PEAK DUO BLK ML-G10+400 |  | 0.4 | 24 | 355 | 4 |  | Fixed | Roof
NJADRE1555155929 | Administratively Determined Incentive Program | CAMDEN | 8104 | 14 | 9.6 | Residential | Behind the Meter | Yes | Net Metered Residential | Pro Custom Solar dba Momentum Solar |  | PSE&G | Accepted | 2023-11-22 | 2023-12-26 | 2024-12-26 | Inverters | ENPHASE | IQ8PLUS-72-2-US | 290 |  | 24 |  |  | 0.97 |  | Outdoor
NJADRE1555156566 | Administratively Determined Incentive Program | MAHWAH | 7430 | 7 | 5.67 | Residential | Behind the Meter | No | Net Metered Residential | Tesla Energy Operations Inc |  | Orange Rockland Electric | Accepted | 2023-11-22 | 2023-12-26 | 2024-12-26 | Inverters | Tesla | #1850000-00-C | 7600 |  | 1 |  |  | 0.98 |  | Outside
NJADRE1555156566 | Administratively Determined Incentive Program | MAHWAH | 7430 | 7 | 5.67 | Residential | Behind the Meter | No | Net Metered Residential | Tesla Energy Operations Inc |  | Orange Rockland Electric | Accepted | 2023-11-22 | 2023-12-26 | 2024-12-26 | Electric Storage Battery | Tesla | AC Powerwall 2.0 |  |  | 1 |  |  |  | Lithium Ion |  | Outside
NJADRE1555156566 | Administratively Determined Incentive Program | MAHWAH | 7430 | 7 | 5.67 | Residential | Behind the Meter | No | Net Metered Residential | Tesla Energy Operations Inc |  | Orange Rockland Electric | Accepted | 2023-11-22 | 2023-12-26 | 2024-12-26 | Solar Panels | Hanwha | Â # Q.PEAK DUO BLK ML-G10+/TS 405 |  | 0.405 | 14 | 262 | 17 |  | Fixed | Roof
NJADRE1555156622 | Administratively Determined Incentive Program | SOUTH ORANGE | 7079 | 9 | 6.63 | Residential | Behind the Meter | No | Net Metered Residential | Powur, PBC |  | PSE&G | Accepted | 2023-11-22 | 2023-12-26 | 2024-12-26 | Solar Panels | Jinko | JKM390M-72L-V |  | 0.39 | 15 | 117 | 30 |  | Fixed | Roof
NJADRE1555156622 | Administratively Determined Incentive Program | SOUTH ORANGE | 7079 | 9 | 6.63 | Residential | Behind the Meter | No | Net Metered Residential | Powur, PBC |  | PSE&G | Accepted | 2023-11-22 | 2023-12-26 | 2024-12-26 | Solar Panels | Jinko | JKM390M-72L-V |  | 0.39 | 2 | 297 | 30 |  | Fixed | Roof
NJADRE1555156622 | Administratively Determined Incentive Program | SOUTH ORANGE | 7079 | 9 | 6.63 | Residential | Behind the Meter | No | Net Metered Residential | Powur, PBC |  | PSE&G | Accepted | 2023-11-22 | 2023-12-26 | 2024-12-26 | Inverters | Enphase | IQ8M-72-2-US | 325 |  | 17 |  |  | 0.99 |  | Outside
NJADRE1555156622 | Administratively Determined Incentive Program | SOUTH ORANGE | 7079 | 9 | 6.63 | Residential | Behind the Meter | No | Net Metered Residential | Powur, PBC |  | PSE&G | Accepted | 2023-11-22 | 2023-12-26 | 2024-12-26 | Meters | "Enphase Integrated Production Meter Single-Phase (L-L) | X2-IQ-AM1-240-4 |  |  | 1 |  |  |  | Yes | Outdoor
NJADRE1555156652 | Administratively Determined Incentive Program | COLLINGSWOOD | 8108 | 14 | 4.05 | Residential | Behind the Meter | Yes | Net Metered Residential | Venture Home Solar, LLC |  | PSE&G | Accepted | 2023-11-22 | 2023-12-26 | 2024-12-26 | Inverters | EnPhase | IQ8PLUS-72-2-US (240V) | 290 |  | 10 |  |  | 0.96667 |  | Outside
NJADRE1555156652 | Administratively Determined Incentive Program | COLLINGSWOOD | 8108 | 14 | 4.05 | Residential | Behind the Meter | Yes | Net Metered Residential | Venture Home Solar, LLC |  | PSE&G | Accepted | 2023-11-22 | 2023-12-26 | 2024-12-26 | Solar Panels | Hanwha | Q.PEAK DUO BLK ML-G10+ 405 |  | 0.405 | 10 | 209 | 15 |  | Fixed | Roof
NJADRE1555156768 | Administratively Determined Incentive Program | WEST ORANGE TWP | 7052 | 9 | 6.48 | Residential | Behind the Meter | No | Net Metered Residential | EMT Renewables |  | PSE&G | Accepted | 2023-11-22 | 2023-12-26 | 2024-12-26 | Inverters | ENPHASE | IQ8+ | 290 |  | 16 |  |  | 0.98 |  | Other | UNDER EACH PANEL
NJADRE1555156768 | Administratively Determined Incentive Program | WEST ORANGE TWP | 7052 | 9 | 6.48 | Residential | Behind the Meter | No | Net Metered Residential | EMT Renewables |  | PSE&G | Accepted | 2023-11-22 | 2023-12-26 | 2024-12-26 | Solar Panels | Q CELLS | Q PEAK DUO BLK |  | 0.405 | 9 | 199 | 35 |  | Fixed | Roof
NJADRE1555156768 | Administratively Determined Incentive Program | WEST ORANGE TWP | 7052 | 9 | 6.48 | Residential | Behind the Meter | No | Net Metered Residential | EMT Renewables |  | PSE&G | Accepted | 2023-11-22 | 2023-12-26 | 2024-12-26 | Solar Panels | Q CELLS | Q PEAK DUO BLK |  | 0.405 | 5 | 19 | 35 |  | Fixed | Roof
NJADRE1555156768 | Administratively Determined Incentive Program | WEST ORANGE TWP | 7052 | 9 | 6.48 | Residential | Behind the Meter | No | Net Metered Residential | EMT Renewables |  | PSE&G | Accepted | 2023-11-22 | 2023-12-26 | 2024-12-26 | Solar Panels | Q CELLS | Q PEAK DUO BLK |  | 0.405 | 2 | 109 | 28 |  | Fixed | Roof
NJADRE1555156975 | Administratively Determined Incentive Program | EWING TOWNSHIP | 8638 | 12 | 8.51 | Residential | Behind the Meter | Yes | Net Metered Residential | Sunrun Installation Services, Inc. |  | PSE&G | Accepted | 2023-11-22 | 2023-12-26 | 2024-12-26 | Inverters | SolarEdge Technologies | SE6000H-USSN | 6000 |  | 1 |  |  | 0.96 |  | Outdoor | Next To Meter
NJADRE1555156975 | Administratively Determined Incentive Program | EWING TOWNSHIP | 8638 | 12 | 8.51 | Residential | Behind the Meter | Yes | Net Metered Residential | Sunrun Installation Services, Inc. |  | PSE&G | Accepted | 2023-11-22 | 2023-12-26 | 2024-12-26 | Solar Panels | Hanwha Q Cells | Q.PEAK DUO BLK ML-G10+ 405 |  | 0.405 | 10 | 340 | 33 |  | Fixed | Roof
NJADRE1555156975 | Administratively Determined Incentive Program | EWING TOWNSHIP | 8638 | 12 | 8.51 | Residential | Behind the Meter | Yes | Net Metered Residential | Sunrun Installation Services, Inc. |  | PSE&G | Accepted | 2023-11-22 | 2023-12-26 | 2024-12-26 | Solar Panels | Hanwha Q Cells | Q.PEAK DUO BLK ML-G10+ 405 |  | 0.405 | 11 | 160 | 33 |  | Fixed | Roof
NJADRE1555157016 | Administratively Determined Incentive Program | WALDWICK | 7463 | 7 | 10.13 | Residential | Behind the Meter | Yes | Net Metered Residential | Trinity Solar Inc. |  | PSE&G | Accepted | 2023-11-22 | 2023-12-26 | 2024-12-26 | Inverters | Solar Edge | SE7600H-US | 7600 |  | 1 |  |  | 0.97 |  | Outdoor
NJADRE1555157016 | Administratively Determined Incentive Program | WALDWICK | 7463 | 7 | 10.13 | Residential | Behind the Meter | Yes | Net Metered Residential | Trinity Solar Inc. |  | PSE&G | Accepted | 2023-11-22 | 2023-12-26 | 2024-12-26 | Solar Panels | HANWHA | HANWHA 405 (Q.PEAK DUO BLK ML-G10+ 405) |  | 0.405 | 10 | 104 | 27 |  | Fixed | Roof
NJADRE1555157016 | Administratively Determined Incentive Program | WALDWICK | 7463 | 7 | 10.13 | Residential | Behind the Meter | Yes | Net Metered Residential | Trinity Solar Inc. |  | PSE&G | Accepted | 2023-11-22 | 2023-12-26 | 2024-12-26 | Solar Panels | HANWHA | HANWHA 405 (Q.PEAK DUO BLK ML-G10+ 405) |  | 0.405 | 9 | 104 | 27 |  | Fixed | Roof
NJADRE1555157016 | Administratively Determined Incentive Program | WALDWICK | 7463 | 7 | 10.13 | Residential | Behind the Meter | Yes | Net Metered Residential | Trinity Solar Inc. |  | PSE&G | Accepted | 2023-11-22 | 2023-12-26 | 2024-12-26 | Solar Panels | HANWHA | HANWHA 405 (Q.PEAK DUO BLK ML-G10+ 405) |  | 0.405 | 3 | 194 | 33 |  | Fixed | Roof
NJADRE1555157016 | Administratively Determined Incentive Program | WALDWICK | 7463 | 7 | 10.13 | Residential | Behind the Meter | Yes | Net Metered Residential | Trinity Solar Inc. |  | PSE&G | Accepted | 2023-11-22 | 2023-12-26 | 2024-12-26 | Solar Panels | HANWHA | HANWHA 405 (Q.PEAK DUO BLK ML-G10+ 405) |  | 0.405 | 3 | 14 | 33 |  | Fixed | Roof
NJADRE1555157341 | Administratively Determined Incentive Program | MIDDLETOWN | 7748 | 17 | 36.86 | Residential | Behind the Meter | Yes | Net Metered Residential | Powur, PBC |  | JCP&L | Accepted | 2023-11-27 | 2023-12-28 | 2024-12-28 | Solar Panels | Rec Solar | REC405AA PURE |  | 0.405 | 28 | 267 | 30 |  | Fixed | Roof
NJADRE1555157341 | Administratively Determined Incentive Program | MIDDLETOWN | 7748 | 17 | 36.86 | Residential | Behind the Meter | Yes | Net Metered Residential | Powur, PBC |  | JCP&L | Accepted | 2023-11-27 | 2023-12-28 | 2024-12-28 | Solar Panels | Rec Solar | REC405AA PURE |  | 0.405 | 37 | 87 | 30 |  | Fixed | Roof
NJADRE1555157341 | Administratively Determined Incentive Program | MIDDLETOWN | 7748 | 17 | 36.86 | Residential | Behind the Meter | Yes | Net Metered Residential | Powur, PBC |  | JCP&L | Accepted | 2023-11-27 | 2023-12-28 | 2024-12-28 | Solar Panels | Rec Solar | REC405AA PURE |  | 0.405 | 9 | 267 | 30 |  | Fixed | Roof
NJADRE1555157341 | Administratively Determined Incentive Program | MIDDLETOWN | 7748 | 17 | 36.86 | Residential | Behind the Meter | Yes | Net Metered Residential | Powur, PBC |  | JCP&L | Accepted | 2023-11-27 | 2023-12-28 | 2024-12-28 | Solar Panels | Rec Solar | REC405AA PURE |  | 0.405 | 9 | 87 | 30 |  | Fixed | Roof
NJADRE1555157341 | Administratively Determined Incentive Program | MIDDLETOWN | 7748 | 17 | 36.86 | Residential | Behind the Meter | Yes | Net Metered Residential | Powur, PBC |  | JCP&L | Accepted | 2023-11-27 | 2023-12-28 | 2024-12-28 | Solar Panels | Rec Solar | REC405AA PURE |  | 0.405 | 8 | 267 | 30 |  | Fixed | Roof
NJADRE1555157341 | Administratively Determined Incentive Program | MIDDLETOWN | 7748 | 17 | 36.86 | Residential | Behind the Meter | Yes | Net Metered Residential | Powur, PBC |  | JCP&L | Accepted | 2023-11-27 | 2023-12-28 | 2024-12-28 | Inverters | Enphase | IQ8PLUS 72-2-US | 290 |  | 97 |  |  | 0.99 |  | Outside
NJADRE1555157596 | Administratively Determined Incentive Program | PERTH AMBOY | 8861 | 11 | 5.46 | Residential | Behind the Meter | Yes | Net Metered Residential | EMT Renewables |  | PSE&G | Accepted | 2023-11-22 | 2023-12-26 | 2024-12-26 | Inverters | ENPHASE | IQ7x | 315 |  | 13 |  |  | 0.98 |  | Other | UNDER EACH PANEL
NJADRE1555157596 | Administratively Determined Incentive Program | PERTH AMBOY | 8861 | 11 | 5.46 | Residential | Behind the Meter | Yes | Net Metered Residential | EMT Renewables |  | PSE&G | Accepted | 2023-11-22 | 2023-12-26 | 2024-12-26 | Solar Panels | REC ALPHA | REC 420 |  | 0.42 | 13 | 97 | 2 |  | Fixed | Roof
NJADRE1555157708 | Administratively Determined Incentive Program | EAST BRUNSWICK | 8816 | 11 | 8.1 | Residential | Behind the Meter | No | Net Metered Residential | Tesla Energy Operations Inc |  | JCP&L | Accepted | 2023-11-22 | 2023-12-26 | 2024-12-26 | Inverters | Tesla | 1538000-45-A | 7600 |  | 1 |  |  | 0.98 |  | Indoor
NJADRE1555157708 | Administratively Determined Incentive Program | EAST BRUNSWICK | 8816 | 11 | 8.1 | Residential | Behind the Meter | No | Net Metered Residential | Tesla Energy Operations Inc |  | JCP&L | Accepted | 2023-11-22 | 2023-12-26 | 2024-12-26 | Solar Panels | Hanwha | Â # Q.PEAK DUO BLK ML-G10+/TS 405 |  | 0.405 | 4 | 217 | 37 |  | Fixed | Roof
NJADRE1555157708 | Administratively Determined Incentive Program | EAST BRUNSWICK | 8816 | 11 | 8.1 | Residential | Behind the Meter | No | Net Metered Residential | Tesla Energy Operations Inc |  | JCP&L | Accepted | 2023-11-22 | 2023-12-26 | 2024-12-26 | Solar Panels | Hanwha | Â # Q.PEAK DUO BLK ML-G10+/TS 405 |  | 0.405 | 13 | 37 | 37 |  | Fixed | Roof
NJADRE1555157708 | Administratively Determined Incentive Program | EAST BRUNSWICK | 8816 | 11 | 8.1 | Residential | Behind the Meter | No | Net Metered Residential | Tesla Energy Operations Inc |  | JCP&L | Accepted | 2023-11-22 | 2023-12-26 | 2024-12-26 | Solar Panels | Hanwha | Â # Q.PEAK DUO BLK ML-G10+/TS 405 |  | 0.405 | 3 | 37 | 37 |  | Fixed | Roof
NJADRE1555158335 | Administratively Determined Incentive Program | VENTNOR CITY | 8406 | 19 | 10.53 | Residential | Behind the Meter | No | Net Metered Residential | Powur, PBC |  | AC Electric | Accepted | 2023-11-28 | 2023-12-28 | 2024-12-28 | Solar Panels | Rec Solar | REC405AA PURE |  | 0.405 | 8 | 59 | 44 |  | Fixed | Roof
NJADRE1555158335 | Administratively Determined Incentive Program | VENTNOR CITY | 8406 | 19 | 10.53 | Residential | Behind the Meter | No | Net Metered Residential | Powur, PBC |  | AC Electric | Accepted | 2023-11-28 | 2023-12-28 | 2024-12-28 | Solar Panels | Rec Solar | REC405AA PURE |  | 0.405 | 4 | 239 | 44 |  | Fixed | Roof
NJADRE1555158335 | Administratively Determined Incentive Program | VENTNOR CITY | 8406 | 19 | 10.53 | Residential | Behind the Meter | No | Net Metered Residential | Powur, PBC |  | AC Electric | Accepted | 2023-11-28 | 2023-12-28 | 2024-12-28 | Solar Panels | Rec Solar | REC405AA PURE |  | 0.405 | 4 | 59 | 21 |  | Fixed | Roof
NJADRE1555158335 | Administratively Determined Incentive Program | VENTNOR CITY | 8406 | 19 | 10.53 | Residential | Behind the Meter | No | Net Metered Residential | Powur, PBC |  | AC Electric | Accepted | 2023-11-28 | 2023-12-28 | 2024-12-28 | Solar Panels | Rec Solar | REC405AA PURE |  | 0.405 | 4 | 59 | 19 |  | Fixed | Roof
NJADRE1555158335 | Administratively Determined Incentive Program | VENTNOR CITY | 8406 | 19 | 10.53 | Residential | Behind the Meter | No | Net Metered Residential | Powur, PBC |  | AC Electric | Accepted | 2023-11-28 | 2023-12-28 | 2024-12-28 | Solar Panels | Rec Solar | REC405AA PURE |  | 0.405 | 4 | 239 | 19 |  | Fixed | Roof
NJADRE1555158335 | Administratively Determined Incentive Program | VENTNOR CITY | 8406 | 19 | 10.53 | Residential | Behind the Meter | No | Net Metered Residential | Powur, PBC |  | AC Electric | Accepted | 2023-11-28 | 2023-12-28 | 2024-12-28 | Solar Panels | Rec Solar | REC405AA PURE |  | 0.405 | 2 | 239 | 19 |  | Fixed | Roof
NJADRE1555158335 | Administratively Determined Incentive Program | VENTNOR CITY | 8406 | 19 | 10.53 | Residential | Behind the Meter | No | Net Metered Residential | Powur, PBC |  | AC Electric | Accepted | 2023-11-28 | 2023-12-28 | 2024-12-28 | Inverters | Solaredge | SE10000H-US | 10000 |  | 1 |  |  | 0.99 |  | Outside
NJADRE1555158373 | Administratively Determined Incentive Program | MAYS LANDING | 8330 | 19 | 5.27 | Residential | Behind the Meter | Yes | Net Metered Residential | Sunrun Installation Services, Inc. |  | AC Electric | Accepted | 2023-11-22 | 2023-12-26 | 2024-12-26 | Solar Panels | Hanwha Q-Cells | Q.PEAK DUO BLK ML-G10+ 405 |  | 0.405 | 13 | 101 | 26 |  | Fixed | Roof
NJADRE1555158373 | Administratively Determined Incentive Program | MAYS LANDING | 8330 | 19 | 5.27 | Residential | Behind the Meter | Yes | Net Metered Residential | Sunrun Installation Services, Inc. |  | AC Electric | Accepted | 2023-11-22 | 2023-12-26 | 2024-12-26 | Inverters | SolarEdge Technologies | SE3800H-USMN | 3800 |  | 1 |  |  | 0.96 |  | Outside
NJADRE1555158558 | Administratively Determined Incentive Program | NEWARK | 7112 | 9 | 4.46 | Residential | Behind the Meter | Yes | Net Metered Residential | Trinity Solar |  | PSE&G | Accepted | 2023-11-22 | 2023-12-26 | 2024-12-26 | Inverters | Solar Edge | SE3800H-US | 3800 |  | 1 |  |  | 0.97 |  | Outdoor
NJADRE1555158558 | Administratively Determined Incentive Program | NEWARK | 7112 | 9 | 4.46 | Residential | Behind the Meter | Yes | Net Metered Residential | Trinity Solar |  | PSE&G | Accepted | 2023-11-22 | 2023-12-26 | 2024-12-26 | Solar Panels | HANWHA | Q.PEAK DUO BLK ML-G10+ 405 |  | 0.405 | 9 | 126 | 43 |  | Fixed | Roof
NJADRE1555158558 | Administratively Determined Incentive Program | NEWARK | 7112 | 9 | 4.46 | Residential | Behind the Meter | Yes | Net Metered Residential | Trinity Solar |  | PSE&G | Accepted | 2023-11-22 | 2023-12-26 | 2024-12-26 | Solar Panels | HANWHA | Q.PEAK DUO BLK ML-G10+ 405 |  | 0.405 | 2 | 306 | 18 |  | Fixed | Roof
NJADRE1555158715 | Administratively Determined Incentive Program | MONROE TOWNSHIP | 8831 | 11 | 14.18 | Residential | Behind the Meter | No | Net Metered Residential | Powur, PBC |  | JCP&L | Accepted | 2023-11-22 | 2023-12-27 | 2024-12-27 | Solar Panels | Rec Solar | REC405AA PURE |  | 0.405 | 35 | 133 | 18 |  | Fixed | Roof
NJADRE1555158715 | Administratively Determined Incentive Program | MONROE TOWNSHIP | 8831 | 11 | 14.18 | Residential | Behind the Meter | No | Net Metered Residential | Powur, PBC |  | JCP&L | Accepted | 2023-11-22 | 2023-12-27 | 2024-12-27 | Inverters | Enphase | IQ8A-72-2-US | 349 |  | 35 |  |  | 0.99 |  | Outside
NJADRE1555158723 | Administratively Determined Incentive Program | OLD BRIDGE | 8857 | 11 | 8.1 | Residential | Behind the Meter | Yes | Net Metered Residential | Sunrun Installation Services, Inc. |  | JCP&L | Accepted | 2023-11-22 | 2023-12-26 | 2024-12-26 | Inverters | SOLAREDGE TECHNOLOGIES | SE6000H-USSN | 6000 |  | 1 |  |  | 0.99 |  | Outdoor | next to meter
NJADRE1555158723 | Administratively Determined Incentive Program | OLD BRIDGE | 8857 | 11 | 8.1 | Residential | Behind the Meter | Yes | Net Metered Residential | Sunrun Installation Services, Inc. |  | JCP&L | Accepted | 2023-11-22 | 2023-12-26 | 2024-12-26 | Solar Panels | Hanwha Q Cells | Q.PEAK DUO BLK ML-G10+ 405 |  | 0.405 | 20 | 172 | 23 |  | Fixed | Roof
NJADRE1555158723 | Administratively Determined Incentive Program | OLD BRIDGE | 8857 | 11 | 8.1 | Residential | Behind the Meter | Yes | Net Metered Residential | Sunrun Installation Services, Inc. |  | JCP&L | Accepted | 2023-11-22 | 2023-12-26 | 2024-12-26 | Electric Storage Battery | Tesla | Powerwall |  |  | 1 |  |  |  | Lithium Ion |  | Outside
NJADRE1555159312 | Administratively Determined Incentive Program | HILLSIDE | 7205 | 10 | 8.91 | Residential | Behind the Meter | No | Net Metered Residential | Powur, PBC |  | PSE&G | Accepted | 2023-11-27 | 2023-12-27 | 2024-12-27 | Solar Panels | Hanwha | Q CELLS Q.PEAK DUO BLK ML-G10+ (405W) |  | 0.405 | 8 | 258 | 9 |  | Fixed | Roof
NJADRE1555159312 | Administratively Determined Incentive Program | HILLSIDE | 7205 | 10 | 8.91 | Residential | Behind the Meter | No | Net Metered Residential | Powur, PBC |  | PSE&G | Accepted | 2023-11-27 | 2023-12-27 | 2024-12-27 | Solar Panels | Hanwha | Q CELLS Q.PEAK DUO BLK ML-G10+ (405W) |  | 0.405 | 9 | 78 | 7 |  | Fixed | Roof
NJADRE1555159312 | Administratively Determined Incentive Program | HILLSIDE | 7205 | 10 | 8.91 | Residential | Behind the Meter | No | Net Metered Residential | Powur, PBC |  | PSE&G | Accepted | 2023-11-27 | 2023-12-27 | 2024-12-27 | Solar Panels | Hanwha | Q CELLS Q.PEAK DUO BLK ML-G10+ (405W) |  | 0.405 | 5 | 169 | 38 |  | Fixed | Roof
NJADRE1555159312 | Administratively Determined Incentive Program | HILLSIDE | 7205 | 10 | 8.91 | Residential | Behind the Meter | No | Net Metered Residential | Powur, PBC |  | PSE&G | Accepted | 2023-11-27 | 2023-12-27 | 2024-12-27 | Inverters | Enphase | IQ8M-72-2-US | 325 |  | 22 |  |  | 0.99 |  | Outside
NJADRE1555160094 | Administratively Determined Incentive Program | PINE BROOK | 7058 | 3 | 11.75 | Residential | Behind the Meter | No | Net Metered Residential | Tesla Energy Operations Inc |  | JCP&L | Accepted | 2023-11-22 | 2023-12-26 | 2024-12-26 | Inverters | Tesla | 1538000-45-A | 5000 |  | 1 |  |  | 0.98 |  | Indoor
NJADRE1555160094 | Administratively Determined Incentive Program | PINE BROOK | 7058 | 3 | 11.75 | Residential | Behind the Meter | No | Net Metered Residential | Tesla Energy Operations Inc |  | JCP&L | Accepted | 2023-11-22 | 2023-12-26 | 2024-12-26 | Inverters | Tesla | 1538000-45-A | 3800 |  | 1 |  |  | 0.98 |  | Indoor
NJADRE1555160094 | Administratively Determined Incentive Program | PINE BROOK | 7058 | 3 | 11.75 | Residential | Behind the Meter | No | Net Metered Residential | Tesla Energy Operations Inc |  | JCP&L | Accepted | 2023-11-22 | 2023-12-26 | 2024-12-26 | Solar Panels | Hanwha | Â # Q.PEAK DUO BLK ML-G10+/TS 405 |  | 0.405 | 6 | 173 | 23 |  | Fixed | Roof
NJADRE1555160094 | Administratively Determined Incentive Program | PINE BROOK | 7058 | 3 | 11.75 | Residential | Behind the Meter | No | Net Metered Residential | Tesla Energy Operations Inc |  | JCP&L | Accepted | 2023-11-22 | 2023-12-26 | 2024-12-26 | Solar Panels | Hanwha | Â # Q.PEAK DUO BLK ML-G10+/TS 405 |  | 0.405 | 6 | 264 | 23 |  | Fixed | Roof
NJADRE1555160094 | Administratively Determined Incentive Program | PINE BROOK | 7058 | 3 | 11.75 | Residential | Behind the Meter | No | Net Metered Residential | Tesla Energy Operations Inc |  | JCP&L | Accepted | 2023-11-22 | 2023-12-26 | 2024-12-26 | Solar Panels | Hanwha | Â # Q.PEAK DUO BLK ML-G10+/TS 405 |  | 0.405 | 4 | 174 | 23 |  | Fixed | Roof
NJADRE1555160094 | Administratively Determined Incentive Program | PINE BROOK | 7058 | 3 | 11.75 | Residential | Behind the Meter | No | Net Metered Residential | Tesla Energy Operations Inc |  | JCP&L | Accepted | 2023-11-22 | 2023-12-26 | 2024-12-26 | Solar Panels | Hanwha | Â # Q.PEAK DUO BLK ML-G10+/TS 405 |  | 0.405 | 6 | 354 | 23 |  | Fixed | Roof
NJADRE1555160094 | Administratively Determined Incentive Program | PINE BROOK | 7058 | 3 | 11.75 | Residential | Behind the Meter | No | Net Metered Residential | Tesla Energy Operations Inc |  | JCP&L | Accepted | 2023-11-22 | 2023-12-26 | 2024-12-26 | Solar Panels | Hanwha | Â # Q.PEAK DUO BLK ML-G10+/TS 405 |  | 0.405 | 4 | 83 | 23 |  | Fixed | Roof
NJADRE1555160094 | Administratively Determined Incentive Program | PINE BROOK | 7058 | 3 | 11.75 | Residential | Behind the Meter | No | Net Metered Residential | Tesla Energy Operations Inc |  | JCP&L | Accepted | 2023-11-22 | 2023-12-26 | 2024-12-26 | Solar Panels | Hanwha | Â # Q.PEAK DUO BLK ML-G10+/TS 405 |  | 0.405 | 3 | 353 | 23 |  | Fixed | Roof
NJADRE1555160977 | Administratively Determined Incentive Program | EGG HARBOR TOWNSHIP | 8234 | 19 | 10.01 | Residential | Behind the Meter | Yes | Net Metered Residential | All Season Solar |  | AC Electric | Accepted | 2023-11-22 | 2023-12-26 | 2024-12-26 | Inverters | Enphase | IQ8Plus | 290 |  | 26 |  |  | 0.97 |  | Outside
NJADRE1555160977 | Administratively Determined Incentive Program | EGG HARBOR TOWNSHIP | 8234 | 19 | 10.01 | Residential | Behind the Meter | Yes | Net Metered Residential | All Season Solar |  | AC Electric | Accepted | 2023-11-22 | 2023-12-26 | 2024-12-26 | Solar Panels | Trina | TSMDE09.05 |  | 0.385 | 26 | 170 | 23 |  | Fixed | Roof
NJADRE1555160984 | Administratively Determined Incentive Program | CAPE MAY POINT | 8212 | 21 | 4.86 | Residential | Behind the Meter | No | Net Metered Residential | Tesla Energy Operations Inc |  | AC Electric | Accepted | 2023-11-22 | 2024-01-02 | 2025-01-02 | Inverters | Tesla | 1538000-45-A | 7600 |  | 1 |  |  | 0.98 |  | Outside
NJADRE1555160984 | Administratively Determined Incentive Program | CAPE MAY POINT | 8212 | 21 | 4.86 | Residential | Behind the Meter | No | Net Metered Residential | Tesla Energy Operations Inc |  | AC Electric | Accepted | 2023-11-22 | 2024-01-02 | 2025-01-02 | Solar Panels | Hanwha | Â # Q.PEAK DUO BLK ML-G10+/TS 405 |  | 0.405 | 6 | 32 | 18 |  | Fixed | Roof
NJADRE1555160984 | Administratively Determined Incentive Program | CAPE MAY POINT | 8212 | 21 | 4.86 | Residential | Behind the Meter | No | Net Metered Residential | Tesla Energy Operations Inc |  | AC Electric | Accepted | 2023-11-22 | 2024-01-02 | 2025-01-02 | Solar Panels | Hanwha | Â # Q.PEAK DUO BLK ML-G10+/TS 405 |  | 0.405 | 6 | 212 | 18 |  | Fixed | Roof
NJADRE1555161037 | Administratively Determined Incentive Program | CHERRY HILL | 8003 | 14 | 10.4 | Residential | Behind the Meter | Yes | Net Metered Residential | SunPower Corporation |  | PSE&G | Accepted | 2023-11-22 | 2023-12-26 | 2024-12-26 | Solar Panels | WAAREE ENERGIES LIMITED | WSMDi-400 |  | 0.4 | 5 | 170 | 26 |  | Fixed | Roof
NJADRE1555161037 | Administratively Determined Incentive Program | CHERRY HILL | 8003 | 14 | 10.4 | Residential | Behind the Meter | Yes | Net Metered Residential | SunPower Corporation |  | PSE&G | Accepted | 2023-11-22 | 2023-12-26 | 2024-12-26 | Solar Panels | WAAREE ENERGIES LIMITED | WSMDi-400 |  | 0.4 | 9 | 350 | 26 |  | Fixed | Roof
NJADRE1555161037 | Administratively Determined Incentive Program | CHERRY HILL | 8003 | 14 | 10.4 | Residential | Behind the Meter | Yes | Net Metered Residential | SunPower Corporation |  | PSE&G | Accepted | 2023-11-22 | 2023-12-26 | 2024-12-26 | Solar Panels | WAAREE ENERGIES LIMITED | WSMDi-400 |  | 0.4 | 3 | 260 | 44 |  | Fixed | Roof
NJADRE1555161037 | Administratively Determined Incentive Program | CHERRY HILL | 8003 | 14 | 10.4 | Residential | Behind the Meter | Yes | Net Metered Residential | SunPower Corporation |  | PSE&G | Accepted | 2023-11-22 | 2023-12-26 | 2024-12-26 | Solar Panels | WAAREE ENERGIES LIMITED | WSMDi-400 |  | 0.4 | 9 | 170 | 26 |  | Fixed | Roof
NJADRE1555161037 | Administratively Determined Incentive Program | CHERRY HILL | 8003 | 14 | 10.4 | Residential | Behind the Meter | Yes | Net Metered Residential | SunPower Corporation |  | PSE&G | Accepted | 2023-11-22 | 2023-12-26 | 2024-12-26 | Inverters | Enphase | IQ7HS-66-M-US | 384 |  | 26 |  |  | 0.97 |  | Other | under each panel
NJADRE1555161048 | Administratively Determined Incentive Program | HAWTHORNE | 7506 | 6 | 15.3 | Residential | Behind the Meter | Yes | Net Metered Residential | Venture Home Solar, LLC |  | PSE&G | Accepted | 2023-11-22 | 2023-12-26 | 2024-12-26 | Inverters | EnPhase | IQ8PLUS-72-2-US (240V) | 300 |  | 36 |  |  | 0.96667 |  | Outside
NJADRE1555161048 | Administratively Determined Incentive Program | HAWTHORNE | 7506 | 6 | 15.3 | Residential | Behind the Meter | Yes | Net Metered Residential | Venture Home Solar, LLC |  | PSE&G | Accepted | 2023-11-22 | 2023-12-26 | 2024-12-26 | Solar Panels | Hanwha | Q.TRON BLK M-G2+ 425W |  | 0.425 | 12 | 175 | 30 |  | Fixed | Roof
NJADRE1555161048 | Administratively Determined Incentive Program | HAWTHORNE | 7506 | 6 | 15.3 | Residential | Behind the Meter | Yes | Net Metered Residential | Venture Home Solar, LLC |  | PSE&G | Accepted | 2023-11-22 | 2023-12-26 | 2024-12-26 | Solar Panels | Hanwha | Q.TRON BLK M-G2+ 425W |  | 0.425 | 6 | 175 | 30 |  | Fixed | Roof
NJADRE1555161048 | Administratively Determined Incentive Program | HAWTHORNE | 7506 | 6 | 15.3 | Residential | Behind the Meter | Yes | Net Metered Residential | Venture Home Solar, LLC |  | PSE&G | Accepted | 2023-11-22 | 2023-12-26 | 2024-12-26 | Solar Panels | Hanwha | Q.TRON BLK M-G2+ 425W |  | 0.425 | 12 | 355 | 30 |  | Fixed | Roof
NJADRE1555161048 | Administratively Determined Incentive Program | HAWTHORNE | 7506 | 6 | 15.3 | Residential | Behind the Meter | Yes | Net Metered Residential | Venture Home Solar, LLC |  | PSE&G | Accepted | 2023-11-22 | 2023-12-26 | 2024-12-26 | Solar Panels | Hanwha | Q.TRON BLK M-G2+ 425W |  | 0.425 | 6 | 355 | 30 |  | Fixed | Roof
NJADRE1555161063 | Administratively Determined Incentive Program | FORKED RIVER | 8731 | 18 | 11.75 | Residential | Behind the Meter | Yes | Net Metered Residential | Trinity Solar Inc. |  | JCP&L | Accepted | 2023-11-22 | 2023-12-26 | 2024-12-26 | Inverters | SOLAR EDGE | SE10000H-US | 10000 |  | 1 |  |  | 0.97 |  | Outdoor
NJADRE1555161063 | Administratively Determined Incentive Program | FORKED RIVER | 8731 | 18 | 11.75 | Residential | Behind the Meter | Yes | Net Metered Residential | Trinity Solar Inc. |  | JCP&L | Accepted | 2023-11-22 | 2023-12-26 | 2024-12-26 | Solar Panels | HANWHA | Q.PEAK DUO BLK ML-G10+ 405 |  | 0.405 | 16 | 184 | 18 |  | Fixed | Roof
NJADRE1555161063 | Administratively Determined Incentive Program | FORKED RIVER | 8731 | 18 | 11.75 | Residential | Behind the Meter | Yes | Net Metered Residential | Trinity Solar Inc. |  | JCP&L | Accepted | 2023-11-22 | 2023-12-26 | 2024-12-26 | Solar Panels | HANWHA | Q.PEAK DUO BLK ML-G10+ 405 |  | 0.405 | 5 | 4 | 18 |  | Fixed | Roof
NJADRE1555161063 | Administratively Determined Incentive Program | FORKED RIVER | 8731 | 18 | 11.75 | Residential | Behind the Meter | Yes | Net Metered Residential | Trinity Solar Inc. |  | JCP&L | Accepted | 2023-11-22 | 2023-12-26 | 2024-12-26 | Solar Panels | HANWHA | Q.PEAK DUO BLK ML-G10+ 405 |  | 0.405 | 6 | 274 | 18 |  | Fixed | Roof
NJADRE1555161063 | Administratively Determined Incentive Program | FORKED RIVER | 8731 | 18 | 11.75 | Residential | Behind the Meter | Yes | Net Metered Residential | Trinity Solar Inc. |  | JCP&L | Accepted | 2023-11-22 | 2023-12-26 | 2024-12-26 | Solar Panels | HANWHA | Q.PEAK DUO BLK ML-G10+ 405 |  | 0.405 | 2 | 94 | 18 |  | Fixed | Roof
NJADRE1555161078 | Administratively Determined Incentive Program | PENNSVILLE TOWNSHIP | 8070 | 16 | 6.48 | Residential | Behind the Meter | Yes | Small Net-Metered Non-Residential located on Rooftop, Carport, Canopy and Floating Solar | Sunny Mac LLC |  | AC Electric | Accepted | 2023-11-22 | 2023-12-27 | 2024-12-27 | Solar Panels | Q.PEAK DUO BLK ML-G10+ 405 | HANWHA |  | 0.405 | 16 | 137 | 6 |  | Fixed | Roof
NJADRE1555161078 | Administratively Determined Incentive Program | PENNSVILLE TOWNSHIP | 8070 | 16 | 6.48 | Residential | Behind the Meter | Yes | Small Net-Metered Non-Residential located on Rooftop, Carport, Canopy and Floating Solar | Sunny Mac LLC |  | AC Electric | Accepted | 2023-11-22 | 2023-12-27 | 2024-12-27 | Inverters | SE5000H-US | SOLAREDGE | 5000 |  | 1 |  |  | 0.1 |  | Outdoor | next to meter
NJADRE1555161096 | Administratively Determined Incentive Program | Stewartsville | 8886 | 2 | 9.72 | Residential | Behind the Meter | Yes | Net Metered Residential | Trinity Solar |  | JCP&L | Accepted | 2023-11-22 | 2023-12-26 | 2024-12-26 | Inverters | Solar Edge | SE7600H-US000BEi4 | 7600 |  | 1 |  |  | 0.97 |  | Outdoor
NJADRE1555161096 | Administratively Determined Incentive Program | Stewartsville | 8886 | 2 | 9.72 | Residential | Behind the Meter | Yes | Net Metered Residential | Trinity Solar |  | JCP&L | Accepted | 2023-11-22 | 2023-12-26 | 2024-12-26 | Solar Panels | HANWHA | Q.PEAK DUO BLK ML-G10+ 405 |  | 0.405 | 11 | 157 | 34 |  | Fixed | Roof
NJADRE1555161096 | Administratively Determined Incentive Program | Stewartsville | 8886 | 2 | 9.72 | Residential | Behind the Meter | Yes | Net Metered Residential | Trinity Solar |  | JCP&L | Accepted | 2023-11-22 | 2023-12-26 | 2024-12-26 | Solar Panels | HANWHA | Q.PEAK DUO BLK ML-G10+ 405 |  | 0.405 | 2 | 24 | 23 |  | Fixed | Roof
NJADRE1555161096 | Administratively Determined Incentive Program | Stewartsville | 8886 | 2 | 9.72 | Residential | Behind the Meter | Yes | Net Metered Residential | Trinity Solar |  | JCP&L | Accepted | 2023-11-22 | 2023-12-26 | 2024-12-26 | Solar Panels | HANWHA | Q.PEAK DUO BLK ML-G10+ 405 |  | 0.405 | 5 | 157 | 18 |  | Fixed | Roof
NJADRE1555161096 | Administratively Determined Incentive Program | Stewartsville | 8886 | 2 | 9.72 | Residential | Behind the Meter | Yes | Net Metered Residential | Trinity Solar |  | JCP&L | Accepted | 2023-11-22 | 2023-12-26 | 2024-12-26 | Solar Panels | HANWHA | Q.PEAK DUO BLK ML-G10+ 405 |  | 0.405 | 6 | 157 | 34 |  | Fixed | Roof
NJADRE1555161112 | Administratively Determined Incentive Program | ELMER | 8318 | 16 | 10.13 | Residential | Behind the Meter | Yes | Net Metered Residential | SunnyMac LLC |  | AC Electric | Accepted | 2023-11-22 | 2023-12-26 | 2024-12-26 | Solar Panels | Q.PEAK DUO BLK ML-G10+ 405 | HANWHA |  | 0.405 | 12 | 52 | 27 |  | Fixed | Roof
NJADRE1555161112 | Administratively Determined Incentive Program | ELMER | 8318 | 16 | 10.13 | Residential | Behind the Meter | Yes | Net Metered Residential | SunnyMac LLC |  | AC Electric | Accepted | 2023-11-22 | 2023-12-26 | 2024-12-26 | Solar Panels | Q.PEAK DUO BLK ML-G10+ 405 | HANWHA |  | 0.405 | 5 | 232 | 14 |  | Fixed | Roof
NJADRE1555161112 | Administratively Determined Incentive Program | ELMER | 8318 | 16 | 10.13 | Residential | Behind the Meter | Yes | Net Metered Residential | SunnyMac LLC |  | AC Electric | Accepted | 2023-11-22 | 2023-12-26 | 2024-12-26 | Solar Panels | Q.PEAK DUO BLK ML-G10+ 405 | HANWHA |  | 0.405 | 4 | 232 | 27 |  | Fixed | Roof
NJADRE1555161112 | Administratively Determined Incentive Program | ELMER | 8318 | 16 | 10.13 | Residential | Behind the Meter | Yes | Net Metered Residential | SunnyMac LLC |  | AC Electric | Accepted | 2023-11-22 | 2023-12-26 | 2024-12-26 | Solar Panels | Q.PEAK DUO BLK ML-G10+ 405 | HANWHA |  | 0.405 | 4 | 142 | 14 |  | Fixed | Roof
NJADRE1555161112 | Administratively Determined Incentive Program | ELMER | 8318 | 16 | 10.13 | Residential | Behind the Meter | Yes | Net Metered Residential | SunnyMac LLC |  | AC Electric | Accepted | 2023-11-22 | 2023-12-26 | 2024-12-26 | Inverters | SE7600H-US | SOLAREDGE | 7600 |  | 1 |  |  | 0.1 |  | Outdoor | next to meter
NJADRE1555161112 | Administratively Determined Incentive Program | ELMER | 8318 | 16 | 10.13 | Residential | Behind the Meter | Yes | Net Metered Residential | SunnyMac LLC |  | AC Electric | Accepted | 2023-11-22 | 2023-12-26 | 2024-12-26 | Meters | SE-RGMTR-1D-240C-B | Solaredge |  |  | 1 |  |  |  | Yes | Outdoor
NJADRE1555161133 | Administratively Determined Incentive Program | WILLINGBORO | 8046 | 13 | 3.24 | Residential | Behind the Meter | Yes | Net Metered Residential | Sunrun Installation Services, Inc. |  | PSE&G | Accepted | 2023-11-22 | 2023-12-27 | 2024-12-27 | Inverters | SOLAREDGE TECHNOLOGIES | SE3800H-USMN | 3800 |  | 1 |  |  | 0.992 |  | Outdoor | next to meter
NJADRE1555161133 | Administratively Determined Incentive Program | WILLINGBORO | 8046 | 13 | 3.24 | Residential | Behind the Meter | Yes | Net Metered Residential | Sunrun Installation Services, Inc. |  | PSE&G | Accepted | 2023-11-22 | 2023-12-27 | 2024-12-27 | Solar Panels | HANWHA Q-CELLS | Q.PEAK DUO BLK ML-G10+ 405 |  | 0.405 | 3 | 29 | 42 |  | Fixed | Roof
NJADRE1555161133 | Administratively Determined Incentive Program | WILLINGBORO | 8046 | 13 | 3.24 | Residential | Behind the Meter | Yes | Net Metered Residential | Sunrun Installation Services, Inc. |  | PSE&G | Accepted | 2023-11-22 | 2023-12-27 | 2024-12-27 | Solar Panels | HANWHA Q-CELLS | Q.PEAK DUO BLK ML-G10+ 405 |  | 0.405 | 5 | 210 | 42 |  | Fixed | Roof
NJADRE1555161151 | Administratively Determined Incentive Program | SICKLERVILLE | 8081 | 14 | 16.2 | Residential | Behind the Meter | Yes | Net Metered Residential | SunnyMac LLC |  | AC Electric | Accepted | 2023-11-22 | 2023-12-26 | 2024-12-26 | Solar Panels | Q.PEAK DUO BLK ML-G10+ 405 | HANWHA |  | 0.405 | 19 | 191 | 32 |  | Fixed | Roof
NJADRE1555161151 | Administratively Determined Incentive Program | SICKLERVILLE | 8081 | 14 | 16.2 | Residential | Behind the Meter | Yes | Net Metered Residential | SunnyMac LLC |  | AC Electric | Accepted | 2023-11-22 | 2023-12-26 | 2024-12-26 | Solar Panels | Q.PEAK DUO BLK ML-G10+ 405 | HANWHA |  | 0.405 | 6 | 101 | 35 |  | Fixed | Roof
NJADRE1555161151 | Administratively Determined Incentive Program | SICKLERVILLE | 8081 | 14 | 16.2 | Residential | Behind the Meter | Yes | Net Metered Residential | SunnyMac LLC |  | AC Electric | Accepted | 2023-11-22 | 2023-12-26 | 2024-12-26 | Solar Panels | Q.PEAK DUO BLK ML-G10+ 405 | HANWHA |  | 0.405 | 12 | 11 | 33 |  | Fixed | Roof
NJADRE1555161151 | Administratively Determined Incentive Program | SICKLERVILLE | 8081 | 14 | 16.2 | Residential | Behind the Meter | Yes | Net Metered Residential | SunnyMac LLC |  | AC Electric | Accepted | 2023-11-22 | 2023-12-26 | 2024-12-26 | Solar Panels | Q.PEAK DUO BLK ML-G10+ 405 | HANWHA |  | 0.405 | 3 | 101 | 35 |  | Fixed | Roof
NJADRE1555161151 | Administratively Determined Incentive Program | SICKLERVILLE | 8081 | 14 | 16.2 | Residential | Behind the Meter | Yes | Net Metered Residential | SunnyMac LLC |  | AC Electric | Accepted | 2023-11-22 | 2023-12-26 | 2024-12-26 | Inverters | SE11400H-US | SOLAREDGE | 11400 |  | 1 |  |  | 0.1 |  | Outdoor | next to meter
NJADRE1555161268 | Administratively Determined Incentive Program | BLOOMFIELD | 7003 | 9 | 6.8 | Residential | Behind the Meter | Yes | Net Metered Residential | Pro Custom Solar dba Momentum Solar |  | PSE&G | Accepted | 2023-11-22 | 2023-12-26 | 2024-12-26 | Solar Panels | Â Q. PEAK DUO BLK-G10+400 | hanwha |  | 0.4 | 9 | 91 | 34 |  | Fixed | Roof
NJADRE1555161268 | Administratively Determined Incentive Program | BLOOMFIELD | 7003 | 9 | 6.8 | Residential | Behind the Meter | Yes | Net Metered Residential | Pro Custom Solar dba Momentum Solar |  | PSE&G | Accepted | 2023-11-22 | 2023-12-26 | 2024-12-26 | Solar Panels | Â Q. PEAK DUO BLK-G10+400 | hanwha |  | 0.4 | 8 | 271 | 32 |  | Fixed | Roof
NJADRE1555161268 | Administratively Determined Incentive Program | BLOOMFIELD | 7003 | 9 | 6.8 | Residential | Behind the Meter | Yes | Net Metered Residential | Pro Custom Solar dba Momentum Solar |  | PSE&G | Accepted | 2023-11-22 | 2023-12-26 | 2024-12-26 | Inverters | IQ8PLUS-72-2-US | enphase | 290 |  | 17 |  |  | 0.97 |  | Outdoor
NJADRE1555161703 | Administratively Determined Incentive Program | SOMERSET | 8873 | 5 | 12.96 | Residential | Behind the Meter | Yes | Net Metered Residential | Sunrun Installation Services, Inc. |  | PSE&G | Accepted | 2023-11-22 | 2023-12-26 | 2024-12-26 | Inverters | Delta Electronics | E10-TL-US | 10000 |  | 1 |  |  | 0.975 |  | Outdoor | next to meter
NJADRE1555161703 | Administratively Determined Incentive Program | SOMERSET | 8873 | 5 | 12.96 | Residential | Behind the Meter | Yes | Net Metered Residential | Sunrun Installation Services, Inc. |  | PSE&G | Accepted | 2023-11-22 | 2023-12-26 | 2024-12-26 | Solar Panels | HANWHA Q-CELLS | Q.PEAK DUO BLK ML-G10+ 405 |  | 0.405 | 15 | 309 | 22 |  | Fixed | Roof
NJADRE1555161703 | Administratively Determined Incentive Program | SOMERSET | 8873 | 5 | 12.96 | Residential | Behind the Meter | Yes | Net Metered Residential | Sunrun Installation Services, Inc. |  | PSE&G | Accepted | 2023-11-22 | 2023-12-26 | 2024-12-26 | Solar Panels | HANWHA Q-CELLS | Q.PEAK DUO BLK ML-G10+ 405 |  | 0.405 | 17 | 129 | 22 |  | Fixed | Roof
NJADRE1555161704 | Administratively Determined Incentive Program | GLOUCESTER CITY | 8030 | 14 | 14.08 | Residential | Behind the Meter | Yes | Net Metered Residential | SunPower Corporation, Systems |  | PSE&G | Accepted | 2023-11-22 | 2023-12-27 | 2024-12-27 | Solar Panels | Sunpower | SPR-M-440-H-AC |  | 0.44 | 15 | 339 | 40 |  | Fixed | Roof
NJADRE1555161704 | Administratively Determined Incentive Program | GLOUCESTER CITY | 8030 | 14 | 14.08 | Residential | Behind the Meter | Yes | Net Metered Residential | SunPower Corporation, Systems |  | PSE&G | Accepted | 2023-11-22 | 2023-12-27 | 2024-12-27 | Solar Panels | Sunpower | SPR-M-440-H-AC |  | 0.44 | 12 | 159 | 40 |  | Fixed | Roof
NJADRE1555161704 | Administratively Determined Incentive Program | GLOUCESTER CITY | 8030 | 14 | 14.08 | Residential | Behind the Meter | Yes | Net Metered Residential | SunPower Corporation, Systems |  | PSE&G | Accepted | 2023-11-22 | 2023-12-27 | 2024-12-27 | Solar Panels | Sunpower | SPR-M-440-H-AC |  | 0.44 | 5 | 159 | 9 |  | Fixed | Roof
NJADRE1555161704 | Administratively Determined Incentive Program | GLOUCESTER CITY | 8030 | 14 | 14.08 | Residential | Behind the Meter | Yes | Net Metered Residential | SunPower Corporation, Systems |  | PSE&G | Accepted | 2023-11-22 | 2023-12-27 | 2024-12-27 | Inverters | Enphase | IQ7HS-66-ACM-US | 384 |  | 32 |  |  | 0.97 |  | Other | Under Each Panel
NJADRE1555161775 | Administratively Determined Incentive Program | AUDUBON | 8106 | 14 | 14.8 | Residential | Behind the Meter | No | Net Metered Residential | Seabright Solar |  | PSE&G | Accepted | 2023-11-22 | 2023-12-26 | 2024-12-26 | Solar Panels | Sunpower | SPR-U-400 |  | 0.4 | 13 | 320 | 30 |  | Double Axis | Roof
NJADRE1555161775 | Administratively Determined Incentive Program | AUDUBON | 8106 | 14 | 14.8 | Residential | Behind the Meter | No | Net Metered Residential | Seabright Solar |  | PSE&G | Accepted | 2023-11-22 | 2023-12-26 | 2024-12-26 | Solar Panels | Sunpower | SPR-U-400 |  | 0.4 | 14 | 140 | 30 |  | Fixed | Roof
NJADRE1555161775 | Administratively Determined Incentive Program | AUDUBON | 8106 | 14 | 14.8 | Residential | Behind the Meter | No | Net Metered Residential | Seabright Solar |  | PSE&G | Accepted | 2023-11-22 | 2023-12-26 | 2024-12-26 | Solar Panels | Sunpower | SPR-U-400 |  | 0.4 | 5 | 50 | 30 |  | Fixed | Roof
NJADRE1555161775 | Administratively Determined Incentive Program | AUDUBON | 8106 | 14 | 14.8 | Residential | Behind the Meter | No | Net Metered Residential | Seabright Solar |  | PSE&G | Accepted | 2023-11-22 | 2023-12-26 | 2024-12-26 | Solar Panels | Sunpower | SPR-U-400 |  | 0.4 | 5 | 230 | 30 |  | Fixed | Roof
NJADRE1555161775 | Administratively Determined Incentive Program | AUDUBON | 8106 | 14 | 14.8 | Residential | Behind the Meter | No | Net Metered Residential | Seabright Solar |  | PSE&G | Accepted | 2023-11-22 | 2023-12-26 | 2024-12-26 | Inverters | Enphase | IQ 7HS | 384 |  | 37 |  |  | 0.99 |  | Outside | Roof
NJADRE1555161781 | Administratively Determined Incentive Program | CALIFON | 7830 | 4 | 20.09 | Residential | Behind the Meter | No | Net Metered Residential | Ampericon |  | JCP&L | Accepted | 2023-11-22 | 2023-12-26 | 2024-12-26 | Inverters | EnPhase | IQ8plus | 290 |  | 49 |  |  | 0.965 |  | Other | Roof
NJADRE1555161781 | Administratively Determined Incentive Program | CALIFON | 7830 | 4 | 20.09 | Residential | Behind the Meter | No | Net Metered Residential | Ampericon |  | JCP&L | Accepted | 2023-11-22 | 2023-12-26 | 2024-12-26 | Solar Panels | Silfab | SIL-410-BG |  | 0.41 | 49 | 280 | 30 |  | Fixed | Roof
NJADRE1555161782 | Administratively Determined Incentive Program | WOODBRIDGE | 7095 | 11 | 8 | Residential | Behind the Meter | Yes | Net Metered Residential | Posigen Developer. LLC |  | PSE&G | Accepted | 2023-11-22 | 2024-01-09 | 2025-01-09 | Solar Panels | Silfab | SIL-400 HC+ |  | 0.4 | 20 | 262 | 10 |  | Fixed | Roof
NJADRE1555161782 | Administratively Determined Incentive Program | WOODBRIDGE | 7095 | 11 | 8 | Residential | Behind the Meter | Yes | Net Metered Residential | Posigen Developer. LLC |  | PSE&G | Accepted | 2023-11-22 | 2024-01-09 | 2025-01-09 | Inverters | SolarEdge | SE6000H-US | 6000 |  | 1 |  |  | 0.99 |  | Outside | within ten feet of meter
NJADRE1555161814 | Administratively Determined Incentive Program | HAMMONTON | 8037 | 19 | 22 | Residential | Behind the Meter | No | Net Metered Residential | All Season Solar |  | AC Electric | Accepted | 2023-11-22 | 2023-12-26 | 2024-12-26 | Inverters | Enphase | IQ8Plus | 290 |  | 55 |  |  | 0.97 |  | Outdoor
NJADRE1555161814 | Administratively Determined Incentive Program | HAMMONTON | 8037 | 19 | 22 | Residential | Behind the Meter | No | Net Metered Residential | All Season Solar |  | AC Electric | Accepted | 2023-11-22 | 2023-12-26 | 2024-12-26 | Solar Panels | Certainteed | CT400HC11-06 |  | 0.4 | 26 | 210 | 19 |  | Fixed | Roof
NJADRE1555161814 | Administratively Determined Incentive Program | HAMMONTON | 8037 | 19 | 22 | Residential | Behind the Meter | No | Net Metered Residential | All Season Solar |  | AC Electric | Accepted | 2023-11-22 | 2023-12-26 | 2024-12-26 | Solar Panels | Certainteed | CT400HC11-06 |  | 0.4 | 8 | 120 | 20 |  | Fixed | Roof
NJADRE1555161814 | Administratively Determined Incentive Program | HAMMONTON | 8037 | 19 | 22 | Residential | Behind the Meter | No | Net Metered Residential | All Season Solar |  | AC Electric | Accepted | 2023-11-22 | 2023-12-26 | 2024-12-26 | Solar Panels | Certainteed | CT400HC11-06 |  | 0.4 | 21 | 300 | 20 |  | Fixed | Roof
NJADRE1555161832 | Administratively Determined Incentive Program | WEST BERLIN | 8091 | 14 | 7.29 | Residential | Behind the Meter | Yes | Net Metered Residential | Skyline Solar, LLC |  | AC Electric | Accepted | 2023-11-22 | 2023-12-26 | 2024-12-26 | Solar Panels | Q CELLS | Q.PEAK DUO BLK ML-G10+ |  | 0.405 | 9 | 129 | 34 |  | Fixed | Roof
NJADRE1555161832 | Administratively Determined Incentive Program | WEST BERLIN | 8091 | 14 | 7.29 | Residential | Behind the Meter | Yes | Net Metered Residential | Skyline Solar, LLC |  | AC Electric | Accepted | 2023-11-22 | 2023-12-26 | 2024-12-26 | Solar Panels | Q CELLS | Q.PEAK DUO BLK ML-G10+ |  | 0.405 | 9 | 309 | 33 |  | Fixed | Roof
NJADRE1555161832 | Administratively Determined Incentive Program | WEST BERLIN | 8091 | 14 | 7.29 | Residential | Behind the Meter | Yes | Net Metered Residential | Skyline Solar, LLC |  | AC Electric | Accepted | 2023-11-22 | 2023-12-26 | 2024-12-26 | Inverters | ENPHASE | IQ8PLUS -72-2-US | 290 |  | 18 |  |  | 0.976 |  | Outside
NJADRE1555161878 | Administratively Determined Incentive Program | ORANGE CITY | 7050 | 9 | 5.67 | Residential | Behind the Meter | Yes | Net Metered Residential | Sunrun Installation Services, Inc. |  | PSE&G | Accepted | 2023-11-22 | 2023-12-26 | 2024-12-26 | Inverters | SolarEdge Technologies | SE3800H-USMN | 3800 |  | 1 |  |  | 0.99 |  | Outdoor | NEXT TO METER
NJADRE1555161878 | Administratively Determined Incentive Program | ORANGE CITY | 7050 | 9 | 5.67 | Residential | Behind the Meter | Yes | Net Metered Residential | Sunrun Installation Services, Inc. |  | PSE&G | Accepted | 2023-11-22 | 2023-12-26 | 2024-12-26 | Solar Panels | Hanwha Q Cells | Q.PEAK DUO BLK ML-G10+ 405 |  | 0.405 | 6 | 127 | 33 |  | Fixed | Roof
NJADRE1555161878 | Administratively Determined Incentive Program | ORANGE CITY | 7050 | 9 | 5.67 | Residential | Behind the Meter | Yes | Net Metered Residential | Sunrun Installation Services, Inc. |  | PSE&G | Accepted | 2023-11-22 | 2023-12-26 | 2024-12-26 | Solar Panels | Hanwha Q Cells | Q.PEAK DUO BLK ML-G10+ 405 |  | 0.405 | 6 | 307 | 33 |  | Fixed | Roof
NJADRE1555161878 | Administratively Determined Incentive Program | ORANGE CITY | 7050 | 9 | 5.67 | Residential | Behind the Meter | Yes | Net Metered Residential | Sunrun Installation Services, Inc. |  | PSE&G | Accepted | 2023-11-22 | 2023-12-26 | 2024-12-26 | Solar Panels | Hanwha Q Cells | Q.PEAK DUO BLK ML-G10+ 405 |  | 0.405 | 2 | 125 | 11 |  | Fixed | Roof
NJADRE1555162200 | Administratively Determined Incentive Program | WILLINGBORO TWP | 8046 | 13 | 6.89 | Residential | Behind the Meter | Yes | Net Metered Residential | Sunrun Installation Services, Inc. |  | PSE&G | Accepted | 2023-11-22 | 2023-12-27 | 2024-12-27 | Inverters | Delta Electronics | E6-TL-US | 5760 |  | 1 |  |  | 0.98 |  | Outdoor | NEXT TO METER
NJADRE1555162200 | Administratively Determined Incentive Program | WILLINGBORO TWP | 8046 | 13 | 6.89 | Residential | Behind the Meter | Yes | Net Metered Residential | Sunrun Installation Services, Inc. |  | PSE&G | Accepted | 2023-11-22 | 2023-12-27 | 2024-12-27 | Solar Panels | Hanwha Q Cells | Q.PEAK DUO BLK ML-G10+ 405 |  | 0.405 | 9 | 39 | 17 |  | Fixed | Roof
NJADRE1555162200 | Administratively Determined Incentive Program | WILLINGBORO TWP | 8046 | 13 | 6.89 | Residential | Behind the Meter | Yes | Net Metered Residential | Sunrun Installation Services, Inc. |  | PSE&G | Accepted | 2023-11-22 | 2023-12-27 | 2024-12-27 | Solar Panels | Hanwha Q Cells | Q.PEAK DUO BLK ML-G10+ 405 |  | 0.405 | 8 | 219 | 17 |  | Fixed | Roof
NJADRE1555165112 | Administratively Determined Incentive Program | MONROE TOWNSHIP | 8831 | 11 | 18.13 | Residential | Behind the Meter | No | Net Metered Residential | Decksigner LLC |  | JCP&L | Accepted | 2023-11-30 | 2024-01-04 | 2025-01-04 | Inverters | Enphase | IQ8A 72 2 US | 349 |  | 49 |  |  | 0.97 |  | Other | Rooftop
NJADRE1555165112 | Administratively Determined Incentive Program | MONROE TOWNSHIP | 8831 | 11 | 18.13 | Residential | Behind the Meter | No | Net Metered Residential | Decksigner LLC |  | JCP&L | Accepted | 2023-11-30 | 2024-01-04 | 2025-01-04 | Solar Panels | Silfab Solar | Silfab SIL-370 HC |  | 0.37 | 10 | 177 | 40 |  | Fixed | Roof
NJADRE1555165112 | Administratively Determined Incentive Program | MONROE TOWNSHIP | 8831 | 11 | 18.13 | Residential | Behind the Meter | No | Net Metered Residential | Decksigner LLC |  | JCP&L | Accepted | 2023-11-30 | 2024-01-04 | 2025-01-04 | Solar Panels | Silfab Solar | Silfab SIL-370 HC |  | 0.37 | 21 | 267 | 34 |  | Fixed | Roof
NJADRE1555165112 | Administratively Determined Incentive Program | MONROE TOWNSHIP | 8831 | 11 | 18.13 | Residential | Behind the Meter | No | Net Metered Residential | Decksigner LLC |  | JCP&L | Accepted | 2023-11-30 | 2024-01-04 | 2025-01-04 | Solar Panels | Silfab Solar | Silfab SIL-370 HC |  | 0.37 | 7 | 87 | 34 |  | Fixed | Roof
NJADRE1555165112 | Administratively Determined Incentive Program | MONROE TOWNSHIP | 8831 | 11 | 18.13 | Residential | Behind the Meter | No | Net Metered Residential | Decksigner LLC |  | JCP&L | Accepted | 2023-11-30 | 2024-01-04 | 2025-01-04 | Solar Panels | Silfab Solar | Silfab SIL-370 HC |  | 0.37 | 11 | 87 | 34 |  | Fixed | Roof
NJADRE1555165112 | Administratively Determined Incentive Program | MONROE TOWNSHIP | 8831 | 11 | 18.13 | Residential | Behind the Meter | No | Net Metered Residential | Decksigner LLC |  | JCP&L | Accepted | 2023-11-30 | 2024-01-04 | 2025-01-04 | Meters | Enphase | ENPHASE IQ COMBINER 4 WITH IQ GETAWAY |  |  | 1 |  |  |  | Yes | Outdoor
NJADRE1555165119 | Administratively Determined Incentive Program | MONROE TOWNSHIP | 8831 | 11 | 18.13 | Residential | Behind the Meter | No | Net Metered Residential | Decksigner LLC |  | JCP&L | Accepted | 2023-11-30 | 2024-01-04 | 2025-01-04 | Inverters | Enphase | IQ8A 72 2 US | 349 |  | 49 |  |  | 0.97 |  | Other | Rooftop
NJADRE1555165119 | Administratively Determined Incentive Program | MONROE TOWNSHIP | 8831 | 11 | 18.13 | Residential | Behind the Meter | No | Net Metered Residential | Decksigner LLC |  | JCP&L | Accepted | 2023-11-30 | 2024-01-04 | 2025-01-04 | Solar Panels | Silfab Solar | Silfab SIL-370 HC |  | 0.37 | 10 | 158 | 40 |  | Fixed | Roof
NJADRE1555165119 | Administratively Determined Incentive Program | MONROE TOWNSHIP | 8831 | 11 | 18.13 | Residential | Behind the Meter | No | Net Metered Residential | Decksigner LLC |  | JCP&L | Accepted | 2023-11-30 | 2024-01-04 | 2025-01-04 | Solar Panels | Silfab Solar | Silfab SIL-370 HC |  | 0.37 | 23 | 248 | 30 |  | Fixed | Roof
NJADRE1555165119 | Administratively Determined Incentive Program | MONROE TOWNSHIP | 8831 | 11 | 18.13 | Residential | Behind the Meter | No | Net Metered Residential | Decksigner LLC |  | JCP&L | Accepted | 2023-11-30 | 2024-01-04 | 2025-01-04 | Solar Panels | Silfab Solar | Silfab SIL-370 HC |  | 0.37 | 10 | 68 | 30 |  | Fixed | Roof
NJADRE1555165119 | Administratively Determined Incentive Program | MONROE TOWNSHIP | 8831 | 11 | 18.13 | Residential | Behind the Meter | No | Net Metered Residential | Decksigner LLC |  | JCP&L | Accepted | 2023-11-30 | 2024-01-04 | 2025-01-04 | Solar Panels | Silfab Solar | Silfab SIL-370 HC |  | 0.37 | 6 | 68 | 30 |  | Fixed | Roof
NJADRE1555165119 | Administratively Determined Incentive Program | MONROE TOWNSHIP | 8831 | 11 | 18.13 | Residential | Behind the Meter | No | Net Metered Residential | Decksigner LLC |  | JCP&L | Accepted | 2023-11-30 | 2024-01-04 | 2025-01-04 | Meters | Enphase | ENPHASE IQ COMBINER 4 WITH IQ GETAWAY |  |  | 1 |  |  |  | Yes | Outdoor
NJADRE1555165805 | Administratively Determined Incentive Program | MONROE TOWNSHIP | 8831 | 11 | 18.13 | Residential | Behind the Meter | No | Net Metered Residential | Decksigner LLC |  | JCP&L | Accepted | 2023-12-09 | 2024-01-12 | 2025-01-12 | Inverters | Enphase | IQ8A 72 2 US | 349 |  | 49 |  |  | 0.97 |  | Other | Rooftop
NJADRE1555165805 | Administratively Determined Incentive Program | MONROE TOWNSHIP | 8831 | 11 | 18.13 | Residential | Behind the Meter | No | Net Metered Residential | Decksigner LLC |  | JCP&L | Accepted | 2023-12-09 | 2024-01-12 | 2025-01-12 | Solar Panels | Silfab Solar | Silfab SIL-370 HC |  | 0.37 | 11 | 179 | 40 |  | Fixed | Roof
NJADRE1555165805 | Administratively Determined Incentive Program | MONROE TOWNSHIP | 8831 | 11 | 18.13 | Residential | Behind the Meter | No | Net Metered Residential | Decksigner LLC |  | JCP&L | Accepted | 2023-12-09 | 2024-01-12 | 2025-01-12 | Solar Panels | Silfab Solar | Silfab SIL-370 HC |  | 0.37 | 22 | 269 | 30 |  | Fixed | Roof
NJADRE1555165805 | Administratively Determined Incentive Program | MONROE TOWNSHIP | 8831 | 11 | 18.13 | Residential | Behind the Meter | No | Net Metered Residential | Decksigner LLC |  | JCP&L | Accepted | 2023-12-09 | 2024-01-12 | 2025-01-12 | Solar Panels | Silfab Solar | Silfab SIL-370 HC |  | 0.37 | 11 | 89 | 30 |  | Fixed | Roof
NJADRE1555165805 | Administratively Determined Incentive Program | MONROE TOWNSHIP | 8831 | 11 | 18.13 | Residential | Behind the Meter | No | Net Metered Residential | Decksigner LLC |  | JCP&L | Accepted | 2023-12-09 | 2024-01-12 | 2025-01-12 | Solar Panels | Silfab Solar | Silfab SIL-370 HC |  | 0.37 | 5 | 89 | 30 |  | Fixed | Roof
NJADRE1555165805 | Administratively Determined Incentive Program | MONROE TOWNSHIP | 8831 | 11 | 18.13 | Residential | Behind the Meter | No | Net Metered Residential | Decksigner LLC |  | JCP&L | Accepted | 2023-12-09 | 2024-01-12 | 2025-01-12 | Meters | Enphase | ENPHASE IQ COMBINER 4 WITH IQ GETAWAY |  |  | 1 |  |  |  | Yes | Outdoor
NJADRE1555167910 | Administratively Determined Incentive Program | MONROE TOWNSHIP | 8831 | 11 | 18.13 | Residential | Behind the Meter | No | Net Metered Residential | Decksigner LLC |  | JCP&L | Accepted | 2023-12-03 | 2024-01-05 | 2025-01-05 | Inverters | Enphase | IQ8A 72 2 US | 349 |  | 49 |  |  | 0.97 |  | Other | Rooftop
NJADRE1555167910 | Administratively Determined Incentive Program | MONROE TOWNSHIP | 8831 | 11 | 18.13 | Residential | Behind the Meter | No | Net Metered Residential | Decksigner LLC |  | JCP&L | Accepted | 2023-12-03 | 2024-01-05 | 2025-01-05 | Solar Panels | Silfab Solar | Silfab SIL-370 HC |  | 0.37 | 35 | 97 | 20 |  | Fixed | Roof
NJADRE1555167910 | Administratively Determined Incentive Program | MONROE TOWNSHIP | 8831 | 11 | 18.13 | Residential | Behind the Meter | No | Net Metered Residential | Decksigner LLC |  | JCP&L | Accepted | 2023-12-03 | 2024-01-05 | 2025-01-05 | Solar Panels | Silfab Solar | Silfab SIL-370 HC |  | 0.37 | 8 | 277 | 20 |  | Fixed | Roof
NJADRE1555167910 | Administratively Determined Incentive Program | MONROE TOWNSHIP | 8831 | 11 | 18.13 | Residential | Behind the Meter | No | Net Metered Residential | Decksigner LLC |  | JCP&L | Accepted | 2023-12-03 | 2024-01-05 | 2025-01-05 | Solar Panels | Silfab Solar | Silfab SIL-370 HC |  | 0.37 | 6 | 277 | 20 |  | Fixed | Roof
NJADRE1555167910 | Administratively Determined Incentive Program | MONROE TOWNSHIP | 8831 | 11 | 18.13 | Residential | Behind the Meter | No | Net Metered Residential | Decksigner LLC |  | JCP&L | Accepted | 2023-12-03 | 2024-01-05 | 2025-01-05 | Meters | Enphase | ENPHASE IQ COMBINER 4 WITH IQ GETAWAY |  |  | 1 |  |  |  | Yes | Outdoor
NJADRE1555168736 | Administratively Determined Incentive Program | MONROE TOWNSHIP | 8831 | 11 | 18.13 | Residential | Behind the Meter | No | Net Metered Residential | Decksigner LLC |  | JCP&L | Accepted | 2023-12-10 | 2024-01-12 | 2025-01-12 | Inverters | Enphase | IQ8A 72 2 US | 349 |  | 49 |  |  | 0.97 |  | Other | Rooftop
NJADRE1555168736 | Administratively Determined Incentive Program | MONROE TOWNSHIP | 8831 | 11 | 18.13 | Residential | Behind the Meter | No | Net Metered Residential | Decksigner LLC |  | JCP&L | Accepted | 2023-12-10 | 2024-01-12 | 2025-01-12 | Solar Panels | Silfab Solar | Silfab SIL-370 HC |  | 0.37 | 11 | 179 | 40 |  | Fixed | Roof
NJADRE1555168736 | Administratively Determined Incentive Program | MONROE TOWNSHIP | 8831 | 11 | 18.13 | Residential | Behind the Meter | No | Net Metered Residential | Decksigner LLC |  | JCP&L | Accepted | 2023-12-10 | 2024-01-12 | 2025-01-12 | Solar Panels | Silfab Solar | Silfab SIL-370 HC |  | 0.37 | 24 | 269 | 30 |  | Fixed | Roof
NJADRE1555168736 | Administratively Determined Incentive Program | MONROE TOWNSHIP | 8831 | 11 | 18.13 | Residential | Behind the Meter | No | Net Metered Residential | Decksigner LLC |  | JCP&L | Accepted | 2023-12-10 | 2024-01-12 | 2025-01-12 | Solar Panels | Silfab Solar | Silfab SIL-370 HC |  | 0.37 | 7 | 89 | 30 |  | Fixed | Roof
NJADRE1555168736 | Administratively Determined Incentive Program | MONROE TOWNSHIP | 8831 | 11 | 18.13 | Residential | Behind the Meter | No | Net Metered Residential | Decksigner LLC |  | JCP&L | Accepted | 2023-12-10 | 2024-01-12 | 2025-01-12 | Solar Panels | Silfab Solar | Silfab SIL-370 HC |  | 0.37 | 7 | 89 | 30 |  | Fixed | Roof
NJADRE1555168736 | Administratively Determined Incentive Program | MONROE TOWNSHIP | 8831 | 11 | 18.13 | Residential | Behind the Meter | No | Net Metered Residential | Decksigner LLC |  | JCP&L | Accepted | 2023-12-10 | 2024-01-12 | 2025-01-12 | Meters | Enphase | ENPHASE IQ COMBINER 4 WITH IQ GETAWAY |  |  | 1 |  |  |  | Yes | Outdoor
NJADRE1555169452 | Administratively Determined Incentive Program | MONROE TOWNSHIP | 8831 | 11 | 13.83 | Residential | Behind the Meter | No | Net Metered Residential | Decksigner LLC |  | JCP&L | Accepted | 2023-11-30 | 2024-01-04 | 2025-01-04 | Inverters | Enphase | IQ8A 72 2 US | 290 |  | 35 |  |  | 0.97 |  | Other | Rooftop
NJADRE1555169452 | Administratively Determined Incentive Program | MONROE TOWNSHIP | 8831 | 11 | 13.83 | Residential | Behind the Meter | No | Net Metered Residential | Decksigner LLC |  | JCP&L | Accepted | 2023-11-30 | 2024-01-04 | 2025-01-04 | Solar Panels | Q CELL | Q CELLS Q PEAK DUO BLK ML G10+395 |  | 0.395 | 35 | 184 | 34 |  | Fixed | Roof
NJADRE1555169452 | Administratively Determined Incentive Program | MONROE TOWNSHIP | 8831 | 11 | 13.83 | Residential | Behind the Meter | No | Net Metered Residential | Decksigner LLC |  | JCP&L | Accepted | 2023-11-30 | 2024-01-04 | 2025-01-04 | Meters | Enphase | ENPHASE IQ COMBINER 4 WITH IQ GETAWAY |  |  | 1 |  |  |  | Yes | Outdoor
NJADRE1555169623 | Administratively Determined Incentive Program | BARGAINTOWN | 8234 | 19 | 5.27 | Residential | Behind the Meter | Yes | Net Metered Residential | Sunrun Installation Services, Inc. |  | AC Electric | Accepted | 2023-11-23 | 2023-12-26 | 2024-12-26 | Inverters | SolarEdge Technologies | SE3800H-USMN | 3800 |  | 1 |  |  | 0.96 |  | Outdoor
NJADRE1555169623 | Administratively Determined Incentive Program | BARGAINTOWN | 8234 | 19 | 5.27 | Residential | Behind the Meter | Yes | Net Metered Residential | Sunrun Installation Services, Inc. |  | AC Electric | Accepted | 2023-11-23 | 2023-12-26 | 2024-12-26 | Solar Panels | Hanwha Q Cells | Q.PEAK DUO BLK ML-G10+ 405 |  | 0.405 | 4 | 258 | 45 |  | Fixed | Roof
NJADRE1555169623 | Administratively Determined Incentive Program | BARGAINTOWN | 8234 | 19 | 5.27 | Residential | Behind the Meter | Yes | Net Metered Residential | Sunrun Installation Services, Inc. |  | AC Electric | Accepted | 2023-11-23 | 2023-12-26 | 2024-12-26 | Solar Panels | Hanwha Q Cells | Q.PEAK DUO BLK ML-G10+ 405 |  | 0.405 | 9 | 78 | 36 |  | Fixed | Roof
NJADRE1555169624 | Administratively Determined Incentive Program | BLACKWOOD | 8012 | 14 | 3.65 | Residential | Behind the Meter | Yes | Net Metered Residential | Sunrun Installation Services, Inc. |  | PSE&G | Accepted | 2023-11-23 | 2023-12-27 | 2024-12-27 | Inverters | SolarEdge Technologies | SE3800H-USMN | 3800 |  | 1 |  |  | 0.96 |  | Outdoor
NJADRE1555169624 | Administratively Determined Incentive Program | BLACKWOOD | 8012 | 14 | 3.65 | Residential | Behind the Meter | Yes | Net Metered Residential | Sunrun Installation Services, Inc. |  | PSE&G | Accepted | 2023-11-23 | 2023-12-27 | 2024-12-27 | Solar Panels | Q.PEAK DUO BLK ML-G10+ 405 | Q.PEAK DUO BLK ML-G10+ 405 |  | 0.405 | 9 | 312 | 28 |  | Fixed | Roof
NJADRE1555169630 | Administratively Determined Incentive Program | MARLTON | 8053 | 13 | 13.13 | Residential | Behind the Meter | Yes | Net Metered Residential | Sunrun Installation Services, Inc. |  | AC Electric | Accepted | 2023-11-23 | 2023-12-26 | 2024-12-26 | Inverters | Delta Electronics | E6-TL-US | 5760 |  | 1 |  |  | 0.96 |  | Outdoor | Next To Meter
NJADRE1555169630 | Administratively Determined Incentive Program | MARLTON | 8053 | 13 | 13.13 | Residential | Behind the Meter | Yes | Net Metered Residential | Sunrun Installation Services, Inc. |  | AC Electric | Accepted | 2023-11-23 | 2023-12-26 | 2024-12-26 | Inverters | Delta Electronics | E4-TL-US | 3840 |  | 1 |  |  | 0.96 |  | Outdoor | Next To Meter
NJADRE1555169630 | Administratively Determined Incentive Program | MARLTON | 8053 | 13 | 13.13 | Residential | Behind the Meter | Yes | Net Metered Residential | Sunrun Installation Services, Inc. |  | AC Electric | Accepted | 2023-11-23 | 2023-12-26 | 2024-12-26 | Solar Panels | Vikram Solar | VSMDHT.60.375.05 |  | 0.375 | 7 | 96 | 22 |  | Fixed | Roof
NJADRE1555169630 | Administratively Determined Incentive Program | MARLTON | 8053 | 13 | 13.13 | Residential | Behind the Meter | Yes | Net Metered Residential | Sunrun Installation Services, Inc. |  | AC Electric | Accepted | 2023-11-23 | 2023-12-26 | 2024-12-26 | Solar Panels | Vikram Solar | VSMDHT.60.375.05 |  | 0.375 | 9 | 276 | 23 |  | Fixed | Roof
NJADRE1555169630 | Administratively Determined Incentive Program | MARLTON | 8053 | 13 | 13.13 | Residential | Behind the Meter | Yes | Net Metered Residential | Sunrun Installation Services, Inc. |  | AC Electric | Accepted | 2023-11-23 | 2023-12-26 | 2024-12-26 | Solar Panels | Vikram Solar | VSMDHT.60.375.05 |  | 0.375 | 9 | 275 | 16 |  | Fixed | Roof
NJADRE1555169630 | Administratively Determined Incentive Program | MARLTON | 8053 | 13 | 13.13 | Residential | Behind the Meter | Yes | Net Metered Residential | Sunrun Installation Services, Inc. |  | AC Electric | Accepted | 2023-11-23 | 2023-12-26 | 2024-12-26 | Solar Panels | Vikram Solar | VSMDHT.60.375.05 |  | 0.375 | 10 | 97 | 17 |  | Fixed | Roof
NJADRE1555173236 | Administratively Determined Incentive Program | PATERSON | 7522 | 6 | 6.72 | Residential | Behind the Meter | Yes | Net Metered Residential | Solar Mite Solutions |  | PSE&G | Accepted | 2023-11-23 | 2023-12-29 | 2024-12-29 | Inverters | Enphase | IQ8PLUS-72-2 | 290 |  | 17 |  |  | 0.98 |  | Outdoor
NJADRE1555173236 | Administratively Determined Incentive Program | PATERSON | 7522 | 6 | 6.72 | Residential | Behind the Meter | Yes | Net Metered Residential | Solar Mite Solutions |  | PSE&G | Accepted | 2023-11-23 | 2023-12-29 | 2024-12-29 | Solar Panels | Canadian Solar | CS6R |  | 0.395 | 3 | 138 | 45 |  | Fixed | Roof | Array 1
NJADRE1555173236 | Administratively Determined Incentive Program | PATERSON | 7522 | 6 | 6.72 | Residential | Behind the Meter | Yes | Net Metered Residential | Solar Mite Solutions |  | PSE&G | Accepted | 2023-11-23 | 2023-12-29 | 2024-12-29 | Solar Panels | Canadian Solar | CS6R |  | 0.395 | 4 | 318 | 18 |  | Fixed | Roof | Array 2
NJADRE1555173236 | Administratively Determined Incentive Program | PATERSON | 7522 | 6 | 6.72 | Residential | Behind the Meter | Yes | Net Metered Residential | Solar Mite Solutions |  | PSE&G | Accepted | 2023-11-23 | 2023-12-29 | 2024-12-29 | Solar Panels | Canadian Solar | CS6R |  | 0.395 | 10 | 318 | 18 |  | Fixed | Roof | Array 3
NJADRE1555174030 | Administratively Determined Incentive Program | ERIAL | 8081 | 14 | 4.05 | Residential | Behind the Meter | Yes | Net Metered Residential | Sunrun Installation Services, Inc. |  | AC Electric | Accepted | 2023-11-23 | 2023-12-26 | 2024-12-26 | Inverters | SolarEdge Technologies | SE3800H-USMN | 3800 |  | 1 |  |  | 0.99 |  | Indoor | next to meter
NJADRE1555174030 | Administratively Determined Incentive Program | ERIAL | 8081 | 14 | 4.05 | Residential | Behind the Meter | Yes | Net Metered Residential | Sunrun Installation Services, Inc. |  | AC Electric | Accepted | 2023-11-23 | 2023-12-26 | 2024-12-26 | Solar Panels | Hanwha Q Cells | Q.PEAK DUO BLK ML-G10+ 405 |  | 0.405 | 5 | 343 | 26 |  | Fixed | Roof
NJADRE1555174030 | Administratively Determined Incentive Program | ERIAL | 8081 | 14 | 4.05 | Residential | Behind the Meter | Yes | Net Metered Residential | Sunrun Installation Services, Inc. |  | AC Electric | Accepted | 2023-11-23 | 2023-12-26 | 2024-12-26 | Solar Panels | Hanwha Q Cells | Q.PEAK DUO BLK ML-G10+ 405 |  | 0.405 | 5 | 163 | 27 |  | Fixed | Roof
NJADRE1555174034 | Administratively Determined Incentive Program | HILLSBOROUGH | 8844 | 5 | 12.25 | Residential | Behind the Meter | Yes | Net Metered Residential | Solar Mite Solutions |  | PSE&G | Accepted | 2023-11-23 | 2023-12-26 | 2024-12-26 | Inverters | Enphase | IQ8PLUS-72-2 | 290 |  | 31 |  |  | 0.98 |  | Outdoor
NJADRE1555174034 | Administratively Determined Incentive Program | HILLSBOROUGH | 8844 | 5 | 12.25 | Residential | Behind the Meter | Yes | Net Metered Residential | Solar Mite Solutions |  | PSE&G | Accepted | 2023-11-23 | 2023-12-26 | 2024-12-26 | Solar Panels | Canadian Solar | CS6R |  | 0.395 | 21 | 103 | 27 |  | Fixed | Roof | Array 1
NJADRE1555174034 | Administratively Determined Incentive Program | HILLSBOROUGH | 8844 | 5 | 12.25 | Residential | Behind the Meter | Yes | Net Metered Residential | Solar Mite Solutions |  | PSE&G | Accepted | 2023-11-23 | 2023-12-26 | 2024-12-26 | Solar Panels | Canadian Solar | CS6R |  | 0.395 | 6 | 103 | 37 |  | Fixed | Roof | Array 2
NJADRE1555174034 | Administratively Determined Incentive Program | HILLSBOROUGH | 8844 | 5 | 12.25 | Residential | Behind the Meter | Yes | Net Metered Residential | Solar Mite Solutions |  | PSE&G | Accepted | 2023-11-23 | 2023-12-26 | 2024-12-26 | Solar Panels | Canadian Solar | CS6R |  | 0.395 | 4 | 193 | 40 |  | Fixed | Roof | Array 3
NJADRE1555174035 | Administratively Determined Incentive Program | LITTLE EGG HARBOR TWP | 8087 | 18 | 8.51 | Residential | Behind the Meter | Yes | Net Metered Residential | Sunrun Installation Services, Inc. |  | AC Electric | Accepted | 2023-11-23 | 2023-12-26 | 2024-12-26 | Inverters | Delta Electronics | E6-TL-US | 6000 |  | 1 |  |  | 0.98 |  | Outdoor | next to meter
NJADRE1555174035 | Administratively Determined Incentive Program | LITTLE EGG HARBOR TWP | 8087 | 18 | 8.51 | Residential | Behind the Meter | Yes | Net Metered Residential | Sunrun Installation Services, Inc. |  | AC Electric | Accepted | 2023-11-23 | 2023-12-26 | 2024-12-26 | Solar Panels | Hanwha Q Cells | Q.PEAK DUO BLK ML-G10+ 405 |  | 0.405 | 7 | 84 | 17 |  | Fixed | Roof
NJADRE1555174035 | Administratively Determined Incentive Program | LITTLE EGG HARBOR TWP | 8087 | 18 | 8.51 | Residential | Behind the Meter | Yes | Net Metered Residential | Sunrun Installation Services, Inc. |  | AC Electric | Accepted | 2023-11-23 | 2023-12-26 | 2024-12-26 | Solar Panels | Hanwha Q Cells | Q.PEAK DUO BLK ML-G10+ 405 |  | 0.405 | 14 | 265 | 19 |  | Fixed | Roof
NJADRE1555174037 | Administratively Determined Incentive Program | Seaville | 8230 | 21 | 9.72 | Residential | Behind the Meter | Yes | Net Metered Residential | Sunrun Installation Services, Inc. |  | AC Electric | Accepted | 2023-11-23 | 2023-12-26 | 2024-12-26 | Inverters | SolarEdge Technologies | SE7600H-USSN | 7600 |  | 1 |  |  | 0.99 |  | Outdoor | NEXT TO METER
NJADRE1555174037 | Administratively Determined Incentive Program | Seaville | 8230 | 21 | 9.72 | Residential | Behind the Meter | Yes | Net Metered Residential | Sunrun Installation Services, Inc. |  | AC Electric | Accepted | 2023-11-23 | 2023-12-26 | 2024-12-26 | Solar Panels | Hanwha Q Cells | Q.PEAK DUO BLK ML-G10+ 405 |  | 0.405 | 3 | 128 | 44 |  | Fixed | Roof
NJADRE1555174037 | Administratively Determined Incentive Program | Seaville | 8230 | 21 | 9.72 | Residential | Behind the Meter | Yes | Net Metered Residential | Sunrun Installation Services, Inc. |  | AC Electric | Accepted | 2023-11-23 | 2023-12-26 | 2024-12-26 | Solar Panels | Hanwha Q Cells | Q.PEAK DUO BLK ML-G10+ 405 |  | 0.405 | 8 | 220 | 39 |  | Fixed | Roof
NJADRE1555174037 | Administratively Determined Incentive Program | Seaville | 8230 | 21 | 9.72 | Residential | Behind the Meter | Yes | Net Metered Residential | Sunrun Installation Services, Inc. |  | AC Electric | Accepted | 2023-11-23 | 2023-12-26 | 2024-12-26 | Solar Panels | Hanwha Q Cells | Q.PEAK DUO BLK ML-G10+ 405 |  | 0.405 | 9 | 219 | 39 |  | Fixed | Roof
NJADRE1555174037 | Administratively Determined Incentive Program | Seaville | 8230 | 21 | 9.72 | Residential | Behind the Meter | Yes | Net Metered Residential | Sunrun Installation Services, Inc. |  | AC Electric | Accepted | 2023-11-23 | 2023-12-26 | 2024-12-26 | Solar Panels | Hanwha Q Cells | Q.PEAK DUO BLK ML-G10+ 405 |  | 0.405 | 4 | 219 | 40 |  | Fixed | Roof
NJADRE1555174048 | Administratively Determined Incentive Program | DUMONT | 7628 | 7 | 9.88 | Residential | Behind the Meter | Yes | Net Metered Residential | Solar Mite Solutions |  | PSE&G | Accepted | 2023-11-23 | 2023-12-26 | 2024-12-26 | Inverters | Enphase | IQ8PLUS-72-2 | 290 |  | 25 |  |  | 0.98 |  | Outdoor
NJADRE1555174048 | Administratively Determined Incentive Program | DUMONT | 7628 | 7 | 9.88 | Residential | Behind the Meter | Yes | Net Metered Residential | Solar Mite Solutions |  | PSE&G | Accepted | 2023-11-23 | 2023-12-26 | 2024-12-26 | Solar Panels | Canadian Solar | CS6R |  | 0.395 | 14 | 183 | 27 |  | Fixed | Roof | Array 1
NJADRE1555174048 | Administratively Determined Incentive Program | DUMONT | 7628 | 7 | 9.88 | Residential | Behind the Meter | Yes | Net Metered Residential | Solar Mite Solutions |  | PSE&G | Accepted | 2023-11-23 | 2023-12-26 | 2024-12-26 | Solar Panels | Canadian Solar | CS6R |  | 0.395 | 9 | 3 | 5 |  | Fixed | Roof | Array 2
NJADRE1555174048 | Administratively Determined Incentive Program | DUMONT | 7628 | 7 | 9.88 | Residential | Behind the Meter | Yes | Net Metered Residential | Solar Mite Solutions |  | PSE&G | Accepted | 2023-11-23 | 2023-12-26 | 2024-12-26 | Solar Panels | Canadian Solar | CS6R |  | 0.395 | 2 | 183 | 5 |  | Fixed | Roof | Array 3
NJADRE1555174721 | Administratively Determined Incentive Program | TOMS RIVER | 8753 | 18 | 5.67 | Residential | Behind the Meter | Yes | Net Metered Residential | SunnyMac LLC |  | JCP&L | Accepted | 2023-11-24 | 2024-01-05 | 2025-01-05 | Solar Panels | Q.PEAK DUO BLK ML-G10+ 405 | HANWHA |  | 0.405 | 14 | 184 | 22 |  | Fixed | Roof
NJADRE1555174721 | Administratively Determined Incentive Program | TOMS RIVER | 8753 | 18 | 5.67 | Residential | Behind the Meter | Yes | Net Metered Residential | SunnyMac LLC |  | JCP&L | Accepted | 2023-11-24 | 2024-01-05 | 2025-01-05 | Inverters | SE5000H-US | Solaredge | 5000 |  | 1 |  |  | 0.1 |  | Outdoor | next to meter
NJADRE1555174721 | Administratively Determined Incentive Program | TOMS RIVER | 8753 | 18 | 5.67 | Residential | Behind the Meter | Yes | Net Metered Residential | SunnyMac LLC |  | JCP&L | Accepted | 2023-11-24 | 2024-01-05 | 2025-01-05 | Meters | SE-RGMTR-1D-240C-B | Solaredge |  |  | 1 |  |  |  | Yes | Outdoor
NJADRE1555174729 | Administratively Determined Incentive Program | LITTLE EGG HARBOR TWP | 8087 | 18 | 8.91 | Residential | Behind the Meter | Yes | Net Metered Residential | Sunrun Installation Services, Inc. |  | AC Electric | Accepted | 2023-11-24 | 2023-12-26 | 2024-12-26 | Inverters | SolarEdge Technologies | SE6000H-USSN | 6000 |  | 1 |  |  | 0.96 |  | Outdoor
NJADRE1555174729 | Administratively Determined Incentive Program | LITTLE EGG HARBOR TWP | 8087 | 18 | 8.91 | Residential | Behind the Meter | Yes | Net Metered Residential | Sunrun Installation Services, Inc. |  | AC Electric | Accepted | 2023-11-24 | 2023-12-26 | 2024-12-26 | Solar Panels | Hanwha Q Cells | Q.PEAK DUO BLK ML-G10+ 405 |  | 0.405 | 12 | 307 | 18 |  | Fixed | Roof
NJADRE1555174729 | Administratively Determined Incentive Program | LITTLE EGG HARBOR TWP | 8087 | 18 | 8.91 | Residential | Behind the Meter | Yes | Net Metered Residential | Sunrun Installation Services, Inc. |  | AC Electric | Accepted | 2023-11-24 | 2023-12-26 | 2024-12-26 | Solar Panels | Hanwha Q Cells | Q.PEAK DUO BLK ML-G10+ 405 |  | 0.405 | 10 | 127 | 17 |  | Fixed | Roof
NJADRE1555174732 | Administratively Determined Incentive Program | LINDEN | 7036 | 10 | 4.13 | Residential | Behind the Meter | Yes | Net Metered Residential | Sunrun Installation Services, Inc. |  | PSE&G | Accepted | 2023-11-24 | 2023-12-28 | 2024-12-28 | Solar Panels | Vikram Solar | VSMDHT.60.375.05 |  | 0.375 | 5 | 305 | 18 |  | Fixed | Roof
NJADRE1555174732 | Administratively Determined Incentive Program | LINDEN | 7036 | 10 | 4.13 | Residential | Behind the Meter | Yes | Net Metered Residential | Sunrun Installation Services, Inc. |  | PSE&G | Accepted | 2023-11-24 | 2023-12-28 | 2024-12-28 | Solar Panels | Vikram Solar | VSMDHT.60.375.05 |  | 0.375 | 6 | 126 | 18 |  | Fixed | Roof
NJADRE1555174732 | Administratively Determined Incentive Program | LINDEN | 7036 | 10 | 4.13 | Residential | Behind the Meter | Yes | Net Metered Residential | Sunrun Installation Services, Inc. |  | PSE&G | Accepted | 2023-11-24 | 2023-12-28 | 2024-12-28 | Inverters | SolarEdge Technologies | SE3800H-USMN | 3800 |  | 1 |  |  | 0.99 |  | Outside
NJADRE1555174742 | Administratively Determined Incentive Program | BAYONNE | 7002 | 8 | 8.08 | Residential | Behind the Meter | Yes | Net Metered Residential | Venture Home Solar, LLC |  | PSE&G | Accepted | 2023-11-24 | 2023-12-27 | 2024-12-27 | Inverters | EnPhase | IQ8PLUS-72-2-US (240V) | 300 |  | 19 |  |  | 0.96667 |  | Outside
NJADRE1555174742 | Administratively Determined Incentive Program | BAYONNE | 7002 | 8 | 8.08 | Residential | Behind the Meter | Yes | Net Metered Residential | Venture Home Solar, LLC |  | PSE&G | Accepted | 2023-11-24 | 2023-12-27 | 2024-12-27 | Solar Panels | Hanwha | Q.TRON BLK M-G2+ 425W |  | 0.425 | 3 | 122 | 35 |  | Fixed | Roof
NJADRE1555174742 | Administratively Determined Incentive Program | BAYONNE | 7002 | 8 | 8.08 | Residential | Behind the Meter | Yes | Net Metered Residential | Venture Home Solar, LLC |  | PSE&G | Accepted | 2023-11-24 | 2023-12-27 | 2024-12-27 | Solar Panels | Hanwha | Q.TRON BLK M-G2+ 425W |  | 0.425 | 3 | 302 | 35 |  | Fixed | Roof
NJADRE1555174742 | Administratively Determined Incentive Program | BAYONNE | 7002 | 8 | 8.08 | Residential | Behind the Meter | Yes | Net Metered Residential | Venture Home Solar, LLC |  | PSE&G | Accepted | 2023-11-24 | 2023-12-27 | 2024-12-27 | Solar Panels | Hanwha | Q.TRON BLK M-G2+ 425W |  | 0.425 | 2 | 122 | 20 |  | Fixed | Roof
NJADRE1555174742 | Administratively Determined Incentive Program | BAYONNE | 7002 | 8 | 8.08 | Residential | Behind the Meter | Yes | Net Metered Residential | Venture Home Solar, LLC |  | PSE&G | Accepted | 2023-11-24 | 2023-12-27 | 2024-12-27 | Solar Panels | Hanwha | Q.TRON BLK M-G2+ 425W |  | 0.425 | 4 | 212 | 35 |  | Fixed | Roof
NJADRE1555174742 | Administratively Determined Incentive Program | BAYONNE | 7002 | 8 | 8.08 | Residential | Behind the Meter | Yes | Net Metered Residential | Venture Home Solar, LLC |  | PSE&G | Accepted | 2023-11-24 | 2023-12-27 | 2024-12-27 | Solar Panels | Hanwha | Q.TRON BLK M-G2+ 425W |  | 0.425 | 2 | 302 | 35 |  | Fixed | Roof
NJADRE1555174742 | Administratively Determined Incentive Program | BAYONNE | 7002 | 8 | 8.08 | Residential | Behind the Meter | Yes | Net Metered Residential | Venture Home Solar, LLC |  | PSE&G | Accepted | 2023-11-24 | 2023-12-27 | 2024-12-27 | Solar Panels | Hanwha | Q.TRON BLK M-G2+ 425W |  | 0.425 | 3 | 122 | 35 |  | Fixed | Roof
NJADRE1555174742 | Administratively Determined Incentive Program | BAYONNE | 7002 | 8 | 8.08 | Residential | Behind the Meter | Yes | Net Metered Residential | Venture Home Solar, LLC |  | PSE&G | Accepted | 2023-11-24 | 2023-12-27 | 2024-12-27 | Solar Panels | Hanwha | Q.TRON BLK M-G2+ 425W |  | 0.425 | 2 | 122 | 35 |  | Fixed | Roof
NJADRE1555174759 | Administratively Determined Incentive Program | PENNSAUKEN | 8109 | 14 | 4.86 | Residential | Behind the Meter | Yes | Net Metered Residential | Sunny Mac LLC |  | PSE&G | Accepted | 2023-11-24 | 2023-12-26 | 2024-12-26 | Solar Panels | Q.PEAK DUO BLK ML-G10+ 405 | HANWHA |  | 0.405 | 7 | 146 | 23 |  | Fixed | Roof
NJADRE1555174759 | Administratively Determined Incentive Program | PENNSAUKEN | 8109 | 14 | 4.86 | Residential | Behind the Meter | Yes | Net Metered Residential | Sunny Mac LLC |  | PSE&G | Accepted | 2023-11-24 | 2023-12-26 | 2024-12-26 | Solar Panels | Q.PEAK DUO BLK ML-G10+ 405 | HANWHA |  | 0.405 | 5 | 326 | 23 |  | Fixed | Roof
NJADRE1555174759 | Administratively Determined Incentive Program | PENNSAUKEN | 8109 | 14 | 4.86 | Residential | Behind the Meter | Yes | Net Metered Residential | Sunny Mac LLC |  | PSE&G | Accepted | 2023-11-24 | 2023-12-26 | 2024-12-26 | Inverters | SE3800H-US | SOLAREDGE | 3800 |  | 1 |  |  | 0.1 |  | Outdoor | next tometer
NJADRE1555174766 | Administratively Determined Incentive Program | MONROE | 8831 | 11 | 5.25 | Residential | Behind the Meter | Yes | Net Metered Residential | Sunrun Installation Services, Inc. |  | JCP&L | Accepted | 2023-11-24 | 2023-12-27 | 2024-12-27 | Inverters | SolarEdge Technologies | SE3800H-USMN | 3800 |  | 1 |  |  | 0.96 |  | Outdoor | Next To Meter
NJADRE1555174766 | Administratively Determined Incentive Program | MONROE | 8831 | 11 | 5.25 | Residential | Behind the Meter | Yes | Net Metered Residential | Sunrun Installation Services, Inc. |  | JCP&L | Accepted | 2023-11-24 | 2023-12-27 | 2024-12-27 | Solar Panels | Vikram Solar | VSMDHT.60.375.05 |  | 0.375 | 2 | 175 | 33 |  | Fixed | Roof
NJADRE1555174766 | Administratively Determined Incentive Program | MONROE | 8831 | 11 | 5.25 | Residential | Behind the Meter | Yes | Net Metered Residential | Sunrun Installation Services, Inc. |  | JCP&L | Accepted | 2023-11-24 | 2023-12-27 | 2024-12-27 | Solar Panels | Vikram Solar | VSMDHT.60.375.05 |  | 0.375 | 4 | 84 | 33 |  | Fixed | Roof
NJADRE1555174766 | Administratively Determined Incentive Program | MONROE | 8831 | 11 | 5.25 | Residential | Behind the Meter | Yes | Net Metered Residential | Sunrun Installation Services, Inc. |  | JCP&L | Accepted | 2023-11-24 | 2023-12-27 | 2024-12-27 | Solar Panels | Vikram Solar | VSMDHT.60.375.05 |  | 0.375 | 8 | 265 | 31 |  | Fixed | Roof
NJADRE1555174768 | Administratively Determined Incentive Program | SPRINGFIELD | 7081 | 10 | 5.6 | Residential | Behind the Meter | No | Net Metered Residential | Seabright Solar LLC |  | JCP&L | Accepted | 2023-11-24 | 2023-12-26 | 2024-12-26 | Solar Panels | Sunpower | SPR-U-400 |  | 0.4 | 7 | 126 | 22 |  | Fixed | Roof
NJADRE1555174768 | Administratively Determined Incentive Program | SPRINGFIELD | 7081 | 10 | 5.6 | Residential | Behind the Meter | No | Net Metered Residential | Seabright Solar LLC |  | JCP&L | Accepted | 2023-11-24 | 2023-12-26 | 2024-12-26 | Solar Panels | Sunpower | SPR-U-400 |  | 0.4 | 7 | 306 | 22 |  | Fixed | Roof
NJADRE1555174768 | Administratively Determined Incentive Program | SPRINGFIELD | 7081 | 10 | 5.6 | Residential | Behind the Meter | No | Net Metered Residential | Seabright Solar LLC |  | JCP&L | Accepted | 2023-11-24 | 2023-12-26 | 2024-12-26 | Inverters | Enphase | IQ 7HS | 384 |  | 14 |  |  | 0.99 |  | Outside | Roof
NJADRE1555174773 | Administratively Determined Incentive Program | HAMILTON | 8330 | 19 | 6.89 | Residential | Behind the Meter | Yes | Net Metered Residential | Sunrun Installation Services, Inc. |  | AC Electric | Accepted | 2023-11-24 | 2023-12-26 | 2024-12-26 | Solar Panels | Hanwha Q-Cells | Q.PEAK DUO BLK ML-G10+ 405 |  | 0.405 | 2 | 347 | 27 |  | Fixed | Roof
NJADRE1555174773 | Administratively Determined Incentive Program | HAMILTON | 8330 | 19 | 6.89 | Residential | Behind the Meter | Yes | Net Metered Residential | Sunrun Installation Services, Inc. |  | AC Electric | Accepted | 2023-11-24 | 2023-12-26 | 2024-12-26 | Solar Panels | Hanwha Q-Cells | Q.PEAK DUO BLK ML-G10+ 405 |  | 0.405 | 15 | 167 | 26 |  | Fixed | Roof
NJADRE1555174773 | Administratively Determined Incentive Program | HAMILTON | 8330 | 19 | 6.89 | Residential | Behind the Meter | Yes | Net Metered Residential | Sunrun Installation Services, Inc. |  | AC Electric | Accepted | 2023-11-24 | 2023-12-26 | 2024-12-26 | Inverters | SolarEdge Technologies | SE7600H-USSN | 7600 |  | 1 |  |  | 0.99 |  | Outside
NJADRE1555174774 | Administratively Determined Incentive Program | BURLINGTON | 8016 | 13 | 9.72 | Residential | Behind the Meter | Yes | Net Metered Residential | Sunrun Installation Services, Inc. |  | PSE&G | Accepted | 2023-11-24 | 2023-12-26 | 2024-12-26 | Inverters | SolarEdge Technologies | SE7600H-USSN | 7600 |  | 1 |  |  | 0.96 |  | Outdoor | Next To Meter
NJADRE1555174774 | Administratively Determined Incentive Program | BURLINGTON | 8016 | 13 | 9.72 | Residential | Behind the Meter | Yes | Net Metered Residential | Sunrun Installation Services, Inc. |  | PSE&G | Accepted | 2023-11-24 | 2023-12-26 | 2024-12-26 | Solar Panels | Hanwha Q Cells | Q.PEAK DUO BLK ML-G10+ 405 |  | 0.405 | 4 | 90 | 19 |  | Fixed | Roof
NJADRE1555174774 | Administratively Determined Incentive Program | BURLINGTON | 8016 | 13 | 9.72 | Residential | Behind the Meter | Yes | Net Metered Residential | Sunrun Installation Services, Inc. |  | PSE&G | Accepted | 2023-11-24 | 2023-12-26 | 2024-12-26 | Solar Panels | Hanwha Q Cells | Q.PEAK DUO BLK ML-G10+ 405 |  | 0.405 | 5 | 271 | 23 |  | Fixed | Roof
NJADRE1555174774 | Administratively Determined Incentive Program | BURLINGTON | 8016 | 13 | 9.72 | Residential | Behind the Meter | Yes | Net Metered Residential | Sunrun Installation Services, Inc. |  | PSE&G | Accepted | 2023-11-24 | 2023-12-26 | 2024-12-26 | Solar Panels | Hanwha Q Cells | Q.PEAK DUO BLK ML-G10+ 405 |  | 0.405 | 15 | 270 | 32 |  | Fixed | Roof
NJADRE1555174775 | Administratively Determined Incentive Program | TRENTON | 8620 | 12 | 9.32 | Residential | Behind the Meter | Yes | Net Metered Residential | SunnyMac LLC |  | PSE&G | Accepted | 2023-11-27 | 2023-12-27 | 2024-12-27 | Solar Panels | Q.PEAK DUO BLK ML-G10+ 405 | HANWHA |  | 0.405 | 16 | 190 | 27 |  | Fixed | Roof
NJADRE1555174775 | Administratively Determined Incentive Program | TRENTON | 8620 | 12 | 9.32 | Residential | Behind the Meter | Yes | Net Metered Residential | SunnyMac LLC |  | PSE&G | Accepted | 2023-11-27 | 2023-12-27 | 2024-12-27 | Solar Panels | Q.PEAK DUO BLK ML-G10+ 405 | HANWHA |  | 0.405 | 7 | 10 | 27 |  | Fixed | Roof
NJADRE1555174775 | Administratively Determined Incentive Program | TRENTON | 8620 | 12 | 9.32 | Residential | Behind the Meter | Yes | Net Metered Residential | SunnyMac LLC |  | PSE&G | Accepted | 2023-11-27 | 2023-12-27 | 2024-12-27 | Inverters | SE7600H-US | SOLAREDGE | 7600 |  | 1 |  |  | 0.1 |  | Outdoor | next to meter
NJADRE1555174775 | Administratively Determined Incentive Program | TRENTON | 8620 | 12 | 9.32 | Residential | Behind the Meter | Yes | Net Metered Residential | SunnyMac LLC |  | PSE&G | Accepted | 2023-11-27 | 2023-12-27 | 2024-12-27 | Meters | SE-RGMTR-1D-240C-B | Solaredge |  |  | 1 |  |  |  | Yes | Outdoor
NJADRE1555174778 | Administratively Determined Incentive Program | HOWELL TOWNSHIP | 7731 | 17 | 6.4 | Residential | Behind the Meter | Yes | Net Metered Residential | Seabright Solar |  | JCP&L | Accepted | 2023-11-24 | 2023-12-26 | 2024-12-26 | Solar Panels | Sunpower | SPR-U-400 |  | 0.4 | 10 | 185 | 26 |  | Fixed | Roof
NJADRE1555174778 | Administratively Determined Incentive Program | HOWELL TOWNSHIP | 7731 | 17 | 6.4 | Residential | Behind the Meter | Yes | Net Metered Residential | Seabright Solar |  | JCP&L | Accepted | 2023-11-24 | 2023-12-26 | 2024-12-26 | Solar Panels | Sunpower | SPR-U-400 |  | 0.4 | 6 | 95 | 26 |  | Fixed | Roof
NJADRE1555174778 | Administratively Determined Incentive Program | HOWELL TOWNSHIP | 7731 | 17 | 6.4 | Residential | Behind the Meter | Yes | Net Metered Residential | Seabright Solar |  | JCP&L | Accepted | 2023-11-24 | 2023-12-26 | 2024-12-26 | Inverters | Enphase | IQ 7HS | 384 |  | 16 |  |  | 0.99 |  | Outside | Roof
NJADRE1555174799 | Administratively Determined Incentive Program | MAYS LANDING | 8330 | 19 | 8.51 | Residential | Behind the Meter | Yes | Net Metered Residential | Sunrun Installation Services, Inc. |  | AC Electric | Accepted | 2023-11-24 | 2023-12-26 | 2024-12-26 | Inverters | SolarEdge Technologies | SE6000H-USSN | 6000 |  | 1 |  |  | 0.96 |  | Outdoor | Next To Meter
NJADRE1555174799 | Administratively Determined Incentive Program | MAYS LANDING | 8330 | 19 | 8.51 | Residential | Behind the Meter | Yes | Net Metered Residential | Sunrun Installation Services, Inc. |  | AC Electric | Accepted | 2023-11-24 | 2023-12-26 | 2024-12-26 | Solar Panels | Hanwha Q Cells | Q.PEAK DUO BLK ML-G10+ 405 |  | 0.405 | 21 | 208 | 26 |  | Fixed | Roof
NJADRE1555174805 | Administratively Determined Incentive Program | JERSEY CITY | 7305 | 8 | 11.2 | Residential | Behind the Meter | Yes | Net Metered Residential | Sunpower Capitol |  | PSE&G | Accepted | 2023-11-24 | 2023-12-26 | 2024-12-26 | Solar Panels | Sunpower | SPR-U-400 |  | 0.4 | 15 | 327 | 36 |  | Fixed | Roof
NJADRE1555174805 | Administratively Determined Incentive Program | JERSEY CITY | 7305 | 8 | 11.2 | Residential | Behind the Meter | Yes | Net Metered Residential | Sunpower Capitol |  | PSE&G | Accepted | 2023-11-24 | 2023-12-26 | 2024-12-26 | Solar Panels | Sunpower | SPR-U-400 |  | 0.4 | 11 | 147 | 36 |  | Fixed | Roof
NJADRE1555174805 | Administratively Determined Incentive Program | JERSEY CITY | 7305 | 8 | 11.2 | Residential | Behind the Meter | Yes | Net Metered Residential | Sunpower Capitol |  | PSE&G | Accepted | 2023-11-24 | 2023-12-26 | 2024-12-26 | Solar Panels | Sunpower | SPR-U-400 |  | 0.4 | 2 | 237 | 36 |  | Fixed | Roof
NJADRE1555174805 | Administratively Determined Incentive Program | JERSEY CITY | 7305 | 8 | 11.2 | Residential | Behind the Meter | Yes | Net Metered Residential | Sunpower Capitol |  | PSE&G | Accepted | 2023-11-24 | 2023-12-26 | 2024-12-26 | Inverters | Enphase | IQ 7HS | 384 |  | 28 |  |  | 0.99 |  | Outside | Roof
NJADRE1555174819 | Administratively Determined Incentive Program | SKILLMAN | 8558 | 5 | 6.16 | Residential | Behind the Meter | No | Net Metered Residential | Seabright Solar |  | PSE&G | Accepted | 2023-11-24 | 2023-12-27 | 2024-12-27 | Solar Panels | Sunpower | SPR-M-440 |  | 0.44 | 14 | 168 | 34 |  | Fixed | Roof
NJADRE1555174819 | Administratively Determined Incentive Program | SKILLMAN | 8558 | 5 | 6.16 | Residential | Behind the Meter | No | Net Metered Residential | Seabright Solar |  | PSE&G | Accepted | 2023-11-24 | 2023-12-27 | 2024-12-27 | Inverters | Enphase | IQ 7HS | 384 |  | 14 |  |  | 0.99 |  | Outside | Roof
NJADRE1555174819 | Administratively Determined Incentive Program | SKILLMAN | 8558 | 5 | 6.16 | Residential | Behind the Meter | No | Net Metered Residential | Seabright Solar |  | PSE&G | Accepted | 2023-11-24 | 2023-12-27 | 2024-12-27 | Meters | Sunpower | PVS 6 |  |  | 1 |  |  |  | Yes | Outdoor
NJADRE1555175861 | Administratively Determined Incentive Program | UNION | 7083 | 10 | 6.4 | Residential | Behind the Meter | Yes | Net Metered Residential | Posigen Developer. LLC |  | PSE&G | Accepted | 2023-11-24 | 2023-12-27 | 2024-12-27 | Solar Panels | Silfab | SIL-400 HC+ |  | 0.4 | 16 | 121 | 45 |  | Fixed | Roof
NJADRE1555175861 | Administratively Determined Incentive Program | UNION | 7083 | 10 | 6.4 | Residential | Behind the Meter | Yes | Net Metered Residential | Posigen Developer. LLC |  | PSE&G | Accepted | 2023-11-24 | 2023-12-27 | 2024-12-27 | Inverters | SolarEdge | SE6000H-US | 6000 |  | 1 |  |  | 0.99 |  | Outside | within ten feet of meter
NJADRE1555175875 | Administratively Determined Incentive Program | BURLINGTON | 8016 | 13 | 11.44 | Residential | Behind the Meter | No | Net Metered Residential | Seabright Solar |  | PSE&G | Accepted | 2023-11-24 | 2023-12-27 | 2024-12-27 | Solar Panels | Sunpower | SPR-M-440 |  | 0.44 | 11 | 196 | 40 |  | Fixed | Roof
NJADRE1555175875 | Administratively Determined Incentive Program | BURLINGTON | 8016 | 13 | 11.44 | Residential | Behind the Meter | No | Net Metered Residential | Seabright Solar |  | PSE&G | Accepted | 2023-11-24 | 2023-12-27 | 2024-12-27 | Solar Panels | Sunpower | SPR-M-440 |  | 0.44 | 2 | 286 | 34 |  | Fixed | Roof
NJADRE1555175875 | Administratively Determined Incentive Program | BURLINGTON | 8016 | 13 | 11.44 | Residential | Behind the Meter | No | Net Metered Residential | Seabright Solar |  | PSE&G | Accepted | 2023-11-24 | 2023-12-27 | 2024-12-27 | Solar Panels | Sunpower | SPR-M-440 |  | 0.44 | 8 | 106 | 34 |  | Fixed | Roof
NJADRE1555175875 | Administratively Determined Incentive Program | BURLINGTON | 8016 | 13 | 11.44 | Residential | Behind the Meter | No | Net Metered Residential | Seabright Solar |  | PSE&G | Accepted | 2023-11-24 | 2023-12-27 | 2024-12-27 | Solar Panels | Sunpower | SPR-M-440 |  | 0.44 | 5 | 106 | 34 |  | Fixed | Roof
NJADRE1555175875 | Administratively Determined Incentive Program | BURLINGTON | 8016 | 13 | 11.44 | Residential | Behind the Meter | No | Net Metered Residential | Seabright Solar |  | PSE&G | Accepted | 2023-11-24 | 2023-12-27 | 2024-12-27 | Inverters | Enphase | IQ 7HS | 384 |  | 26 |  |  | 0.99 |  | Outside | Roof
NJADRE1555175875 | Administratively Determined Incentive Program | BURLINGTON | 8016 | 13 | 11.44 | Residential | Behind the Meter | No | Net Metered Residential | Seabright Solar |  | PSE&G | Accepted | 2023-11-24 | 2023-12-27 | 2024-12-27 | Meters | Sunpower | PVS 6 |  |  | 1 |  |  |  | Yes | Outdoor
NJADRE1555175884 | Administratively Determined Incentive Program | PLAINFIELD CITY | 7060 | 10 | 6.8 | Residential | Behind the Meter | No | Net Metered Residential | Seabright Solar |  | PSE&G | Accepted | 2023-11-24 | 2023-12-27 | 2024-12-27 | Solar Panels | Sunpower | SPR-U-400 |  | 0.4 | 2 | 176 | 28 |  | Fixed | Roof
NJADRE1555175884 | Administratively Determined Incentive Program | PLAINFIELD CITY | 7060 | 10 | 6.8 | Residential | Behind the Meter | No | Net Metered Residential | Seabright Solar |  | PSE&G | Accepted | 2023-11-24 | 2023-12-27 | 2024-12-27 | Solar Panels | Sunpower | SPR-U-400 |  | 0.4 | 7 | 86 | 28 |  | Fixed | Roof
NJADRE1555175884 | Administratively Determined Incentive Program | PLAINFIELD CITY | 7060 | 10 | 6.8 | Residential | Behind the Meter | No | Net Metered Residential | Seabright Solar |  | PSE&G | Accepted | 2023-11-24 | 2023-12-27 | 2024-12-27 | Solar Panels | Sunpower | SPR-U-400 |  | 0.4 | 8 | 86 | 10 |  | Fixed | Roof
NJADRE1555175884 | Administratively Determined Incentive Program | PLAINFIELD CITY | 7060 | 10 | 6.8 | Residential | Behind the Meter | No | Net Metered Residential | Seabright Solar |  | PSE&G | Accepted | 2023-11-24 | 2023-12-27 | 2024-12-27 | Inverters | Enphase | IQ 7HS | 384 |  | 17 |  |  | 0.99 |  | Outside | Roof
NJADRE1555175891 | Administratively Determined Incentive Program | MULLICA HILL | 8062 | 15 | 16.4 | Residential | Behind the Meter | No | Net Metered Residential | Seabright Solar |  | AC Electric | Accepted | 2023-11-24 | 2023-12-27 | 2024-12-27 | Solar Panels | Sunpower | SPR-U-400 |  | 0.4 | 17 | 153 | 30 |  | Fixed | Roof
NJADRE1555175891 | Administratively Determined Incentive Program | MULLICA HILL | 8062 | 15 | 16.4 | Residential | Behind the Meter | No | Net Metered Residential | Seabright Solar |  | AC Electric | Accepted | 2023-11-24 | 2023-12-27 | 2024-12-27 | Solar Panels | Sunpower | SPR-U-400 |  | 0.4 | 9 | 153 | 30 |  | Fixed | Roof
NJADRE1555175891 | Administratively Determined Incentive Program | MULLICA HILL | 8062 | 15 | 16.4 | Residential | Behind the Meter | No | Net Metered Residential | Seabright Solar |  | AC Electric | Accepted | 2023-11-24 | 2023-12-27 | 2024-12-27 | Solar Panels | Sunpower | SPR-U-400 |  | 0.4 | 4 | 243 | 37 |  | Fixed | Roof
NJADRE1555175891 | Administratively Determined Incentive Program | MULLICA HILL | 8062 | 15 | 16.4 | Residential | Behind the Meter | No | Net Metered Residential | Seabright Solar |  | AC Electric | Accepted | 2023-11-24 | 2023-12-27 | 2024-12-27 | Solar Panels | Sunpower | SPR-U-400 |  | 0.4 | 4 | 63 | 37 |  | Fixed | Roof
NJADRE1555175891 | Administratively Determined Incentive Program | MULLICA HILL | 8062 | 15 | 16.4 | Residential | Behind the Meter | No | Net Metered Residential | Seabright Solar |  | AC Electric | Accepted | 2023-11-24 | 2023-12-27 | 2024-12-27 | Solar Panels | Sunpower | SPR-U-400 |  | 0.4 | 7 | 333 | 30 |  | Fixed | Roof
NJADRE1555175891 | Administratively Determined Incentive Program | MULLICA HILL | 8062 | 15 | 16.4 | Residential | Behind the Meter | No | Net Metered Residential | Seabright Solar |  | AC Electric | Accepted | 2023-11-24 | 2023-12-27 | 2024-12-27 | Inverters | Enphase | IQ 7HS | 384 |  | 41 |  |  | 0.99 |  | Outside | Roof
NJADRE1555175939 | Administratively Determined Incentive Program | ELMWOOD PARK | 7407 | 7 | 4.8 | Residential | Behind the Meter | Yes | Net Metered Residential | Posigen Developer. LLC |  | PSE&G | Accepted | 2023-11-24 | 2024-01-08 | 2025-01-08 | Solar Panels | Silfab | SIL-400 HC+ |  | 0.4 | 12 | 161 | 30 |  | Fixed | Roof
NJADRE1555175939 | Administratively Determined Incentive Program | ELMWOOD PARK | 7407 | 7 | 4.8 | Residential | Behind the Meter | Yes | Net Metered Residential | Posigen Developer. LLC |  | PSE&G | Accepted | 2023-11-24 | 2024-01-08 | 2025-01-08 | Inverters | SolarEdge | SE3800H-US | 3800 |  | 1 |  |  | 0.99 |  | Outside | within ten feet of meter
NJADRE1555175941 | Administratively Determined Incentive Program | KEANSBURG | 7734 | 17 | 7.7 | Residential | Behind the Meter | Yes | Net Metered Residential | Sunrun Installation Services, Inc. |  | JCP&L | Accepted | 2023-11-24 | 2023-12-27 | 2024-12-27 | Inverters | Delta Electronics | E6-TL-US | 5760 |  | 1 |  |  | 0.96 |  | Outdoor
NJADRE1555175941 | Administratively Determined Incentive Program | KEANSBURG | 7734 | 17 | 7.7 | Residential | Behind the Meter | Yes | Net Metered Residential | Sunrun Installation Services, Inc. |  | JCP&L | Accepted | 2023-11-24 | 2023-12-27 | 2024-12-27 | Solar Panels | Hanwha Q Cells | Q.PEAK DUO BLK ML-G10+ 405 |  | 0.405 | 5 | 257 | 25 |  | Fixed | Roof
NJADRE1555175941 | Administratively Determined Incentive Program | KEANSBURG | 7734 | 17 | 7.7 | Residential | Behind the Meter | Yes | Net Metered Residential | Sunrun Installation Services, Inc. |  | JCP&L | Accepted | 2023-11-24 | 2023-12-27 | 2024-12-27 | Solar Panels | Hanwha Q Cells | Q.PEAK DUO BLK ML-G10+ 405 |  | 0.405 | 14 | 77 | 27 |  | Fixed | Roof
NJADRE1555175961 | Administratively Determined Incentive Program | MONTCLAIR | 7042 | 9 | 6.15 | Residential | Behind the Meter | No | Net Metered Residential | Solar Energy World |  | PSE&G | Accepted | 2023-11-24 | 2023-12-27 | 2024-12-27 | Inverters | Enphase Energy | IQ8PLUS-72-2-US | 290 |  | 15 |  |  | 0.97 |  | Outdoor
NJADRE1555175961 | Administratively Determined Incentive Program | MONTCLAIR | 7042 | 9 | 6.15 | Residential | Behind the Meter | No | Net Metered Residential | Solar Energy World |  | PSE&G | Accepted | 2023-11-24 | 2023-12-27 | 2024-12-27 | Solar Panels | Silfab Solar | Sil-410 BG |  | 0.41 | 15 | 186 | 30 |  | Fixed | Roof
NJADRE1555175963 | Administratively Determined Incentive Program | BRIDGETON | 8302 | 20 | 6.4 | Residential | Behind the Meter | Yes | Net Metered Residential | Posigen Developer. LLC |  | AC Electric | Accepted | 2023-11-24 | 2024-01-08 | 2025-01-08 | Solar Panels | Silfab | SIL-400 HC+ |  | 0.4 | 16 | 170 | 18 |  | Fixed | Roof
NJADRE1555175963 | Administratively Determined Incentive Program | BRIDGETON | 8302 | 20 | 6.4 | Residential | Behind the Meter | Yes | Net Metered Residential | Posigen Developer. LLC |  | AC Electric | Accepted | 2023-11-24 | 2024-01-08 | 2025-01-08 | Inverters | SolarEdge | SE6000H-US | 6000 |  | 1 |  |  | 0.99 |  | Outside | within ten feet of meter
NJADRE1555175976 | Administratively Determined Incentive Program | VENTNOR CITY | 8406 | 19 | 4.1 | Residential | Behind the Meter | No | Net Metered Residential | Solar Energy World |  | AC Electric | Accepted | 2023-11-24 | 2023-12-28 | 2024-12-28 | Inverters | Enphase Energy | IQ8PLUS-72-2-US | 290 |  | 10 |  |  | 0.97 |  | Outdoor
NJADRE1555175976 | Administratively Determined Incentive Program | VENTNOR CITY | 8406 | 19 | 4.1 | Residential | Behind the Meter | No | Net Metered Residential | Solar Energy World |  | AC Electric | Accepted | 2023-11-24 | 2023-12-28 | 2024-12-28 | Solar Panels | Silfab Solar | SIL-410 BG |  | 0.41 | 10 | 148 | 32 |  | Fixed | Roof
NJADRE1555177163 | Administratively Determined Incentive Program | JERSEY CITY | 7306 | 8 | 7.2 | Residential | Behind the Meter | No | Net Metered Residential | Suntuity Solar LLC |  | PSE&G | Accepted | 2023-11-25 | 2023-12-27 | 2024-12-27 | Inverters | (18)ENPHASE | IQ8PLUS-72-2-US | 290 |  | 18 |  |  | 0.97 |  | Outdoor | Behind the PV modules
NJADRE1555177163 | Administratively Determined Incentive Program | JERSEY CITY | 7306 | 8 | 7.2 | Residential | Behind the Meter | No | Net Metered Residential | Suntuity Solar LLC |  | PSE&G | Accepted | 2023-11-25 | 2023-12-27 | 2024-12-27 | Solar Panels | (18)CANADIANSOLAR | CS6R-400MS-HL |  | 0.4 | 18 | 114 | 2 |  | Fixed | Roof
NJADRE1555177205 | Administratively Determined Incentive Program | SEWELL | 8080 | 15 | 6.38 | Residential | Behind the Meter | Yes | Net Metered Residential | Sunrun Installation Services, Inc. |  | AC Electric | Accepted | 2023-11-25 | 2023-12-27 | 2024-12-27 | Inverters | SolarEdge Technologies | SE6000H-USSN | 6000 |  | 1 |  |  | 0.96 |  | Outdoor | Next To Meter
NJADRE1555177205 | Administratively Determined Incentive Program | SEWELL | 8080 | 15 | 6.38 | Residential | Behind the Meter | Yes | Net Metered Residential | Sunrun Installation Services, Inc. |  | AC Electric | Accepted | 2023-11-25 | 2023-12-27 | 2024-12-27 | Solar Panels | Vikram Solar | VSMDHT.60.375.05 |  | 0.375 | 17 | 150 | 26 |  | Fixed | Roof
NJADRE1555177205 | Administratively Determined Incentive Program | SEWELL | 8080 | 15 | 6.38 | Residential | Behind the Meter | Yes | Net Metered Residential | Sunrun Installation Services, Inc. |  | AC Electric | Accepted | 2023-11-25 | 2023-12-27 | 2024-12-27 | Electric Storage Battery | Tesla | Powerwall 2 AC |  |  | 1 |  |  |  | Lithium Ion |  | inside
NJADRE1555177355 | Administratively Determined Incentive Program | CLIFTON | 7012 | 6 | 10.53 | Residential | Behind the Meter | Yes | Net Metered Residential | Sunrun Installation Services, Inc. |  | PSE&G | Accepted | 2023-11-25 | 2023-12-27 | 2024-12-27 | Inverters | Delta Electronics | E8-TL-US | 7680 |  | 1 |  |  | 0.96 |  | Outdoor | Next To Meter
NJADRE1555177355 | Administratively Determined Incentive Program | CLIFTON | 7012 | 6 | 10.53 | Residential | Behind the Meter | Yes | Net Metered Residential | Sunrun Installation Services, Inc. |  | PSE&G | Accepted | 2023-11-25 | 2023-12-27 | 2024-12-27 | Solar Panels | Hanwha Q Cells | Q.PEAK DUO BLK ML-G10+ 405 |  | 0.405 | 26 | 38 | 23 |  | Fixed | Roof
NJADRE1555177361 | Administratively Determined Incentive Program | MOUNT HOLLY | 8060 | 13 | 8.1 | Residential | Behind the Meter | Yes | Net Metered Residential | Sunrun Installation Services, Inc. |  | PSE&G | Accepted | 2023-11-25 | 2024-01-09 | 2025-01-09 | Electric Storage Battery | Tesla | Powerwall 2 AC |  |  | 2 |  |  |  | Lithium Ion |  | inside
NJADRE1555177361 | Administratively Determined Incentive Program | MOUNT HOLLY | 8060 | 13 | 8.1 | Residential | Behind the Meter | Yes | Net Metered Residential | Sunrun Installation Services, Inc. |  | PSE&G | Accepted | 2023-11-25 | 2024-01-09 | 2025-01-09 | Solar Panels | Hanwha Q Cells | Q.PEAK DUO BLK ML-G10+ 405 |  | 0.405 | 8 | 125 | 20 |  | Fixed | Roof
NJADRE1555177361 | Administratively Determined Incentive Program | MOUNT HOLLY | 8060 | 13 | 8.1 | Residential | Behind the Meter | Yes | Net Metered Residential | Sunrun Installation Services, Inc. |  | PSE&G | Accepted | 2023-11-25 | 2024-01-09 | 2025-01-09 | Inverters | SolarEdge Technologies | SE6000H-USSN | 6000 |  | 1 |  |  | 0.96 |  | Outdoor | Next To Meter
NJADRE1555177361 | Administratively Determined Incentive Program | MOUNT HOLLY | 8060 | 13 | 8.1 | Residential | Behind the Meter | Yes | Net Metered Residential | Sunrun Installation Services, Inc. |  | PSE&G | Accepted | 2023-11-25 | 2024-01-09 | 2025-01-09 | Solar Panels | Hanwha Q Cells | Q.PEAK DUO BLK ML-G10+ 405 |  | 0.405 | 12 | 305 | 21 |  | Fixed | Roof
NJADRE1555177366 | Administratively Determined Incentive Program | PENNSAUKEN | 8110 | 14 | 6.39 | Residential | Behind the Meter | No | Net Metered Residential | Solar Energy World |  | PSE&G | Accepted | 2023-11-25 | 2023-12-28 | 2024-12-28 | Inverters | SolarEdge | SE5000H-US | 240 |  | 1 |  |  | 0.99 |  | Outdoor
NJADRE1555177366 | Administratively Determined Incentive Program | PENNSAUKEN | 8110 | 14 | 6.39 | Residential | Behind the Meter | No | Net Metered Residential | Solar Energy World |  | PSE&G | Accepted | 2023-11-25 | 2023-12-28 | 2024-12-28 | Solar Panels | Longi Green Energy | LR4-60HPB-355M |  | 0.355 | 18 | 149 | 34 |  | Fixed | Roof
NJADRE1555178521 | Administratively Determined Incentive Program | EDISON | 8817 | 11 | 7.03 | Residential | Behind the Meter | No | Net Metered Residential | Decksigner LLC |  | PSE&G | Accepted | 2023-12-13 | 2024-01-18 | 2025-01-18 | Inverters | Enphase | IQ8A 72 2 US | 349 |  | 19 |  |  | 0.97 |  | Other | Rooftop
NJADRE1555178521 | Administratively Determined Incentive Program | EDISON | 8817 | 11 | 7.03 | Residential | Behind the Meter | No | Net Metered Residential | Decksigner LLC |  | PSE&G | Accepted | 2023-12-13 | 2024-01-18 | 2025-01-18 | Solar Panels | Silfab Solar | Silfab SIL-370 HC |  | 0.37 | 10 | 243 | 20 |  | Fixed | Roof
NJADRE1555178521 | Administratively Determined Incentive Program | EDISON | 8817 | 11 | 7.03 | Residential | Behind the Meter | No | Net Metered Residential | Decksigner LLC |  | PSE&G | Accepted | 2023-12-13 | 2024-01-18 | 2025-01-18 | Solar Panels | Silfab Solar | Silfab SIL-370 HC |  | 0.37 | 9 | 153 | 20 |  | Fixed | Roof
NJADRE1555178521 | Administratively Determined Incentive Program | EDISON | 8817 | 11 | 7.03 | Residential | Behind the Meter | No | Net Metered Residential | Decksigner LLC |  | PSE&G | Accepted | 2023-12-13 | 2024-01-18 | 2025-01-18 | Meters | Enphase | ENPHASE IQ COMBINER 4 WITH IQ GETAWAY |  |  | 1 |  |  |  | Yes | Outdoor
NJADRE1555178524 | Administratively Determined Incentive Program | MONROE TOWNSHIP | 8831 | 11 | 15.01 | Residential | Behind the Meter | No | Net Metered Residential | Decksigner LLC |  | JCP&L | Accepted | 2023-12-13 | 2024-01-16 | 2025-01-16 | Inverters | Enphase | IQ8A 72 2 US | 349 |  | 38 |  |  | 0.97 |  | Other | Rooftop
NJADRE1555178524 | Administratively Determined Incentive Program | MONROE TOWNSHIP | 8831 | 11 | 15.01 | Residential | Behind the Meter | No | Net Metered Residential | Decksigner LLC |  | JCP&L | Accepted | 2023-12-13 | 2024-01-16 | 2025-01-16 | Solar Panels | Q CELL | Q CELLS Q PEAK DUO BLK ML G10+395 |  | 0.395 | 6 | 282 | 34 |  | Fixed | Roof
NJADRE1555178524 | Administratively Determined Incentive Program | MONROE TOWNSHIP | 8831 | 11 | 15.01 | Residential | Behind the Meter | No | Net Metered Residential | Decksigner LLC |  | JCP&L | Accepted | 2023-12-13 | 2024-01-16 | 2025-01-16 | Solar Panels | Q CELL | Q CELLS Q PEAK DUO BLK ML G10+395 |  | 0.395 | 13 | 102 | 34 |  | Fixed | Roof
NJADRE1555178524 | Administratively Determined Incentive Program | MONROE TOWNSHIP | 8831 | 11 | 15.01 | Residential | Behind the Meter | No | Net Metered Residential | Decksigner LLC |  | JCP&L | Accepted | 2023-12-13 | 2024-01-16 | 2025-01-16 | Solar Panels | Q CELL | Q CELLS Q PEAK DUO BLK ML G10+395 |  | 0.395 | 19 | 192 | 34 |  | Fixed | Roof
NJADRE1555178524 | Administratively Determined Incentive Program | MONROE TOWNSHIP | 8831 | 11 | 15.01 | Residential | Behind the Meter | No | Net Metered Residential | Decksigner LLC |  | JCP&L | Accepted | 2023-12-13 | 2024-01-16 | 2025-01-16 | Meters | Enphase | ENPHASE IQ COMBINER 4 WITH IQ GETAWAY |  |  | 1 |  |  |  | Yes | Outdoor
NJADRE1555178692 | Administratively Determined Incentive Program | HILLSIDE | 7205 | 10 | 13.77 | Residential | Behind the Meter | Yes | Net Metered Residential | Sunrun Installation Services, Inc. |  | PSE&G | Accepted | 2023-11-26 | 2023-12-27 | 2024-12-27 | Inverters | SolarEdge Technologies | SE3800H-USMN | 3800 |  | 1 |  |  | 0.96 |  | Outdoor | Next To Meter
NJADRE1555178692 | Administratively Determined Incentive Program | HILLSIDE | 7205 | 10 | 13.77 | Residential | Behind the Meter | Yes | Net Metered Residential | Sunrun Installation Services, Inc. |  | PSE&G | Accepted | 2023-11-26 | 2023-12-27 | 2024-12-27 | Inverters | SolarEdge Technologies | SE6000H-USSN | 6000 |  | 1 |  |  | 0.96 |  | Outdoor | Next To Meter
NJADRE1555178692 | Administratively Determined Incentive Program | HILLSIDE | 7205 | 10 | 13.77 | Residential | Behind the Meter | Yes | Net Metered Residential | Sunrun Installation Services, Inc. |  | PSE&G | Accepted | 2023-11-26 | 2023-12-27 | 2024-12-27 | Solar Panels | Hanwha Q Cells | Q.PEAK DUO BLK ML-G10+ 405 |  | 0.405 | 12 | 37 | 24 |  | Fixed | Roof
NJADRE1555178692 | Administratively Determined Incentive Program | HILLSIDE | 7205 | 10 | 13.77 | Residential | Behind the Meter | Yes | Net Metered Residential | Sunrun Installation Services, Inc. |  | PSE&G | Accepted | 2023-11-26 | 2023-12-27 | 2024-12-27 | Solar Panels | Hanwha Q Cells | Q.PEAK DUO BLK ML-G10+ 405 |  | 0.405 | 6 | 37 | 24 |  | Fixed | Roof
NJADRE1555178692 | Administratively Determined Incentive Program | HILLSIDE | 7205 | 10 | 13.77 | Residential | Behind the Meter | Yes | Net Metered Residential | Sunrun Installation Services, Inc. |  | PSE&G | Accepted | 2023-11-26 | 2023-12-27 | 2024-12-27 | Solar Panels | Hanwha Q Cells | Q.PEAK DUO BLK ML-G10+ 405 |  | 0.405 | 16 | 218 | 22 |  | Fixed | Roof
NJADRE1555178692 | Administratively Determined Incentive Program | HILLSIDE | 7205 | 10 | 13.77 | Residential | Behind the Meter | Yes | Net Metered Residential | Sunrun Installation Services, Inc. |  | PSE&G | Accepted | 2023-11-26 | 2023-12-27 | 2024-12-27 | Electric Storage Battery | Tesla | Powerwall 2 AC |  |  | 1 |  |  |  | Lithium Ion |  | inside
NJADRE1555178696 | Administratively Determined Incentive Program | BORDENTOWN | 8505 | 13 | 7.7 | Residential | Behind the Meter | Yes | Net Metered Residential | Sunrun Installation Services, Inc. |  | PSE&G | Accepted | 2023-11-26 | 2023-12-27 | 2024-12-27 | Inverters | Delta Electronics | E6-TL-US | 5760 |  | 1 |  |  | 0.96 |  | Outdoor | Next To Meter
NJADRE1555178696 | Administratively Determined Incentive Program | BORDENTOWN | 8505 | 13 | 7.7 | Residential | Behind the Meter | Yes | Net Metered Residential | Sunrun Installation Services, Inc. |  | PSE&G | Accepted | 2023-11-26 | 2023-12-27 | 2024-12-27 | Solar Panels | Hanwha Q Cells | Q.PEAK DUO BLK ML-G10+ 405 |  | 0.405 | 5 | 324 | 37 |  | Fixed | Roof
NJADRE1555178696 | Administratively Determined Incentive Program | BORDENTOWN | 8505 | 13 | 7.7 | Residential | Behind the Meter | Yes | Net Metered Residential | Sunrun Installation Services, Inc. |  | PSE&G | Accepted | 2023-11-26 | 2023-12-27 | 2024-12-27 | Solar Panels | Hanwha Q Cells | Q.PEAK DUO BLK ML-G10+ 405 |  | 0.405 | 14 | 144 | 44 |  | Fixed | Roof
NJADRE1555178728 | Administratively Determined Incentive Program | MONTGOMERY TWP | 8502 | 5 | 5.84 | Residential | Behind the Meter | No | Net Metered Residential | Solar Energy World |  | PSE&G | Accepted | 2023-11-26 | 2024-01-03 | 2025-01-03 | Inverters | Enphase Energy | IQ8PLUS-72-2-US | 290 |  | 16 |  |  | 0.97 |  | Outdoor
NJADRE1555178728 | Administratively Determined Incentive Program | MONTGOMERY TWP | 8502 | 5 | 5.84 | Residential | Behind the Meter | No | Net Metered Residential | Solar Energy World |  | PSE&G | Accepted | 2023-11-26 | 2024-01-03 | 2025-01-03 | Solar Panels | Hanwha | Q.PEAK DUO BLK-G10+ |  | 0.365 | 16 | 141 | 31 |  | Fixed | Roof
NJADRE1555179987 | Administratively Determined Incentive Program | MONROE TOWNSHIP | 8831 | 11 | 7.51 | Residential | Behind the Meter | No | Net Metered Residential | Decksigner LLC |  | JCP&L | Accepted | 2023-12-10 | 2024-02-01 | 2025-02-01 | Inverters | Enphase | IQ8A 72 2 US | 349 |  | 19 |  |  | 0.97 |  | Other | Rooftop
NJADRE1555179987 | Administratively Determined Incentive Program | MONROE TOWNSHIP | 8831 | 11 | 7.51 | Residential | Behind the Meter | No | Net Metered Residential | Decksigner LLC |  | JCP&L | Accepted | 2023-12-10 | 2024-02-01 | 2025-02-01 | Solar Panels | Q CELL | Q CELLS Q PEAK DUO BLK ML G10 395 |  | 0.395 | 10 | 181 | 20 |  | Fixed | Roof
NJADRE1555179987 | Administratively Determined Incentive Program | MONROE TOWNSHIP | 8831 | 11 | 7.51 | Residential | Behind the Meter | No | Net Metered Residential | Decksigner LLC |  | JCP&L | Accepted | 2023-12-10 | 2024-02-01 | 2025-02-01 | Solar Panels | Q CELL | Q CELLS Q PEAK DUO BLK ML G10 395 |  | 0.395 | 9 | 181 | 21 |  | Fixed | Roof
NJADRE1555179987 | Administratively Determined Incentive Program | MONROE TOWNSHIP | 8831 | 11 | 7.51 | Residential | Behind the Meter | No | Net Metered Residential | Decksigner LLC |  | JCP&L | Accepted | 2023-12-10 | 2024-02-01 | 2025-02-01 | Meters | Enphase | ENPHASE IQ COMBINER 4 WITH IQ GETAWAY |  |  | 1 |  |  |  | Yes | Outdoor
NJADRE1555179994 | Administratively Determined Incentive Program | MONROE TOWNSHIP | 8831 | 11 | 13.83 | Residential | Behind the Meter | No | Net Metered Residential | Decksigner LLC |  | JCP&L | Accepted | 2023-12-10 | 2024-02-01 | 2025-02-01 | Inverters | Enphase | IQ8A 72 2 US | 349 |  | 35 |  |  | 0.97 |  | Other | Rooftop
NJADRE1555179994 | Administratively Determined Incentive Program | MONROE TOWNSHIP | 8831 | 11 | 13.83 | Residential | Behind the Meter | No | Net Metered Residential | Decksigner LLC |  | JCP&L | Accepted | 2023-12-10 | 2024-02-01 | 2025-02-01 | Solar Panels | Q CELL | Q CELLS Q PEAK DUO BLK ML G10 395 |  | 0.395 | 29 | 207 | 20 |  | Fixed | Roof
NJADRE1555179994 | Administratively Determined Incentive Program | MONROE TOWNSHIP | 8831 | 11 | 13.83 | Residential | Behind the Meter | No | Net Metered Residential | Decksigner LLC |  | JCP&L | Accepted | 2023-12-10 | 2024-02-01 | 2025-02-01 | Solar Panels | Q CELL | Q CELLS Q PEAK DUO BLK ML G10 395 |  | 0.395 | 6 | 207 | 20 |  | Fixed | Roof
NJADRE1555179994 | Administratively Determined Incentive Program | MONROE TOWNSHIP | 8831 | 11 | 13.83 | Residential | Behind the Meter | No | Net Metered Residential | Decksigner LLC |  | JCP&L | Accepted | 2023-12-10 | 2024-02-01 | 2025-02-01 | Meters | Enphase | ENPHASE IQ COMBINER 4 WITH IQ GETAWAY |  |  | 1 |  |  |  | Yes | Outdoor
NJADRE1555179995 | Administratively Determined Incentive Program | OCEAN | 7712 | 17 | 17.2 | Residential | Behind the Meter | Yes | Net Metered Residential | Suntuity Solar LLC |  | JCP&L | Accepted | 2023-11-27 | 2023-12-27 | 2024-12-27 | Inverters | ENPHASE | IQ8PLUS-72-2-US | 290 |  | 43 |  |  | 0.97 |  | Outdoor | Behind the PV module
NJADRE1555179995 | Administratively Determined Incentive Program | OCEAN | 7712 | 17 | 17.2 | Residential | Behind the Meter | Yes | Net Metered Residential | Suntuity Solar LLC |  | JCP&L | Accepted | 2023-11-27 | 2023-12-27 | 2024-12-27 | Solar Panels | CANADIAN SOLAR | CS6R-400MS-HL |  | 0.4 | 13 | 166 | 34 |  | Fixed | Roof
NJADRE1555179995 | Administratively Determined Incentive Program | OCEAN | 7712 | 17 | 17.2 | Residential | Behind the Meter | Yes | Net Metered Residential | Suntuity Solar LLC |  | JCP&L | Accepted | 2023-11-27 | 2023-12-27 | 2024-12-27 | Solar Panels | CANADIAN SOLAR | CS6R-400MS-HL |  | 0.4 | 21 | 256 | 23 |  | Fixed | Roof
NJADRE1555179995 | Administratively Determined Incentive Program | OCEAN | 7712 | 17 | 17.2 | Residential | Behind the Meter | Yes | Net Metered Residential | Suntuity Solar LLC |  | JCP&L | Accepted | 2023-11-27 | 2023-12-27 | 2024-12-27 | Solar Panels | CANADIAN SOLAR | CS6R-400MS-HL |  | 0.4 | 9 | 76 | 23 |  | Fixed | Roof
NJADRE1555180002 | Administratively Determined Incentive Program | CHESTERFIELD | 8515 | 13 | 11.34 | Residential | Behind the Meter | No | Net Metered Residential | Decksigner LLC |  | PSE&G | Accepted | 2023-12-10 | 2024-01-12 | 2025-01-12 | Inverters | Enphase | IQ8A 72 2 US | 348 |  | 28 |  |  | 0.97 |  | Other | Rooftop
NJADRE1555180002 | Administratively Determined Incentive Program | CHESTERFIELD | 8515 | 13 | 11.34 | Residential | Behind the Meter | No | Net Metered Residential | Decksigner LLC |  | PSE&G | Accepted | 2023-12-10 | 2024-01-12 | 2025-01-12 | Solar Panels | Q CELL | Q CELLS Q PEAK DUO BLK ML G10 405 |  | 0.405 | 13 | 170 | 20 |  | Fixed | Roof
NJADRE1555180002 | Administratively Determined Incentive Program | CHESTERFIELD | 8515 | 13 | 11.34 | Residential | Behind the Meter | No | Net Metered Residential | Decksigner LLC |  | PSE&G | Accepted | 2023-12-10 | 2024-01-12 | 2025-01-12 | Solar Panels | Q CELL | Q CELLS Q PEAK DUO BLK ML G10 405 |  | 0.405 | 7 | 170 | 20 |  | Fixed | Roof
NJADRE1555180002 | Administratively Determined Incentive Program | CHESTERFIELD | 8515 | 13 | 11.34 | Residential | Behind the Meter | No | Net Metered Residential | Decksigner LLC |  | PSE&G | Accepted | 2023-12-10 | 2024-01-12 | 2025-01-12 | Solar Panels | Q CELL | Q CELLS Q PEAK DUO BLK ML G10 405 |  | 0.405 | 8 | 170 | 20 |  | Fixed | Roof
NJADRE1555180002 | Administratively Determined Incentive Program | CHESTERFIELD | 8515 | 13 | 11.34 | Residential | Behind the Meter | No | Net Metered Residential | Decksigner LLC |  | PSE&G | Accepted | 2023-12-10 | 2024-01-12 | 2025-01-12 | Meters | Enphase | ENPHASE IQ COMBINER 4 WITH IQ GETAWAY |  |  | 1 |  |  |  | Yes | Outdoor
NJADRE1555180012 | Administratively Determined Incentive Program | MOUNT LAUREL | 8054 | 13 | 8.03 | Residential | Behind the Meter | No | Net Metered Residential | Decksigner LLC |  | PSE&G | Accepted | 2024-02-11 | 2024-02-28 | 2025-02-28 | Inverters | Enphase | IQ8A-72-2-US | 349 |  | 22 |  |  | 0.97 |  | Other | Rooftop
NJADRE1555180012 | Administratively Determined Incentive Program | MOUNT LAUREL | 8054 | 13 | 8.03 | Residential | Behind the Meter | No | Net Metered Residential | Decksigner LLC |  | PSE&G | Accepted | 2024-02-11 | 2024-02-28 | 2025-02-28 | Solar Panels | Q CELLS | Q-CELLS Q.PEAK DUO BLK-G10+365 |  | 0.365 | 14 | 265 | 20 |  | Fixed | Roof
NJADRE1555180012 | Administratively Determined Incentive Program | MOUNT LAUREL | 8054 | 13 | 8.03 | Residential | Behind the Meter | No | Net Metered Residential | Decksigner LLC |  | PSE&G | Accepted | 2024-02-11 | 2024-02-28 | 2025-02-28 | Solar Panels | Q CELLS | Q-CELLS Q.PEAK DUO BLK-G10+365 |  | 0.365 | 3 | 355 | 26 |  | Fixed | Roof
NJADRE1555180012 | Administratively Determined Incentive Program | MOUNT LAUREL | 8054 | 13 | 8.03 | Residential | Behind the Meter | No | Net Metered Residential | Decksigner LLC |  | PSE&G | Accepted | 2024-02-11 | 2024-02-28 | 2025-02-28 | Solar Panels | Q CELLS | Q-CELLS Q.PEAK DUO BLK-G10+365 |  | 0.365 | 5 | 85 | 20 |  | Fixed | Roof | Rooftop
NJADRE1555180012 | Administratively Determined Incentive Program | MOUNT LAUREL | 8054 | 13 | 8.03 | Residential | Behind the Meter | No | Net Metered Residential | Decksigner LLC |  | PSE&G | Accepted | 2024-02-11 | 2024-02-28 | 2025-02-28 | Meters | Enphase | ENPHASE IQ COMBINER 4 WITH IQ GATEWAY |  |  | 1 |  |  |  | Yes | Outdoor
NJADRE1555180013 | Administratively Determined Incentive Program | WESTAMPTON | 8060 | 13 | 8.51 | Residential | Behind the Meter | Yes | Net Metered Residential | SunnyMac LLC |  | PSE&G | Accepted | 2023-11-27 | 2023-12-27 | 2024-12-27 | Solar Panels | Q.PEAK DUO BLK ML-G10+ 405 | HANWHA |  | 0.405 | 12 | 199 | 27 |  | Fixed | Roof
NJADRE1555180013 | Administratively Determined Incentive Program | WESTAMPTON | 8060 | 13 | 8.51 | Residential | Behind the Meter | Yes | Net Metered Residential | SunnyMac LLC |  | PSE&G | Accepted | 2023-11-27 | 2023-12-27 | 2024-12-27 | Solar Panels | Q.PEAK DUO BLK ML-G10+ 405 | HANWHA |  | 0.405 | 9 | 109 | 27 |  | Fixed | Roof
NJADRE1555180013 | Administratively Determined Incentive Program | WESTAMPTON | 8060 | 13 | 8.51 | Residential | Behind the Meter | Yes | Net Metered Residential | SunnyMac LLC |  | PSE&G | Accepted | 2023-11-27 | 2023-12-27 | 2024-12-27 | Inverters | SE7600H-US | SOLAREDGE | 7600 |  | 1 |  |  | 0.1 |  | Outdoor | next to meter
NJADRE1555180013 | Administratively Determined Incentive Program | WESTAMPTON | 8060 | 13 | 8.51 | Residential | Behind the Meter | Yes | Net Metered Residential | SunnyMac LLC |  | PSE&G | Accepted | 2023-11-27 | 2023-12-27 | 2024-12-27 | Meters | SE-RGMTR-1D-240C-B | Solaredge |  |  | 1 |  |  |  | Yes | Outdoor